## Dashboard
Pipeline Zone = | 20
Weather --> | Normal

## HP Efficiency
ASHP (neep.org) | Btu per kW | 3412.14 |  |  |  | length | 80 | [14 empty] | Specsheet-Daikin-DZ4SEA.pdf (theacoutlet.com)
| NG Furnace Efficiency | 80% |  |  |  | width | 25 |  | lbs of air per cubic foot | 0.080713
Heating BTU Calculator: How Many BTUs Per Square Foot? (learnmetrics.com) | Climate Zone | 5 |  |  |  | height | 8
| btu per sq ft | 50 |  |  |  | heating volume | 16000
| Sq feet of home | 2000 |  |  |  | room type | 1
| Output Max Btu/h | COP | Input kW | % of Rated Capacity |  | glaze | 1
@95 deg F | 48000 | 240% | 5.87 | 100% |  | house exposure | 1
@82 deg F | 50000 | 338% | 4.34 | 100% |  | required btu | 4.5 | [7 empty] | per kWh | per therm
@47 deg F | 55000 | 283% | 5.7 | 100% |  | total btus needed | 72000 | [7 empty] | 0.075867 | 1.4428
@17 deg F | 48000 | 205% | 6.86 | 100% | 95%
@5 deg F | 46000 | 190% | 7.1 | 100% | 90% |  | 216
@-22 deg F | 24500 | 137% | 5.24 | 100% | 75%
Performance Specs of given electric appliance
temp | Output Max Btu/h | COP | Input kW | Input in Btu |  | temp | HDD | Heat sizing need | current heat pump eff | btus per hour | aux need | heat by zone | kW need | aux kW need | elec cost | gas cost | elec aux cost | net cop | kWh for 1 Dth | Elect Only | Dual Fuel
95 | 48000 | 240% | 5.87 | 20029.2618 |  | 60 | 0 | 72000 | 53142.8571 | 0 | 0 | 100000
94 | 48153.8462 | 247.5% | 5.7523 | 19627.6792 |  | 59 | 1 | 72000 | 53285.7143 | 1291.408 | 0 | 100000 | 0.12684 | 0 | 0.0096231 | 0.02329 | 0 | 301.9% | 97.0894 | 0.0096231 | 0.0096231
93 | 48307.6923 | 255.1% | 5.6346 | 19226.0965 |  | 58 | 2 | 72000 | 53428.5714 | 2582.816 | 0 | 100000 | 0.25488 | 0 | 0.019337 | 0.04658 | 0 | 300.3% | 97.5975 | 0.019337 | 0.019337
92 | 48461.5385 | 262.6% | 5.5169 | 18824.5139 |  | 57 | 3 | 72000 | 53571.4286 | 3874.224 | 0 | 100000 | 0.38412 | 0 | 0.029142 | 0.06987 | 0 | 298.7% | 98.1109 | 0.029142 | 0.029142
91 | 48615.3846 | 270.2% | 5.3992 | 18422.9313 |  | 56 | 4 | 72000 | 53714.2857 | 5165.632 | 0 | 100000 | 0.51453 | 0 | 0.039036 | 0.09316 | 0 | 297.1% | 98.6297 | 0.039036 | 0.039036
90 | 48769.2308 | 277.7% | 5.2815 | 18021.3486 |  | 55 | 5 | 72000 | 53857.1429 | 6457.04 | 0 | 100000 | 0.64612 | 0 | 0.049019 | 0.11645 | 0 | 295.6% | 99.1541 | 0.049019 | 0.049019
89 | 48923.0769 | 285.2% | 5.1638 | 17619.766 |  | 54 | 6 | 72000 | 54000 | 7748.448 | 0 | 100000 | 0.77886 | 0 | 0.05909 | 0.13974 | 0 | 294% | 99.6841 | 0.05909 | 0.05909
88 | 49076.9231 | 292.8% | 5.0462 | 17218.1834 |  | 53 | 7 | 72000 | 54142.8571 | 9039.856 | 0 | 100000 | 0.91276 | 0 | 0.069248 | 0.16303 | 0 | 292.4% | 100.2198 | 0.069248 | 0.069248
87 | 49230.7692 | 300.3% | 4.9285 | 16816.6008 |  | 52 | 8 | 72000 | 54285.7143 | 10331.264 | 0 | 100000 | 1.0478 | 0 | 0.079494 | 0.18632 | 0 | 290.9% | 100.7612 | 0.079494 | 0.079494
86 | 49384.6154 | 307.8% | 4.8108 | 16415.0181 |  | 51 | 9 | 72000 | 54428.5714 | 11622.672 | 0 | 100000 | 1.184 | 0 | 0.089825 | 0.20961 | 0 | 289.3% | 101.3086 | 0.089825 | 0.089825
85 | 49538.4615 | 315.4% | 4.6931 | 16013.4355 |  | 50 | 10 | 72000 | 54571.4286 | 12914.08 | 0 | 100000 | 1.3213 | 0 | 0.10024 | 0.2329 | 0 | 287.7% | 101.8619 | 0.10024 | 0.10024
84 | 49692.3077 | 322.9% | 4.5754 | 15611.8529 |  | 49 | 11 | 72000 | 54714.2857 | 14205.488 | 0 | 100000 | 1.4597 | 0 | 0.11074 | 0.25619 | 0 | 286.1% | 102.4213 | 0.11074 | 0.11074
83 | 49846.1538 | 330.5% | 4.4577 | 15210.2702 |  | 48 | 12 | 72000 | 54857.1429 | 15496.896 | 0 | 100000 | 1.5992 | 0 | 0.12133 | 0.27948 | 0 | 284.6% | 102.9869 | 0.12133 | 0.12133
82 | 50000 | 338% | 4.34 | 14808.6876 |  | 47 | 13 | 72000 | 55000 | 16788.304 | 0 | 100000 | 1.7399 | 0 | 0.132 | 0.30277 | 0 | 283% | 103.5587 | 0.132 | 0.132
81 | 50142.8571 | 336.4% | 4.3789 | 14941.2736 |  | 46 | 14 | 72000 | 54766.6667 | 18079.712 | 0 | 100000 | 1.8945 | 0 | 0.14373 | 0.32606 | 0 | 280.4% | 104.519 | 0.14373 | 0.14373
80 | 50285.7143 | 334.9% | 4.4177 | 15073.8596 |  | 45 | 15 | 72000 | 54533.3333 | 19371.12 | 0 | 100000 | 2.0522 | 0 | 0.15569 | 0.34935 | 0 | 277.8% | 105.4972 | 0.15569 | 0.15569
79 | 50428.5714 | 333.3% | 4.4566 | 15206.4456 |  | 44 | 16 | 72000 | 54300 | 20662.528 | 0 | 100000 | 2.2131 | 0 | 0.1679 | 0.37264 | 0 | 275.2% | 106.4939 | 0.1679 | 0.1679
78 | 50571.4286 | 331.7% | 4.4954 | 15339.0316 |  | 43 | 17 | 72000 | 54066.6667 | 21953.936 | 0 | 100000 | 2.3773 | 0 | 0.18036 | 0.39593 | 0 | 272.6% | 107.5096 | 0.18036 | 0.18036
77 | 50714.2857 | 330.1% | 4.5343 | 15471.6177 |  | 42 | 18 | 72000 | 53833.3333 | 23245.344 | 0 | 100000 | 2.5448 | 0 | 0.19306 | 0.41922 | 0 | 270% | 108.5449 | 0.19306 | 0.19306
76 | 50857.1429 | 328.6% | 4.5731 | 15604.2037 |  | 41 | 19 | 72000 | 53600 | 24536.752 | 0 | 100000 | 2.7155 | 0 | 0.20602 | 0.44251 | 0 | 267.4% | 109.6003 | 0.20602 | 0.20602
75 | 51000 | 327% | 4.612 | 15736.7897 |  | 40 | 20 | 72000 | 53366.6667 | 25828.16 | 0 | 100000 | 2.8897 | 0 | 0.21923 | 0.4658 | 0 | 264.8% | 110.6764 | 0.21923 | 0.21923
74 | 51142.8571 | 325.4% | 4.6509 | 15869.3757 |  | 39 | 21 | 72000 | 53133.3333 | 27119.568 | 0 | 100000 | 3.0672 | 0 | 0.2327 | 0.48909 | 0 | 262.2% | 111.7739 | 0.2327 | 0.2327
73 | 51285.7143 | 323.9% | 4.6897 | 16001.9617 |  | 38 | 22 | 72000 | 52900 | 28410.976 | 0 | 100000 | 3.2482 | 0 | 0.24643 | 0.51238 | 0 | 259.6% | 112.8934 | 0.24643 | 0.24643
72 | 51428.5714 | 322.3% | 4.7286 | 16134.5477 |  | 37 | 23 | 72000 | 52666.6667 | 29702.384 | 0 | 100000 | 3.4327 | 0 | 0.26043 | 0.53567 | 0 | 257% | 114.0355 | 0.26043 | 0.26043
71 | 51571.4286 | 320.7% | 4.7674 | 16267.1337 |  | 36 | 24 | 72000 | 52433.3333 | 30993.792 | 0 | 100000 | 3.6207 | 0 | 0.27469 | 0.55896 | 0 | 254.4% | 115.2009 | 0.27469 | 0.27469
70 | 51714.2857 | 319.1% | 4.8063 | 16399.7197 |  | 35 | 25 | 72000 | 52200 | 32285.2 | 0 | 100000 | 3.8124 | 0 | 0.28923 | 0.58225 | 0 | 251.8% | 116.3905 | 0.28923 | 0.28923
69 | 51857.1429 | 317.6% | 4.8451 | 16532.3057 |  | 34 | 26 | 72000 | 51966.6667 | 33576.608 | 0 | 100000 | 4.0077 | 0 | 0.30405 | 0.60554 | 0 | 249.2% | 117.6048 | 0.30405 | 0.30405
68 | 52000 | 316% | 4.884 | 16664.8918 |  | 33 | 27 | 72000 | 51733.3333 | 34868.016 | 0 | 100000 | 4.2066 | 0 | 0.31914 | 0.62883 | 0 | 246.6% | 118.8448 | 0.31914 | 0.31914
67 | 52142.8571 | 314.4% | 4.9229 | 16797.4778 |  | 32 | 28 | 72000 | 51500 | 36159.424 | 0 | 100000 | 4.4093 | 0 | 0.33452 | 0.65212 | 0 | 244% | 120.1112 | 0.33452 | 0.33452
66 | 52285.7143 | 312.9% | 4.9617 | 16930.0638 |  | 31 | 29 | 72000 | 51266.6667 | 37450.832 | 0 | 100000 | 4.6159 | 0 | 0.35019 | 0.67541 | 0 | 241.4% | 121.4048 | 0.35019 | 0.35019
65 | 52428.5714 | 311.3% | 5.0006 | 17062.6498 |  | 30 | 30 | 72000 | 51033.3333 | 38742.24 | 0 | 100000 | 4.8262 | 0 | 0.36615 | 0.6987 | 0 | 238.8% | 122.7266 | 0.36615 | 0.36615
64 | 52571.4286 | 309.7% | 5.0394 | 17195.2358 |  | 29 | 31 | 72000 | 50800 | 40033.648 | 0 | 100000 | 5.0405 | 0 | 0.3824 | 0.72199 | 0 | 236.2% | 124.0776 | 0.3824 | 0.3824
63 | 52714.2857 | 308.1% | 5.0783 | 17327.8218 |  | 28 | 32 | 72000 | 50566.6667 | 41325.056 | 0 | 100000 | 5.2587 | 0 | 0.39896 | 0.74528 | 0 | 233.6% | 125.4586 | 0.39896 | 0.39896
62 | 52857.1429 | 306.6% | 5.1171 | 17460.4078 |  | 27 | 33 | 72000 | 50333.3333 | 42616.464 | 0 | 100000 | 5.4809 | 0 | 0.41582 | 0.76857 | 0 | 231% | 126.8707 | 0.41582 | 0.41582
61 | 53000 | 305% | 5.156 | 17592.9938 |  | 26 | 34 | 72000 | 50100 | 43907.872 | 0 | 100000 | 5.7071 | 0 | 0.43298 | 0.79186 | 0 | 228.4% | 128.3149 | 0.43298 | 0.43298
60 | 53142.8571 | 303.4% | 5.1949 | 17725.5799 |  | 25 | 35 | 72000 | 49866.6667 | 45199.28 | 0 | 100000 | 5.9375 | 0 | 0.45046 | 0.81515 | 0 | 225.8% | 129.7924 | 0.45046 | 0.45046
59 | 53285.7143 | 301.9% | 5.2337 | 17858.1659 |  | 24 | 36 | 72000 | 49633.3333 | 46490.688 | 0 | 100000 | 6.1721 | 0 | 0.46826 | 0.83844 | 0 | 223.2% | 131.3043 | 0.46826 | 0.46826
58 | 53428.5714 | 300.3% | 5.2726 | 17990.7519 |  | 23 | 37 | 72000 | 49400 | 47782.096 | 0 | 100000 | 6.4109 | 0 | 0.48638 | 0.86173 | 0 | 220.6% | 132.8519 | 0.48638 | 0.48638
57 | 53571.4286 | 298.7% | 5.3114 | 18123.3379 |  | 22 | 38 | 72000 | 49166.6667 | 49073.504 | 0 | 100000 | 6.654 | 0 | 0.50482 | 0.88502 | 0 | 218% | 134.4363 | 0.50482 | 0.50482
56 | 53714.2857 | 297.1% | 5.3503 | 18255.9239 |  | 21 | 39 | 72000 | 48933.3333 | 50364.912 | 1431.5787 | 100000 | 6.9015 | 0.41955 | 0.52359 | 0.90831 | 0.03183 | 208.8% | 140.3687 | 0.55542 | 0.52359
55 | 53857.1429 | 295.6% | 5.3891 | 18388.5099 |  | 20 | 40 | 72000 | 48700 | 51656.32 | 2956.32 | 100000 | 7.1534 | 0.86641 | 0.5427 | 0.9316 | 0.065732 | 200.6% | 146.0873 | 0.60844 | 0.5427
54 | 54000 | 294% | 5.428 | 18521.0959 |  | 19 | 41 | 72000 | 48466.6667 | 52947.728 | 4481.0613 | 100000 | 7.4098 | 1.3133 | 0.56215 | 0.95489 | 0.099633 | 193.6% | 151.3726 | 0.66179 | 0.56215
53 | 54142.8571 | 292.4% | 5.4669 | 18653.6819 |  | 18 | 42 | 72000 | 48233.3333 | 54239.136 | 6005.8027 | 100000 | 7.6707 | 1.7601 | 0.58195 | 0.97818 | 0.13353 | 187.5% | 156.2896 | 0.71548 | 0.58195
52 | 54285.7143 | 290.9% | 5.5057 | 18786.2679 |  | 17 | 43 | 72000 | 48000 | 55530.544 | 7530.544 | 100000 | 7.9362 | 2.207 | 0.6021 | 1.0015 | 0.16744 | 182.2% | 160.8921 | 0.76953 | 0.6021
51 | 54428.5714 | 289.3% | 5.5446 | 18918.854 |  | 16 | 44 | 72000 | 47833.3333 | 56821.952 | 8988.6187 | 100000 | 8.1729 | 2.6343 | 0.62005 | 1.0248 | 0.19986 | 178.5% | 164.222 | 0.8199 | 0.62005
50 | 54571.4286 | 287.7% | 5.5834 | 19051.44 |  | 15 | 45 | 72000 | 47666.6667 | 58113.36 | 10446.6933 | 100000 | 8.4122 | 3.0616 | 0.63821 | 1.048 | 0.23228 | 175.1% | 167.3264 | 0.87048 | 0.63821
49 | 54714.2857 | 286.1% | 5.6223 | 19184.026 |  | 14 | 46 | 72000 | 47500 | 59404.768 | 11904.768 | 100000 | 8.6543 | 3.4889 | 0.65658 | 1.0713 | 0.26469 | 172.2% | 170.2325 | 0.92127 | 0.65658
48 | 54857.1429 | 284.6% | 5.6611 | 19316.612 |  | 13 | 47 | 72000 | 47333.3333 | 60696.176 | 13362.8427 | 100000 | 8.8993 | 3.9163 | 0.67516 | 1.0946 | 0.29711 | 169.4% | 172.9633 | 0.97227 | 0.67516
47 | 55000 | 283% | 5.7 | 19449.198 |  | 12 | 48 | 72000 | 47166.6667 | 61987.584 | 14820.9173 | 100000 | 9.147 | 4.3436 | 0.69395 | 1.1179 | 0.32953 | 167% | 175.5387 | 1.0235 | 0.69395
46 | 54766.6667 | 280.4% | 5.7387 | 19581.1341 |  | 11 | 49 | 72000 | 47000 | 63278.992 | 16278.992 | 100000 | 9.3976 | 4.7709 | 0.71296 | 1.1412 | 0.36195 | 164.7% | 177.9757 | 1.0749 | 0.71296
45 | 54533.3333 | 277.8% | 5.7773 | 19713.0702 |  | 10 | 50 | 72000 | 46833.3333 | 64570.4 | 17737.0667 | 100000 | 9.6511 | 5.1982 | 0.7322 | 1.1645 | 0.39437 | 162.6% | 180.2891 | 1.1266 | 0.7322
44 | 54300 | 275.2% | 5.816 | 19845.0062 |  | 9 | 51 | 72000 | 46666.6667 | 65861.808 | 19195.1413 | 100000 | 9.9075 | 5.6255 | 0.75165 | 1.1878 | 0.42679 | 160.6% | 182.4918 | 1.1784 | 0.75165
43 | 54066.6667 | 272.6% | 5.8547 | 19976.9423 |  | 8 | 52 | 72000 | 46500 | 67153.216 | 20653.216 | 100000 | 10.1669 | 6.0529 | 0.77132 | 1.2111 | 0.45921 | 158.8% | 184.595 | 1.2305 | 1.2111
42 | 53833.3333 | 270% | 5.8933 | 20108.8784 |  | 7 | 53 | 72000 | 46333.3333 | 68444.624 | 22111.2907 | 100000 | 10.4292 | 6.4802 | 0.79123 | 1.2344 | 0.49163 | 157.1% | 186.6087 | 1.2829 | 1.2344
41 | 53600 | 267.4% | 5.932 | 20240.8145 |  | 6 | 54 | 72000 | 46166.6667 | 69736.032 | 23569.3653 | 100000 | 10.6945 | 6.9075 | 0.81136 | 1.2577 | 0.52405 | 155.4% | 188.5416 | 1.3354 | 1.2577
40 | 53366.6667 | 264.8% | 5.9707 | 20372.7506 |  | 5 | 55 | 72000 | 46000 | 71027.44 | 25027.44 | 100000 | 10.9629 | 7.3348 | 0.83172 | 1.2809 | 0.55647 | 153.9% | 190.4016 | 1.3882 | 1.2809
39 | 53133.3333 | 262.2% | 6.0093 | 20504.6866 |  | 4 | 56 | 72000 | 45203.7037 | 72318.848 | 27115.1443 | 100000 | 11.2487 | 7.9467 | 0.8534 | 1.3042 | 0.60289 | 151.6% | 193.3307 | 1.4563 | 1.3042
38 | 52900 | 259.6% | 6.048 | 20636.6227 |  | 3 | 57 | 72000 | 44407.4074 | 73610.256 | 29202.8486 | 100000 | 11.5407 | 8.5585 | 0.87555 | 1.3275 | 0.64931 | 149.4% | 196.1359 | 1.5249 | 1.3275
37 | 52666.6667 | 257% | 6.0867 | 20768.5588 |  | 2 | 58 | 72000 | 43611.1111 | 74901.664 | 31290.5529 | 100000 | 11.8392 | 9.1704 | 0.8982 | 1.3508 | 0.69572 | 147.4% | 198.8299 | 1.5939 | 1.3508
36 | 52433.3333 | 254.4% | 6.1253 | 20900.4949 |  | 1 | 59 | 72000 | 42814.8148 | 76193.072 | 33378.2572 | 100000 | 12.1448 | 9.7822 | 0.92138 | 1.3741 | 0.74214 | 145.5% | 201.424 | 1.6635 | 1.3741
35 | 52200 | 251.8% | 6.164 | 21032.431 |  | 0 | 60 | 72000 | 42018.5185 | 77484.48 | 35465.9615 | 100000 | 12.4576 | 10.3941 | 0.94512 | 1.3974 | 0.78856 | 143.7% | 203.928 | 1.7337 | 1.3974
34 | 51966.6667 | 249.2% | 6.2027 | 21164.367 |  | -1 | 61 | 72000 | 41222.2222 | 78775.888 | 37553.6658 | 100000 | 12.7783 | 11.0059 | 0.96944 | 1.4207 | 0.83498 | 142% | 206.351 | 1.8044 | 1.4207
33 | 51733.3333 | 246.6% | 6.2413 | 21296.3031 |  | -2 | 62 | 72000 | 40425.9259 | 80067.296 | 39641.3701 | 100000 | 13.1071 | 11.6177 | 0.99439 | 1.444 | 0.8814 | 140.4% | 208.7008 | 1.8758 | 1.444
32 | 51500 | 244% | 6.28 | 21428.2392 |  | -3 | 63 | 72000 | 39629.6296 | 81358.704 | 41729.0744 | 100000 | 13.4447 | 12.2296 | 1.02 | 1.4673 | 0.92782 | 138.9% | 210.9848 | 1.9478 | 1.4673
31 | 51266.6667 | 241.4% | 6.3187 | 21560.1753 |  | -4 | 64 | 72000 | 38833.3333 | 82650.112 | 43816.7787 | 100000 | 13.7916 | 12.8414 | 1.0463 | 1.4906 | 0.97424 | 137.5% | 213.2095 | 2.0206 | 1.4906
30 | 51033.3333 | 238.8% | 6.3573 | 21692.1114 |  | -5 | 65 | 72000 | 38037.037 | 83941.52 | 45904.483 | 100000 | 14.1483 | 13.4533 | 1.0734 | 1.5138 | 1.0207 | 136.1% | 215.3809 | 2.094 | 1.5138
29 | 50800 | 236.2% | 6.396 | 21824.0474 |  | -6 | 66 | 72000 | 37240.7407 | 85232.928 | 47992.1873 | 100000 | 14.5155 | 14.0651 | 1.1012 | 1.5371 | 1.0671 | 134.7% | 217.5045 | 2.1683 | 1.5371
28 | 50566.6667 | 233.6% | 6.4347 | 21955.9835 |  | -7 | 67 | 72000 | 36444.4444 | 86524.336 | 50079.8916 | 100000 | 14.8938 | 14.677 | 1.1299 | 1.5604 | 1.1135 | 133.5% | 219.5852 | 2.2434 | 1.5604
27 | 50333.3333 | 231% | 6.4733 | 22087.9196 |  | -8 | 68 | 72000 | 35648.1481 | 87815.744 | 52167.5959 | 100000 | 15.284 | 15.2888 | 1.1595 | 1.5837 | 1.1599 | 132.2% | 221.6279 | 2.3195 | 1.5837
26 | 50100 | 228.4% | 6.512 | 22219.8557 |  | -9 | 69 | 72000 | 34851.8519 | 89107.152 | 54255.3001 | 100000 | 15.687 | 15.9007 | 1.1901 | 1.607 | 1.2063 | 131% | 223.6368 | 2.3965 | 1.607
25 | 49866.6667 | 225.8% | 6.5507 | 22351.7918 |  | -10 | 70 | 72000 | 34055.5556 | 90398.56 | 56343.0044 | 100000 | 16.1036 | 16.5125 | 1.2217 | 1.6303 | 1.2527 | 129.9% | 225.6161 | 2.4745 | 1.6303
24 | 49633.3333 | 223.2% | 6.5893 | 22483.7278 |  | -11 | 71 | 72000 | 33259.2593 | 91689.968 | 58430.7087 | 100000 | 16.5348 | 17.1244 | 1.2544 | 1.6536 | 1.2992 | 128.8% | 227.5695 | 2.5536 | 1.6536
23 | 49400 | 220.6% | 6.628 | 22615.6639 |  | -12 | 72 | 72000 | 32462.963 | 92981.376 | 60518.413 | 100000 | 16.9817 | 17.7362 | 1.2883 | 1.6769 | 1.3456 | 127.7% | 229.5007 | 2.6339 | 1.6769
22 | 49166.6667 | 218% | 6.6667 | 22747.6 |  | -13 | 73 | 72000 | 31666.6667 | 94272.784 | 62606.1173 | 100000 | 17.4454 | 18.3481 | 1.3235 | 1.7002 | 1.392 | 126.6% | 231.4133 | 2.7155 | 1.7002
21 | 48933.3333 | 215.4% | 6.7053 | 22879.5361 |  | -14 | 74 | 72000 | 30870.3704 | 95564.192 | 64693.8216 | 100000 | 17.9273 | 18.9599 | 1.3601 | 1.7235 | 1.4384 | 125.6% | 233.3106 | 2.7985 | 1.7235
20 | 48700 | 212.8% | 6.744 | 23011.4722 |  | -15 | 75 | 72000 | 30074.0741 | 96855.6 | 66781.5259 | 100000 | 18.4288 | 19.5717 | 1.3981 | 1.7467 | 1.4848 | 124.6% | 235.1958 | 2.883 | 1.7467
19 | 48466.6667 | 210.2% | 6.7827 | 23143.4082 |  | -16 | 76 | 72000 | 29277.7778 | 98147.008 | 68869.2302 | 100000 | 18.9515 | 20.1836 | 1.4378 | 1.77 | 1.5313 | 123.6% | 237.0722 | 2.969 | 1.77
18 | 48233.3333 | 207.6% | 6.8213 | 23275.3443 |  | -17 | 77 | 72000 | 28481.4815 | 99438.416 | 70956.9345 | 100000 | 19.4972 | 20.7954 | 1.4792 | 1.7933 | 1.5777 | 122.7% | 238.943 | 3.0569 | 1.7933
17 | 48000 | 205% | 6.86 | 23407.2804 |  | -18 | 78 | 72000 | 27685.1852 | 100729.824 | 73044.6388 | 100000 | 20.0678 | 21.4073 | 1.5225 | 1.8166 | 1.6241 | 121.7% | 240.8112 | 3.1466 | 1.8166
16 | 47833.3333 | 203.8% | 6.88 | 23475.5232 |  | -19 | 79 | 72000 | 26888.8889 | 102021.232 | 75132.3431 | 100000 | 20.6656 | 22.0191 | 1.5678 | 1.8399 | 1.6705 | 120.8% | 242.68 | 3.2383 | 1.8399
15 | 47666.6667 | 202.5% | 6.9 | 23543.766 |  | -20 | 80 | 72000 | 26092.5926 | 103312.64 | 77220.0474 | 100000 | 21.2931 | 22.631 | 1.6154 | 1.8632 | 1.7169 | 119.8% | 244.5527 | 3.3324 | 1.8632
14 | 47500 | 201.3% | 6.92 | 23612.0088 |  | -21 | 81 | 72000 | 25296.2963 | 104604.048 | 79307.7517 | 100000 | 21.9531 | 23.2428 | 1.6655 | 1.8865 | 1.7634 | 118.9% | 246.4325 | 3.4289 | 1.8865
13 | 47333.3333 | 200% | 6.94 | 23680.2516 |  | -22 | 82 | 72000 | 24500 | 105895.456 | 81395.456 | 100000 | 22.6487 | 23.8547 | 1.7183 | 1.9098 | 1.8098 | 118% | 248.3229 | 3.5281 | 1.9098
12 | 47166.6667 | 198.8% | 6.96 | 23748.4944
11 | 47000 | 197.5% | 6.98 | 23816.7372 | [6 empty] | 1 | 301.9% | 301.9% |  |  |  | 1 | 0.0096231 | 0.02329
10 | 46833.3333 | 196.2% | 7 | 23884.98 | [6 empty] | 2 | 300.3% | 300.3% |  |  |  | 2 | 0.019337 | 0.04658
9 | 46666.6667 | 195% | 7.02 | 23953.2228 | [6 empty] | 3 | 298.7% | 298.7% |  |  |  | 3 | 0.029142 | 0.06987
8 | 46500 | 193.8% | 7.04 | 24021.4656 | [6 empty] | 4 | 297.1% | 297.1% |  |  |  | 4 | 0.039036 | 0.09316
7 | 46333.3333 | 192.5% | 7.06 | 24089.7084 | [6 empty] | 5 | 295.6% | 295.6% |  |  |  | 5 | 0.049019 | 0.11645
6 | 46166.6667 | 191.2% | 7.08 | 24157.9512 | [6 empty] | 6 | 294% | 294% |  |  |  | 6 | 0.05909 | 0.13974
5 | 46000 | 190% | 7.1 | 24226.194 | [6 empty] | 7 | 292.4% | 292.4% |  |  |  | 7 | 0.069248 | 0.16303
4 | 45203.7037 | 188% | 7.0311 | 23991.1355 | [6 empty] | 8 | 290.9% | 290.9% |  |  |  | 8 | 0.079494 | 0.18632
3 | 44407.4074 | 186.1% | 6.9622 | 23756.0769 | [6 empty] | 9 | 289.3% | 289.3% |  |  |  | 9 | 0.089825 | 0.20961
2 | 43611.1111 | 184.1% | 6.8933 | 23521.0184 | [6 empty] | 10 | 287.7% | 287.7% |  |  |  | 10 | 0.10024 | 0.2329
1 | 42814.8148 | 182.1% | 6.8244 | 23285.9599 | [6 empty] | 11 | 286.1% | 286.1% |  |  |  | 11 | 0.11074 | 0.25619
0 | 42018.5185 | 180.2% | 6.7556 | 23050.9013 | [6 empty] | 12 | 284.6% | 284.6% |  |  |  | 12 | 0.12133 | 0.27948
-1 | 41222.2222 | 178.2% | 6.6867 | 22815.8428 | [6 empty] | 13 | 283% | 283% |  |  |  | 13 | 0.132 | 0.30277
-2 | 40425.9259 | 176.3% | 6.6178 | 22580.7843 | [6 empty] | 14 | 280.4% | 280.4% |  |  |  | 14 | 0.14373 | 0.32606
-3 | 39629.6296 | 174.3% | 6.5489 | 22345.7257 | [6 empty] | 15 | 277.8% | 277.8% |  |  |  | 15 | 0.15569 | 0.34935
-4 | 38833.3333 | 172.3% | 6.48 | 22110.6672 | [6 empty] | 16 | 275.2% | 275.2% |  |  |  | 16 | 0.1679 | 0.37264
-5 | 38037.037 | 170.4% | 6.4111 | 21875.6087 | [6 empty] | 17 | 272.6% | 272.6% |  |  |  | 17 | 0.18036 | 0.39593
-6 | 37240.7407 | 168.4% | 6.3422 | 21640.5501 | [6 empty] | 18 | 270% | 270% |  |  |  | 18 | 0.19306 | 0.41922
-7 | 36444.4444 | 166.4% | 6.2733 | 21405.4916 | [6 empty] | 19 | 267.4% | 267.4% |  |  |  | 19 | 0.20602 | 0.44251
-8 | 35648.1481 | 164.5% | 6.2044 | 21170.4331 | [6 empty] | 20 | 264.8% | 264.8% |  |  |  | 20 | 0.21923 | 0.4658
-9 | 34851.8519 | 162.5% | 6.1356 | 20935.3745 | [6 empty] | 21 | 262.2% | 262.2% |  |  |  | 21 | 0.2327 | 0.48909
-10 | 34055.5556 | 160.6% | 6.0667 | 20700.316 | [6 empty] | 22 | 259.6% | 259.6% |  |  |  | 22 | 0.24643 | 0.51238
-11 | 33259.2593 | 158.6% | 5.9978 | 20465.2575 | [6 empty] | 23 | 257% | 257% |  |  |  | 23 | 0.26043 | 0.53567
-12 | 32462.963 | 156.6% | 5.9289 | 20230.1989 | [6 empty] | 24 | 254.4% | 254.4% |  |  |  | 24 | 0.27469 | 0.55896
-13 | 31666.6667 | 154.7% | 5.86 | 19995.1404 | [6 empty] | 25 | 251.8% | 251.8% |  |  |  | 25 | 0.28923 | 0.58225
-14 | 30870.3704 | 152.7% | 5.7911 | 19760.0819 | [6 empty] | 26 | 249.2% | 249.2% |  |  |  | 26 | 0.30405 | 0.60554
-15 | 30074.0741 | 150.7% | 5.7222 | 19525.0233 | [6 empty] | 27 | 246.6% | 246.6% |  |  |  | 27 | 0.31914 | 0.62883
-16 | 29277.7778 | 148.8% | 5.6533 | 19289.9648 | [6 empty] | 28 | 244% | 244% |  |  |  | 28 | 0.33452 | 0.65212
-17 | 28481.4815 | 146.8% | 5.5844 | 19054.9063 | [6 empty] | 29 | 241.4% | 241.4% |  |  |  | 29 | 0.35019 | 0.67541
-18 | 27685.1852 | 144.9% | 5.5156 | 18819.8477 | [6 empty] | 30 | 238.8% | 238.8% |  |  |  | 30 | 0.36615 | 0.6987
-19 | 26888.8889 | 142.9% | 5.4467 | 18584.7892 | [6 empty] | 31 | 236.2% | 236.2% |  |  |  | 31 | 0.3824 | 0.72199
-20 | 26092.5926 | 140.9% | 5.3778 | 18349.7307 | [6 empty] | 32 | 233.6% | 233.6% |  |  |  | 32 | 0.39896 | 0.74528
-21 | 25296.2963 | 139% | 5.3089 | 18114.6721 | [6 empty] | 33 | 231% | 231% |  |  |  | 33 | 0.41582 | 0.76857
-22 | 24500 | 137% | 5.24 | 17879.6136 | [6 empty] | 34 | 228.4% | 228.4% |  |  |  | 34 | 0.43298 | 0.79186
[11 empty] | 35 | 225.8% | 225.8% |  |  |  | 35 | 0.45046 | 0.81515
[11 empty] | 36 | 223.2% | 223.2% |  |  |  | 36 | 0.46826 | 0.83844
[11 empty] | 37 | 220.6% | 220.6% |  |  |  | 37 | 0.48638 | 0.86173
[11 empty] | 38 | 218% | 218% |  |  |  | 38 | 0.50482 | 0.88502
[11 empty] | 39 | 215.4% | 208.8% |  |  |  | 39 | 0.55542 | 0.90831
[11 empty] | 40 | 212.8% | 200.6% |  |  |  | 40 | 0.60844 | 0.9316
[11 empty] | 41 | 210.2% | 193.6% |  |  |  | 41 | 0.66179 | 0.95489
[11 empty] | 42 | 207.6% | 187.5% |  |  |  | 42 | 0.71548 | 0.97818
[11 empty] | 43 | 205% | 182.2% |  |  |  | 43 | 0.76953 | 1.0015
[11 empty] | 44 | 203.8% | 178.5% |  |  |  | 44 | 0.8199 | 1.0248
[11 empty] | 45 | 202.5% | 175.1% |  |  |  | 45 | 0.87048 | 1.048
[11 empty] | 46 | 201.3% | 172.2% |  |  |  | 46 | 0.92127 | 1.0713
[11 empty] | 47 | 200% | 169.4% |  |  |  | 47 | 0.97227 | 1.0946
[11 empty] | 48 | 198.8% | 167% |  |  |  | 48 | 1.0235 | 1.1179
[11 empty] | 49 | 197.5% | 164.7% |  |  |  | 49 | 1.0749 | 1.1412
[11 empty] | 50 | 196.2% | 162.6% |  |  |  | 50 | 1.1266 | 1.1645
[11 empty] | 51 | 195% | 160.6% |  |  |  | 51 | 1.1784 | 1.1878
[11 empty] | 52 | 193.8% | 158.8% |  |  |  | 52 | 1.2305 | 1.2111
[11 empty] | 53 | 192.5% | 157.1% |  |  |  | 53 | 1.2829 | 1.2344
[11 empty] | 54 | 191.2% | 155.4% |  |  |  | 54 | 1.3354 | 1.2577
[11 empty] | 55 | 190% | 153.9% |  |  |  | 55 | 1.3882 | 1.2809
[11 empty] | 56 | 188% | 151.6% |  |  |  | 56 | 1.4563 | 1.3042
[11 empty] | 57 | 186.1% | 149.4% |  |  |  | 57 | 1.5249 | 1.3275
[11 empty] | 58 | 184.1% | 147.4% |  |  |  | 58 | 1.5939 | 1.3508
[11 empty] | 59 | 182.1% | 145.5% |  |  |  | 59 | 1.6635 | 1.3741
[11 empty] | 60 | 180.2% | 143.7% |  |  |  | 60 | 1.7337 | 1.3974
[11 empty] | 61 | 178.2% | 142% |  |  |  | 61 | 1.8044 | 1.4207
[11 empty] | 62 | 176.3% | 140.4% |  |  |  | 62 | 1.8758 | 1.444
[11 empty] | 63 | 174.3% | 138.9% |  |  |  | 63 | 1.9478 | 1.4673
[11 empty] | 64 | 172.3% | 137.5% |  |  |  | 64 | 2.0206 | 1.4906
[11 empty] | 65 | 170.4% | 136.1% |  |  |  | 65 | 2.094 | 1.5138
[11 empty] | 66 | 168.4% | 134.7% |  |  |  | 66 | 2.1683 | 1.5371
[11 empty] | 67 | 166.4% | 133.5% |  |  |  | 67 | 2.2434 | 1.5604
[11 empty] | 68 | 164.5% | 132.2% |  |  |  | 68 | 2.3195 | 1.5837
[11 empty] | 69 | 162.5% | 131% |  |  |  | 69 | 2.3965 | 1.607
[11 empty] | 70 | 160.6% | 129.9% |  |  |  | 70 | 2.4745 | 1.6303
[11 empty] | 71 | 158.6% | 128.8% |  |  |  | 71 | 2.5536 | 1.6536
[11 empty] | 72 | 156.6% | 127.7% |  |  |  | 72 | 2.6339 | 1.6769
[11 empty] | 73 | 154.7% | 126.6% |  |  |  | 73 | 2.7155 | 1.7002
[11 empty] | 74 | 152.7% | 125.6% |  |  |  | 74 | 2.7985 | 1.7235
[11 empty] | 75 | 150.7% | 124.6% |  |  |  | 75 | 2.883 | 1.7467
[11 empty] | 76 | 148.8% | 123.6% |  |  |  | 76 | 2.969 | 1.77
[11 empty] | 77 | 146.8% | 122.7% |  |  |  | 77 | 3.0569 | 1.7933
[11 empty] | 78 | 144.9% | 121.7% |  |  |  | 78 | 3.1466 | 1.8166
[11 empty] | 79 | 142.9% | 120.8% |  |  |  | 79 | 3.2383 | 1.8399
[11 empty] | 80 | 140.9% | 119.8% |  |  |  | 80 | 3.3324 | 1.8632
[11 empty] | 81 | 139% | 118.9% |  |  |  | 81 | 3.4289 | 1.8865
[11 empty] | 82 | 137% | 118% |  |  |  | 82 | 3.5281 | 1.9098

## Existing Technology Conversion
|  | 2 | 3 | 4 | 5 | 6 | 7 | 8 | 9 | 10 | 11 | 12 | 13 | 14 | 15 | 16 | 17 | 18 | 19 | 20 | 21 | 22 | 23 | 24 | 25 | 26 | 27 | 28 | 29 | 30 | 31 | 32 | 33 | 34 | 35 | 36 | 37 | 38 | 39 | 40 | 41 | 42 | 43
|  | 2: kWh / Therm; 17: Natural Gas Efficiency | Electric Efficiency
|  | 2: Water Heat; 4: Space Heat; 6: Other; 8: Water Heat; 10: Space Heat; 12: Other; 17: Residential; 20: Residential; 23: Commerical; 26: Commerical; 29: Industrial; 32: Industrial | Residential |  |  | Residential |  |  | Commerical |  |  | Commerical |  |  | Industrial |  |  | Industrial
|  | 2: Res; 3: Com; 4: Res; 5: Com; 6: Res; 7: Com; 8: Res; 9: Com; 10: Res; 11: Com; 12: Res; 13: Com; 14: Res; 15: Com; 16: Ind; 17: Efficiency; 20: Percent Use; 23: Efficiency; 26: Percent Use; 29: Efficiency; 32: Percent Use; 35: Water Heat Efficiency; 37: Space Heat Efficiency; 39: Other; 41: Blended Efficiency | Efficiency |  |  | Percent Use |  |  | Efficiency |  |  | Percent Use |  |  | Efficiency |  |  | Percent Use |  |  | Water Heat Efficiency |  | Space Heat Efficiency |  | Other |  | Efficiency
Temp | HDD | Ratio | Ratio | Ratio | Ratio | Ratio | Ratio | Ratio | Ratio | Ratio | Ratio | Ratio | Ratio | Ratio | Ratio | Ratio | Water Heat | Space Heat | Other | Water Heat | Space Heat | Other | Water Heat | Space Heat | Other | Water Heat | Space Heat | Other | Water Heat | Space Heat | Process | Water Heat | Space Heat | Process | Res | Com | Res | Com | Res | Com | Res | Comm | Industrial | Water Heat | Space Heat | Other | Water Heat | Space Heat | Other | Water Heat | Space Heat | Other | Water Heat | Space Heat | Other | Water Heat | Space Heat | Process | Water Heat | Space Heat | Process | Res | Com | Res | Com | Res | Com | Res | Comm | Industrial
-15 | 75 | 9.083 | 18.166 | 29.0062 | 23.44 | 0 | 0 | 31% | 62% | 99% | 80% | 0 | 0% | 94.86% | 78.35% | 91.52% | 62% | 88% | 100% | 5% | 92% | 3% | 62% | 88% | 100% | 10% | 90% | 0% | 62% | 88% | 100% | 5% | 35% | 60% | 3.1% | 6.2% | 80.96% | 79.2% | 3% | 0% | 87.06% | 85.4% | 93.9% | 100% | 94% | 100% | 10% | 87% | 0% | 100% | 110% | 100% | 10% | 90% | 0% | 82% | 110% | 100% | 5% | 35% | 60% | 10% | 10% | 81.78% | 99% | 0% | -99.9% | 91.78% | 109% | 102.6%
-14 | 74 | 9.083 | 18.166 | 29.0062 | 23.44 | 87.9 | 0 | 31% | 62% | 99% | 80% | 300% | 0% | 93.83% | 78.35% | 91.52% | 62% | 88% | 100% | 5% | 92% | 3% | 62% | 88% | 100% | 10% | 90% | 0% | 62% | 88% | 100% | 5% | 35% | 60% | 3.1% | 6.2% | 80.96% | 79.2% | 3% | 0% | 87.06% | 85.4% | 93.9% | 100% | 94% | 100% | 10% | 87% | 1% | 100% | 110% | 100% | 10% | 90% | 0% | 82% | 110% | 100% | 5% | 35% | 60% | 10% | 10% | 81.78% | 99% | 1% | 0% | 92.78% | 109% | 102.6%
-13 | 73 | 9.083 | 18.166 | 29.0062 | 23.44 | 87.9 | 0 | 31% | 62% | 99% | 80% | 300% | 0% | 93.83% | 78.35% | 91.52% | 62% | 88% | 100% | 5% | 92% | 3% | 62% | 88% | 100% | 10% | 90% | 0% | 62% | 88% | 100% | 5% | 35% | 60% | 3.1% | 6.2% | 80.96% | 79.2% | 3% | 0% | 87.06% | 85.4% | 93.9% | 100% | 94% | 100% | 10% | 87% | 1% | 100% | 110% | 100% | 10% | 90% | 0% | 82% | 110% | 100% | 5% | 35% | 60% | 10% | 10% | 81.78% | 99% | 1% | 0% | 92.78% | 109% | 102.6%
-12 | 72 | 9.083 | 18.166 | 29.0062 | 23.44 | 87.9 | 0 | 31% | 62% | 99% | 80% | 300% | 0% | 93.83% | 78.35% | 91.52% | 62% | 88% | 100% | 5% | 92% | 3% | 62% | 88% | 100% | 10% | 90% | 0% | 62% | 88% | 100% | 5% | 35% | 60% | 3.1% | 6.2% | 80.96% | 79.2% | 3% | 0% | 87.06% | 85.4% | 93.9% | 100% | 94% | 100% | 10% | 87% | 1% | 100% | 110% | 100% | 10% | 90% | 0% | 82% | 110% | 100% | 5% | 35% | 60% | 10% | 10% | 81.78% | 99% | 1% | 0% | 92.78% | 109% | 102.6%
-11 | 71 | 9.083 | 18.166 | 29.0062 | 23.44 | 43.95 | 0 | 31% | 62% | 99% | 80% | 150% | 0% | 92.83% | 78.35% | 91.52% | 62% | 88% | 100% | 5% | 92% | 3% | 62% | 88% | 100% | 10% | 90% | 0% | 62% | 88% | 100% | 5% | 35% | 60% | 3.1% | 6.2% | 80.96% | 79.2% | 3% | 0% | 87.06% | 85.4% | 93.9% | 100% | 94% | 100% | 10% | 87% | 2% | 100% | 110% | 100% | 10% | 90% | 0% | 82% | 110% | 100% | 5% | 35% | 60% | 10% | 10% | 81.78% | 99% | 2% | 0.1% | 93.78% | 109% | 102.6%
-10 | 70 | 9.083 | 18.166 | 29.0062 | 23.44 | 29.3 | 0 | 31% | 62% | 99% | 80% | 100% | 0% | 91.85% | 78.35% | 91.52% | 62% | 88% | 100% | 5% | 92% | 3% | 62% | 88% | 100% | 10% | 90% | 0% | 62% | 88% | 100% | 5% | 35% | 60% | 3.1% | 6.2% | 80.96% | 79.2% | 3% | 0% | 87.06% | 85.4% | 93.9% | 100% | 94% | 100% | 10% | 87% | 3% | 100% | 110% | 100% | 10% | 90% | 0% | 82% | 110% | 100% | 5% | 35% | 60% | 10% | 10% | 81.78% | 99% | 3% | 0% | 94.78% | 109% | 102.6%
-9 | 69 | 9.083 | 18.166 | 29.0062 | 23.44 | 29.3 | 0 | 31% | 62% | 99% | 80% | 100% | 0% | 91.85% | 78.35% | 91.52% | 62% | 88% | 100% | 5% | 92% | 3% | 62% | 88% | 100% | 10% | 90% | 0% | 62% | 88% | 100% | 5% | 35% | 60% | 3.1% | 6.2% | 80.96% | 79.2% | 3% | 0% | 87.06% | 85.4% | 93.9% | 100% | 94% | 100% | 10% | 87% | 3% | 100% | 110% | 100% | 10% | 90% | 0% | 82% | 110% | 100% | 5% | 35% | 60% | 10% | 10% | 81.78% | 99% | 3% | 0% | 94.78% | 109% | 102.6%
-8 | 68 | 9.083 | 18.166 | 29.0062 | 23.44 | 29.3 | 0 | 31% | 62% | 99% | 80% | 100% | 0% | 91.85% | 78.35% | 91.52% | 62% | 88% | 100% | 5% | 92% | 3% | 62% | 88% | 100% | 10% | 90% | 0% | 62% | 88% | 100% | 5% | 35% | 60% | 3.1% | 6.2% | 80.96% | 79.2% | 3% | 0% | 87.06% | 85.4% | 93.9% | 100% | 94% | 100% | 10% | 87% | 3% | 100% | 110% | 100% | 10% | 90% | 0% | 82% | 110% | 100% | 5% | 35% | 60% | 10% | 10% | 81.78% | 99% | 3% | 0% | 94.78% | 109% | 102.6%
-7 | 67 | 9.083 | 18.166 | 29.0062 | 23.44 | 29.3 | 0 | 31% | 62% | 99% | 80% | 100% | 0% | 91.85% | 78.35% | 91.52% | 62% | 88% | 100% | 5% | 92% | 3% | 62% | 88% | 100% | 10% | 90% | 0% | 62% | 88% | 100% | 5% | 35% | 60% | 3.1% | 6.2% | 80.96% | 79.2% | 3% | 0% | 87.06% | 85.4% | 93.9% | 100% | 94% | 100% | 10% | 87% | 3% | 100% | 110% | 100% | 10% | 90% | 0% | 82% | 110% | 100% | 5% | 35% | 60% | 10% | 10% | 81.78% | 99% | 3% | 0% | 94.78% | 109% | 102.6%
-6 | 66 | 9.083 | 18.166 | 29.0062 | 23.44 | 29.3 | 0 | 31% | 62% | 99% | 80% | 100% | 0% | 91.85% | 78.35% | 91.52% | 62% | 88% | 100% | 5% | 92% | 3% | 62% | 88% | 100% | 10% | 90% | 0% | 62% | 88% | 100% | 5% | 35% | 60% | 3.1% | 6.2% | 80.96% | 79.2% | 3% | 0% | 87.06% | 85.4% | 93.9% | 100% | 94% | 100% | 10% | 87% | 3% | 100% | 110% | 100% | 10% | 90% | 0% | 82% | 110% | 100% | 5% | 35% | 60% | 10% | 10% | 81.78% | 99% | 3% | 0% | 94.78% | 109% | 102.6%
-5 | 65 | 9.083 | 18.166 | 29.0062 | 23.44 | 29.3 | 0 | 31% | 62% | 99% | 80% | 100% | 0% | 91.85% | 78.35% | 91.52% | 62% | 88% | 100% | 5% | 92% | 3% | 62% | 88% | 100% | 10% | 90% | 0% | 62% | 88% | 100% | 5% | 35% | 60% | 3.1% | 6.2% | 80.96% | 79.2% | 3% | 0% | 87.06% | 85.4% | 93.9% | 100% | 94% | 100% | 10% | 87% | 3% | 100% | 110% | 100% | 10% | 90% | 0% | 82% | 110% | 100% | 5% | 35% | 60% | 10% | 10% | 81.78% | 99% | 3% | 0% | 94.78% | 109% | 102.6%
-4 | 64 | 9.083 | 18.166 | 29.0062 | 23.44 | 29.3 | 0 | 31% | 62% | 99% | 80% | 100% | 0% | 91.85% | 78.35% | 91.52% | 62% | 88% | 100% | 5% | 92% | 3% | 62% | 88% | 100% | 10% | 90% | 0% | 62% | 88% | 100% | 5% | 35% | 60% | 3.1% | 6.2% | 80.96% | 79.2% | 3% | 0% | 87.06% | 85.4% | 93.9% | 100% | 94% | 100% | 10% | 87% | 3% | 100% | 110% | 100% | 10% | 90% | 0% | 82% | 110% | 100% | 5% | 35% | 60% | 10% | 10% | 81.78% | 99% | 3% | 0% | 94.78% | 109% | 102.6%
-3 | 63 | 9.083 | 18.166 | 29.0062 | 23.44 | 29.3 | 0 | 31% | 62% | 99% | 80% | 100% | 0% | 91.85% | 78.35% | 91.52% | 62% | 88% | 100% | 5% | 92% | 3% | 62% | 88% | 100% | 10% | 90% | 0% | 62% | 88% | 100% | 5% | 35% | 60% | 3.1% | 6.2% | 80.96% | 79.2% | 3% | 0% | 87.06% | 85.4% | 93.9% | 100% | 94% | 100% | 10% | 87% | 3% | 100% | 110% | 100% | 10% | 90% | 0% | 82% | 110% | 100% | 5% | 35% | 60% | 10% | 10% | 81.78% | 99% | 3% | 0% | 94.78% | 109% | 102.6%
-2 | 62 | 9.083 | 18.166 | 29.0062 | 23.44 | 29.3 | 0 | 31% | 62% | 99% | 80% | 100% | 0% | 91.85% | 78.35% | 91.52% | 62% | 88% | 100% | 5% | 92% | 3% | 62% | 88% | 100% | 10% | 90% | 0% | 62% | 88% | 100% | 5% | 35% | 60% | 3.1% | 6.2% | 80.96% | 79.2% | 3% | 0% | 87.06% | 85.4% | 93.9% | 100% | 94% | 100% | 10% | 87% | 3% | 100% | 110% | 100% | 10% | 90% | 0% | 82% | 110% | 100% | 5% | 35% | 60% | 10% | 10% | 81.78% | 99% | 3% | 0% | 94.78% | 109% | 102.6%
-1 | 61 | 9.083 | 18.166 | 29.0062 | 23.44 | 29.3 | 0 | 31% | 62% | 99% | 80% | 100% | 0% | 91.85% | 78.35% | 91.52% | 62% | 88% | 100% | 5% | 92% | 3% | 62% | 88% | 100% | 10% | 90% | 0% | 62% | 88% | 100% | 5% | 35% | 60% | 3.1% | 6.2% | 80.96% | 79.2% | 3% | 0% | 87.06% | 85.4% | 93.9% | 100% | 94% | 100% | 10% | 87% | 3% | 100% | 110% | 100% | 10% | 90% | 0% | 82% | 110% | 100% | 5% | 35% | 60% | 10% | 10% | 81.78% | 99% | 3% | 0% | 94.78% | 109% | 102.6%
0 | 60 | 9.083 | 18.166 | 29.0062 | 23.44 | 29.3 | 0 | 31% | 62% | 99% | 80% | 100% | 0% | 91.85% | 78.35% | 91.52% | 62% | 88% | 100% | 5% | 92% | 3% | 62% | 88% | 100% | 10% | 90% | 0% | 62% | 88% | 100% | 5% | 35% | 60% | 3.1% | 6.2% | 80.96% | 79.2% | 3% | 0% | 87.06% | 85.4% | 93.9% | 100% | 94% | 100% | 10% | 87% | 3% | 100% | 110% | 100% | 10% | 90% | 0% | 82% | 110% | 100% | 5% | 35% | 60% | 10% | 10% | 81.78% | 99% | 3% | 0% | 94.78% | 109% | 102.6%
1 | 59 | 9.083 | 18.166 | 29.0062 | 23.44 | 29.3 | 0 | 31% | 62% | 99% | 80% | 100% | 0% | 91.85% | 78.35% | 91.52% | 62% | 88% | 100% | 5% | 92% | 3% | 62% | 88% | 100% | 10% | 90% | 0% | 62% | 88% | 100% | 5% | 35% | 60% | 3.1% | 6.2% | 80.96% | 79.2% | 3% | 0% | 87.06% | 85.4% | 93.9% | 100% | 94% | 100% | 10% | 87% | 3% | 100% | 110% | 100% | 10% | 90% | 0% | 82% | 110% | 100% | 5% | 35% | 60% | 10% | 10% | 81.78% | 99% | 3% | 0% | 94.78% | 109% | 102.6%
2 | 58 | 9.083 | 18.166 | 29.0062 | 23.44 | 29.3 | 0 | 31% | 62% | 99% | 80% | 100% | 0% | 91.85% | 78.35% | 91.52% | 62% | 88% | 100% | 5% | 92% | 3% | 62% | 88% | 100% | 10% | 90% | 0% | 62% | 88% | 100% | 5% | 35% | 60% | 3.1% | 6.2% | 80.96% | 79.2% | 3% | 0% | 87.06% | 85.4% | 93.9% | 100% | 94% | 100% | 10% | 87% | 3% | 100% | 110% | 100% | 10% | 90% | 0% | 82% | 110% | 100% | 5% | 35% | 60% | 10% | 10% | 81.78% | 99% | 3% | 0% | 94.78% | 109% | 102.6%
3 | 57 | 9.083 | 18.166 | 29.0062 | 23.44 | 29.3 | 0 | 31% | 62% | 99% | 80% | 100% | 0% | 91.85% | 78.35% | 91.52% | 62% | 88% | 100% | 5% | 92% | 3% | 62% | 88% | 100% | 10% | 90% | 0% | 62% | 88% | 100% | 5% | 35% | 60% | 3.1% | 6.2% | 80.96% | 79.2% | 3% | 0% | 87.06% | 85.4% | 93.9% | 100% | 94% | 100% | 10% | 87% | 3% | 100% | 110% | 100% | 10% | 90% | 0% | 82% | 110% | 100% | 5% | 35% | 60% | 10% | 10% | 81.78% | 99% | 3% | 0% | 94.78% | 109% | 102.6%
4 | 56 | 9.083 | 18.166 | 29.0062 | 23.44 | 48.8333 | 0 | 31% | 62% | 99% | 80% | 166.7% | 0% | 93.96% | 78.35% | 92.11% | 62% | 88% | 100% | 5% | 92% | 5% | 62% | 88% | 100% | 10% | 90% | 0% | 62% | 88% | 100% | 5% | 30% | 65% | 3.1% | 6.2% | 80.96% | 79.2% | 5% | 0% | 89.06% | 85.4% | 94.5% | 100% | 94% | 100% | 10% | 87% | 3% | 100% | 110% | 100% | 10% | 90% | 0% | 82% | 110% | 100% | 5% | 35% | 60% | 10% | 10% | 81.78% | 99% | 3% | 0% | 94.78% | 109% | 102.6%
5 | 55 | 9.083 | 18.166 | 26.834 | 23.44 | 29.3 | 0 | 31% | 62% | 91.58% | 80% | 100% | 0% | 86.13% | 78.35% | 92.56% | 62% | 88% | 100% | 5% | 92% | 5% | 62% | 88% | 100% | 10% | 90% | 0% | 62% | 88% | 100% | 5% | 30% | 65% | 3.1% | 6.2% | 80.96% | 79.2% | 5% | 0% | 89.06% | 85.4% | 94.5% | 100% | 104% | 100% | 10% | 85% | 5% | 100% | 110% | 100% | 10% | 90% | 0% | 82% | 110% | 100% | 5% | 30% | 65% | 10% | 10% | 88.4% | 99% | 5% | 0% | 103.4% | 109% | 102.1%
6 | 54 | 9.083 | 18.166 | 26.834 | 23.44 | 29.3 | 0 | 31% | 62% | 91.58% | 80% | 100% | 0% | 86.13% | 78.35% | 92.56% | 62% | 88% | 100% | 5% | 92% | 5% | 62% | 88% | 100% | 10% | 90% | 0% | 62% | 88% | 100% | 5% | 30% | 65% | 3.1% | 6.2% | 80.96% | 79.2% | 5% | 0% | 89.06% | 85.4% | 94.5% | 100% | 104% | 100% | 10% | 85% | 5% | 100% | 110% | 100% | 10% | 90% | 0% | 82% | 110% | 100% | 5% | 30% | 65% | 10% | 10% | 88.4% | 99% | 5% | 0% | 103.4% | 109% | 102.1%
7 | 53 | 9.083 | 18.166 | 26.834 | 23.44 | 29.3 | 0 | 31% | 62% | 91.58% | 80% | 100% | 0% | 86.13% | 78.35% | 92.56% | 62% | 88% | 100% | 5% | 92% | 5% | 62% | 88% | 100% | 10% | 90% | 0% | 62% | 88% | 100% | 5% | 30% | 65% | 3.1% | 6.2% | 80.96% | 79.2% | 5% | 0% | 89.06% | 85.4% | 94.5% | 100% | 104% | 100% | 10% | 85% | 5% | 100% | 110% | 100% | 10% | 90% | 0% | 82% | 110% | 100% | 5% | 30% | 65% | 10% | 10% | 88.4% | 99% | 5% | 0% | 103.4% | 109% | 102.1%
8 | 52 | 9.083 | 18.166 | 26.834 | 23.44 | 29.3 | 0 | 31% | 62% | 91.58% | 80% | 100% | 0% | 86.13% | 78.35% | 92.56% | 62% | 88% | 100% | 5% | 92% | 5% | 62% | 88% | 100% | 10% | 90% | 0% | 62% | 88% | 100% | 5% | 30% | 65% | 3.1% | 6.2% | 80.96% | 79.2% | 5% | 0% | 89.06% | 85.4% | 94.5% | 100% | 104% | 100% | 10% | 85% | 5% | 100% | 110% | 100% | 10% | 90% | 0% | 82% | 110% | 100% | 5% | 30% | 65% | 10% | 10% | 88.4% | 99% | 5% | 0% | 103.4% | 109% | 102.1%
9 | 51 | 9.083 | 18.166 | 26.834 | 23.44 | 29.3 | 0 | 31% | 62% | 91.58% | 80% | 100% | 0% | 86.13% | 78.35% | 92.56% | 62% | 88% | 100% | 5% | 92% | 5% | 62% | 88% | 100% | 10% | 90% | 0% | 62% | 88% | 100% | 5% | 30% | 65% | 3.1% | 6.2% | 80.96% | 79.2% | 5% | 0% | 89.06% | 85.4% | 94.5% | 100% | 104% | 100% | 10% | 85% | 5% | 100% | 110% | 100% | 10% | 90% | 0% | 82% | 110% | 100% | 5% | 30% | 65% | 10% | 10% | 88.4% | 99% | 5% | 0% | 103.4% | 109% | 102.1%
10 | 50 | 9.083 | 18.166 | 26.834 | 23.44 | 29.3 | 0 | 31% | 62% | 91.58% | 80% | 100% | 0% | 86.13% | 78.35% | 92.56% | 62% | 88% | 100% | 5% | 92% | 5% | 62% | 88% | 100% | 10% | 90% | 0% | 62% | 88% | 100% | 5% | 30% | 65% | 3.1% | 6.2% | 80.96% | 79.2% | 5% | 0% | 89.06% | 85.4% | 94.5% | 100% | 104% | 100% | 10% | 85% | 5% | 100% | 110% | 100% | 10% | 90% | 0% | 82% | 110% | 100% | 5% | 30% | 65% | 10% | 10% | 88.4% | 99% | 5% | 0% | 103.4% | 109% | 102.1%
11 | 49 | 9.083 | 18.166 | 26.834 | 23.44 | 29.3 | 0 | 31% | 62% | 91.58% | 80% | 100% | 0% | 86.13% | 78.35% | 92.56% | 62% | 88% | 100% | 5% | 92% | 5% | 62% | 88% | 100% | 10% | 90% | 0% | 62% | 88% | 100% | 5% | 30% | 65% | 3.1% | 6.2% | 80.96% | 79.2% | 5% | 0% | 89.06% | 85.4% | 94.5% | 100% | 104% | 100% | 10% | 85% | 5% | 100% | 110% | 100% | 10% | 90% | 0% | 82% | 110% | 100% | 5% | 30% | 65% | 10% | 10% | 88.4% | 99% | 5% | 0% | 103.4% | 109% | 102.1%
12 | 48 | 9.083 | 18.166 | 26.834 | 23.44 | 29.3 | 0 | 31% | 62% | 91.58% | 80% | 100% | 0% | 86.13% | 78.35% | 92.56% | 62% | 88% | 100% | 5% | 92% | 5% | 62% | 88% | 100% | 10% | 90% | 0% | 62% | 88% | 100% | 5% | 30% | 65% | 3.1% | 6.2% | 80.96% | 79.2% | 5% | 0% | 89.06% | 85.4% | 94.5% | 100% | 104% | 100% | 10% | 85% | 5% | 100% | 110% | 100% | 10% | 90% | 0% | 82% | 110% | 100% | 5% | 30% | 65% | 10% | 10% | 88.4% | 99% | 5% | 0% | 103.4% | 109% | 102.1%
13 | 47 | 9.083 | 18.166 | 26.834 | 23.44 | 29.3 | 0 | 31% | 62% | 91.58% | 80% | 100% | 0% | 86.13% | 78.35% | 92.56% | 62% | 88% | 100% | 5% | 92% | 5% | 62% | 88% | 100% | 10% | 90% | 0% | 62% | 88% | 100% | 5% | 30% | 65% | 3.1% | 6.2% | 80.96% | 79.2% | 5% | 0% | 89.06% | 85.4% | 94.5% | 100% | 104% | 100% | 10% | 85% | 5% | 100% | 110% | 100% | 10% | 90% | 0% | 82% | 110% | 100% | 5% | 30% | 65% | 10% | 10% | 88.4% | 99% | 5% | 0% | 103.4% | 109% | 102.1%
14 | 46 | 9.083 | 18.166 | 26.834 | 23.44 | 29.3 | 0 | 31% | 62% | 91.58% | 80% | 100% | 0% | 86.13% | 78.35% | 92.56% | 62% | 88% | 100% | 5% | 92% | 5% | 62% | 88% | 100% | 10% | 90% | 0% | 62% | 88% | 100% | 5% | 30% | 65% | 3.1% | 6.2% | 80.96% | 79.2% | 5% | 0% | 89.06% | 85.4% | 94.5% | 100% | 104% | 100% | 10% | 85% | 5% | 100% | 110% | 100% | 10% | 90% | 0% | 82% | 110% | 100% | 5% | 30% | 65% | 10% | 10% | 88.4% | 99% | 5% | 0% | 103.4% | 109% | 102.1%
15 | 45 | 9.083 | 18.166 | 26.834 | 23.44 | 29.3 | 0 | 31% | 62% | 91.58% | 80% | 100% | 0% | 86.13% | 78.35% | 92.56% | 62% | 88% | 100% | 5% | 92% | 5% | 62% | 88% | 100% | 10% | 90% | 0% | 62% | 88% | 100% | 5% | 30% | 65% | 3.1% | 6.2% | 80.96% | 79.2% | 5% | 0% | 89.06% | 85.4% | 94.5% | 100% | 104% | 100% | 10% | 85% | 5% | 100% | 110% | 100% | 10% | 90% | 0% | 82% | 110% | 100% | 5% | 30% | 65% | 10% | 10% | 88.4% | 99% | 5% | 0% | 103.4% | 109% | 102.1%
16 | 44 | 9.083 | 18.166 | 26.834 | 23.44 | 29.3 | 0 | 31% | 62% | 91.58% | 80% | 100% | 0% | 86.13% | 78.35% | 92.56% | 62% | 88% | 100% | 5% | 92% | 5% | 62% | 88% | 100% | 10% | 90% | 0% | 62% | 88% | 100% | 5% | 30% | 65% | 3.1% | 6.2% | 80.96% | 79.2% | 5% | 0% | 89.06% | 85.4% | 94.5% | 100% | 104% | 100% | 10% | 85% | 5% | 100% | 110% | 100% | 10% | 90% | 0% | 82% | 110% | 100% | 5% | 30% | 65% | 10% | 10% | 88.4% | 99% | 5% | 0% | 103.4% | 109% | 102.1%
17 | 43 | 9.083 | 18.166 | 26.834 | 23.44 | 29.3 | 0 | 31% | 62% | 91.58% | 80% | 100% | 0% | 86.13% | 78.35% | 92.56% | 62% | 88% | 100% | 5% | 92% | 5% | 62% | 88% | 100% | 10% | 90% | 0% | 62% | 88% | 100% | 5% | 30% | 65% | 3.1% | 6.2% | 80.96% | 79.2% | 5% | 0% | 89.06% | 85.4% | 94.5% | 100% | 104% | 100% | 10% | 85% | 5% | 100% | 110% | 100% | 10% | 90% | 0% | 82% | 110% | 100% | 5% | 30% | 65% | 10% | 10% | 88.4% | 99% | 5% | 0% | 103.4% | 109% | 102.1%
18 | 42 | 9.083 | 18.166 | 26.834 | 23.44 | 29.3 | 0 | 31% | 62% | 91.58% | 80% | 100% | 0% | 86.13% | 78.35% | 92.56% | 62% | 88% | 100% | 5% | 92% | 5% | 62% | 88% | 100% | 10% | 90% | 0% | 62% | 88% | 100% | 5% | 30% | 65% | 3.1% | 6.2% | 80.96% | 79.2% | 5% | 0% | 89.06% | 85.4% | 94.5% | 100% | 104% | 100% | 10% | 85% | 5% | 100% | 110% | 100% | 10% | 90% | 0% | 82% | 110% | 100% | 5% | 30% | 65% | 10% | 10% | 88.4% | 99% | 5% | 0% | 103.4% | 109% | 102.1%
19 | 41 | 18.166 | 18.166 | 28.6065 | 23.44 | 29.3 | 0 | 62% | 62% | 97.63% | 80% | 100% | 0% | 90.06% | 76.67% | 93.73% | 62% | 88% | 100% | 20% | 75% | 5% | 62% | 88% | 100% | 20% | 80% | 0% | 62% | 88% | 100% | 5% | 20% | 75% | 12.4% | 12.4% | 66% | 70.4% | 5% | 0% | 83.4% | 82.8% | 95.7% | 100% | 104% | 100% | 20% | 65% | 5% | 100% | 110% | 100% | 20% | 80% | 0% | 82% | 110% | 100% | 5% | 30% | 65% | 20% | 20% | 67.6% | 88% | 5% | 0% | 92.6% | 108% | 102.1%
20 | 40 | 17.301 | 17.9861 | 24.3859 | 23.44 | 29.3 | 0 | 59.05% | 61.39% | 83.23% | 80% | 100% | 0% | 79.2% | 76.52% | 94.66% | 62% | 88% | 100% | 20% | 75% | 5% | 62% | 88% | 100% | 20% | 80% | 0% | 62% | 88% | 100% | 5% | 20% | 75% | 12.4% | 12.4% | 66% | 70.4% | 5% | 0% | 83.4% | 82.8% | 95.7% | 105% | 122% | 100% | 20% | 65% | 5% | 101% | 110% | 100% | 20% | 80% | 0% | 82% | 110% | 100% | 5% | 20% | 75% | 21% | 20.2% | 79.3% | 88% | 5% | 0% | 105.3% | 108.2% | 101.1%
21 | 39 | 17.301 | 17.9861 | 24.3859 | 23.44 | 29.3 | 0 | 59.05% | 61.39% | 83.23% | 80% | 100% | 0% | 79.2% | 76.52% | 94.66% | 62% | 88% | 100% | 20% | 75% | 5% | 62% | 88% | 100% | 20% | 80% | 0% | 62% | 88% | 100% | 5% | 20% | 75% | 12.4% | 12.4% | 66% | 70.4% | 5% | 0% | 83.4% | 82.8% | 95.7% | 105% | 122% | 100% | 20% | 65% | 5% | 101% | 110% | 100% | 20% | 80% | 0% | 82% | 110% | 100% | 5% | 20% | 75% | 21% | 20.2% | 79.3% | 88% | 5% | 0% | 105.3% | 108.2% | 101.1%
22 | 38 | 17.301 | 17.9861 | 24.3859 | 23.44 | 29.3 | 0 | 59.05% | 61.39% | 83.23% | 80% | 100% | 0% | 79.2% | 76.52% | 94.66% | 62% | 88% | 100% | 20% | 75% | 5% | 62% | 88% | 100% | 20% | 80% | 0% | 62% | 88% | 100% | 5% | 20% | 75% | 12.4% | 12.4% | 66% | 70.4% | 5% | 0% | 83.4% | 82.8% | 95.7% | 105% | 122% | 100% | 20% | 65% | 5% | 101% | 110% | 100% | 20% | 80% | 0% | 82% | 110% | 100% | 5% | 20% | 75% | 21% | 20.2% | 79.3% | 88% | 5% | 0% | 105.3% | 108.2% | 101.1%
23 | 37 | 17.301 | 17.9861 | 24.3859 | 23.44 | 29.3 | 0 | 59.05% | 61.39% | 83.23% | 80% | 100% | 0% | 79.2% | 76.52% | 94.66% | 62% | 88% | 100% | 20% | 75% | 5% | 62% | 88% | 100% | 20% | 80% | 0% | 62% | 88% | 100% | 5% | 20% | 75% | 12.4% | 12.4% | 66% | 70.4% | 5% | 0% | 83.4% | 82.8% | 95.7% | 105% | 122% | 100% | 20% | 65% | 5% | 101% | 110% | 100% | 20% | 80% | 0% | 82% | 110% | 100% | 5% | 20% | 75% | 21% | 20.2% | 79.3% | 88% | 5% | 0% | 105.3% | 108.2% | 101.1%
24 | 36 | 17.301 | 17.9861 | 24.3859 | 23.44 | 29.3 | 0 | 59.05% | 61.39% | 83.23% | 80% | 100% | 0% | 79.2% | 76.52% | 94.66% | 62% | 88% | 100% | 20% | 75% | 5% | 62% | 88% | 100% | 20% | 80% | 0% | 62% | 88% | 100% | 5% | 20% | 75% | 12.4% | 12.4% | 66% | 70.4% | 5% | 0% | 83.4% | 82.8% | 95.7% | 105% | 122% | 100% | 20% | 65% | 5% | 101% | 110% | 100% | 20% | 80% | 0% | 82% | 110% | 100% | 5% | 20% | 75% | 21% | 20.2% | 79.3% | 88% | 5% | 0% | 105.3% | 108.2% | 101.1%
25 | 35 | 17.301 | 17.9861 | 24.3859 | 23.44 | 29.3 | 0 | 59.05% | 61.39% | 83.23% | 80% | 100% | 0% | 79.2% | 76.52% | 94.66% | 62% | 88% | 100% | 20% | 75% | 5% | 62% | 88% | 100% | 20% | 80% | 0% | 62% | 88% | 100% | 5% | 20% | 75% | 12.4% | 12.4% | 66% | 70.4% | 5% | 0% | 83.4% | 82.8% | 95.7% | 105% | 122% | 100% | 20% | 65% | 5% | 101% | 110% | 100% | 20% | 80% | 0% | 82% | 110% | 100% | 5% | 20% | 75% | 21% | 20.2% | 79.3% | 88% | 5% | 0% | 105.3% | 108.2% | 101.1%
26 | 34 | 17.301 | 17.9861 | 24.3859 | 23.44 | 29.3 | 0 | 59.05% | 61.39% | 83.23% | 80% | 100% | 0% | 79.2% | 76.52% | 94.66% | 62% | 88% | 100% | 20% | 75% | 5% | 62% | 88% | 100% | 20% | 80% | 0% | 62% | 88% | 100% | 5% | 20% | 75% | 12.4% | 12.4% | 66% | 70.4% | 5% | 0% | 83.4% | 82.8% | 95.7% | 105% | 122% | 100% | 20% | 65% | 5% | 101% | 110% | 100% | 20% | 80% | 0% | 82% | 110% | 100% | 5% | 20% | 75% | 21% | 20.2% | 79.3% | 88% | 5% | 0% | 105.3% | 108.2% | 101.1%
27 | 33 | 17.301 | 17.9861 | 24.3859 | 23.44 | 29.3 | 0 | 59.05% | 61.39% | 83.23% | 80% | 100% | 0% | 79.2% | 76.52% | 94.66% | 62% | 88% | 100% | 20% | 75% | 5% | 62% | 88% | 100% | 20% | 80% | 0% | 62% | 88% | 100% | 5% | 20% | 75% | 12.4% | 12.4% | 66% | 70.4% | 5% | 0% | 83.4% | 82.8% | 95.7% | 105% | 122% | 100% | 20% | 65% | 5% | 101% | 110% | 100% | 20% | 80% | 0% | 82% | 110% | 100% | 5% | 20% | 75% | 21% | 20.2% | 79.3% | 88% | 5% | 0% | 105.3% | 108.2% | 101.1%
28 | 32 | 17.301 | 17.9861 | 24.3859 | 23.44 | 29.3 | 0 | 59.05% | 61.39% | 83.23% | 80% | 100% | 0% | 79.2% | 76.52% | 94.66% | 62% | 88% | 100% | 20% | 75% | 5% | 62% | 88% | 100% | 20% | 80% | 0% | 62% | 88% | 100% | 5% | 20% | 75% | 12.4% | 12.4% | 66% | 70.4% | 5% | 0% | 83.4% | 82.8% | 95.7% | 105% | 122% | 100% | 20% | 65% | 5% | 101% | 110% | 100% | 20% | 80% | 0% | 82% | 110% | 100% | 5% | 20% | 75% | 21% | 20.2% | 79.3% | 88% | 5% | 0% | 105.3% | 108.2% | 101.1%
29 | 31 | 17.301 | 17.9861 | 24.3859 | 23.44 | 29.3 | 0 | 59.05% | 61.39% | 83.23% | 80% | 100% | 0% | 79.2% | 76.52% | 94.66% | 62% | 88% | 100% | 20% | 75% | 5% | 62% | 88% | 100% | 20% | 80% | 0% | 62% | 88% | 100% | 5% | 20% | 75% | 12.4% | 12.4% | 66% | 70.4% | 5% | 0% | 83.4% | 82.8% | 95.7% | 105% | 122% | 100% | 20% | 65% | 5% | 101% | 110% | 100% | 20% | 80% | 0% | 82% | 110% | 100% | 5% | 20% | 75% | 21% | 20.2% | 79.3% | 88% | 5% | 0% | 105.3% | 108.2% | 101.1%
30 | 30 | 17.301 | 17.9861 | 24.3859 | 23.44 | 29.3 | 0 | 59.05% | 61.39% | 83.23% | 80% | 100% | 0% | 79.2% | 76.52% | 94.66% | 62% | 88% | 100% | 20% | 75% | 5% | 62% | 88% | 100% | 20% | 80% | 0% | 62% | 88% | 100% | 5% | 20% | 75% | 12.4% | 12.4% | 66% | 70.4% | 5% | 0% | 83.4% | 82.8% | 95.7% | 105% | 122% | 100% | 20% | 65% | 5% | 101% | 110% | 100% | 20% | 80% | 0% | 82% | 110% | 100% | 5% | 20% | 75% | 21% | 20.2% | 79.3% | 88% | 5% | 0% | 105.3% | 108.2% | 101.1%
31 | 29 | 17.301 | 17.9861 | 24.3859 | 23.44 | 29.3 | 0 | 59.05% | 61.39% | 83.23% | 80% | 100% | 0% | 79.2% | 76.52% | 94.66% | 62% | 88% | 100% | 20% | 75% | 5% | 62% | 88% | 100% | 20% | 80% | 0% | 62% | 88% | 100% | 5% | 20% | 75% | 12.4% | 12.4% | 66% | 70.4% | 5% | 0% | 83.4% | 82.8% | 95.7% | 105% | 122% | 100% | 20% | 65% | 5% | 101% | 110% | 100% | 20% | 80% | 0% | 82% | 110% | 100% | 5% | 20% | 75% | 21% | 20.2% | 79.3% | 88% | 5% | 0% | 105.3% | 108.2% | 101.1%
32 | 28 | 17.301 | 17.9861 | 24.3859 | 23.44 | 29.3 | 0 | 59.05% | 61.39% | 83.23% | 80% | 100% | 0% | 79.2% | 76.52% | 94.66% | 62% | 88% | 100% | 20% | 75% | 5% | 62% | 88% | 100% | 20% | 80% | 0% | 62% | 88% | 100% | 5% | 20% | 75% | 12.4% | 12.4% | 66% | 70.4% | 5% | 0% | 83.4% | 82.8% | 95.7% | 105% | 122% | 100% | 20% | 65% | 5% | 101% | 110% | 100% | 20% | 80% | 0% | 82% | 110% | 100% | 5% | 20% | 75% | 21% | 20.2% | 79.3% | 88% | 5% | 0% | 105.3% | 108.2% | 101.1%
33 | 27 | 17.301 | 17.9861 | 24.3859 | 23.44 | 29.3 | 0 | 59.05% | 61.39% | 83.23% | 80% | 100% | 0% | 79.2% | 76.52% | 94.66% | 62% | 88% | 100% | 20% | 75% | 5% | 62% | 88% | 100% | 20% | 80% | 0% | 62% | 88% | 100% | 5% | 20% | 75% | 12.4% | 12.4% | 66% | 70.4% | 5% | 0% | 83.4% | 82.8% | 95.7% | 105% | 122% | 100% | 20% | 65% | 5% | 101% | 110% | 100% | 20% | 80% | 0% | 82% | 110% | 100% | 5% | 20% | 75% | 21% | 20.2% | 79.3% | 88% | 5% | 0% | 105.3% | 108.2% | 101.1%
34 | 26 | 25.9514 | 26.9792 | 19.5087 | 20.51 | 58.6 | 0 | 88.57% | 92.08% | 66.58% | 70% | 200% | 0% | 77.3% | 74.12% | 95.25% | 62% | 88% | 100% | 30% | 60% | 10% | 62% | 88% | 100% | 30% | 70% | 0% | 62% | 88% | 100% | 5% | 15% | 80% | 18.6% | 18.6% | 52.8% | 61.6% | 10% | 0% | 81.4% | 80.2% | 96.3% | 105% | 122% | 100% | 20% | 65% | 5% | 101% | 110% | 100% | 20% | 80% | 0% | 82% | 110% | 100% | 5% | 20% | 75% | 21% | 20.2% | 79.3% | 88% | 5% | 0% | 105.3% | 108.2% | 101.1%
35 | 25 | 16.5145 | 17.8098 | 16.7429 | 23.44 | 29.3 | 0 | 56.36% | 60.78% | 57.14% | 80% | 100% | 0% | 60.12% | 74.54% | 95.73% | 62% | 88% | 100% | 30% | 60% | 10% | 62% | 88% | 100% | 30% | 70% | 0% | 62% | 88% | 100% | 5% | 15% | 80% | 18.6% | 18.6% | 52.8% | 61.6% | 10% | 0% | 81.4% | 80.2% | 96.3% | 110% | 154% | 100% | 30% | 60% | 10% | 102% | 110% | 100% | 30% | 70% | 0% | 82% | 110% | 100% | 5% | 15% | 80% | 33% | 30.6% | 92.4% | 77% | 10% | 0% | 135.4% | 107.6% | 100.6%
36 | 24 | 16.5145 | 17.8098 | 16.7429 | 23.44 | 29.3 | 0 | 56.36% | 60.78% | 57.14% | 80% | 100% | 0% | 60.12% | 74.54% | 95.73% | 62% | 88% | 100% | 30% | 60% | 10% | 62% | 88% | 100% | 30% | 70% | 0% | 62% | 88% | 100% | 5% | 15% | 80% | 18.6% | 18.6% | 52.8% | 61.6% | 10% | 0% | 81.4% | 80.2% | 96.3% | 110% | 154% | 100% | 30% | 60% | 10% | 102% | 110% | 100% | 30% | 70% | 0% | 82% | 110% | 100% | 5% | 15% | 80% | 33% | 30.6% | 92.4% | 77% | 10% | 0% | 135.4% | 107.6% | 100.6%
37 | 23 | 16.5145 | 17.8098 | 16.7429 | 23.44 | 29.3 | 0 | 56.36% | 60.78% | 57.14% | 80% | 100% | 0% | 60.12% | 74.54% | 95.73% | 62% | 88% | 100% | 30% | 60% | 10% | 62% | 88% | 100% | 30% | 70% | 0% | 62% | 88% | 100% | 5% | 15% | 80% | 18.6% | 18.6% | 52.8% | 61.6% | 10% | 0% | 81.4% | 80.2% | 96.3% | 110% | 154% | 100% | 30% | 60% | 10% | 102% | 110% | 100% | 30% | 70% | 0% | 82% | 110% | 100% | 5% | 15% | 80% | 33% | 30.6% | 92.4% | 77% | 10% | 0% | 135.4% | 107.6% | 100.6%
38 | 22 | 16.5145 | 17.8098 | 16.7429 | 23.44 | 29.3 | 0 | 56.36% | 60.78% | 57.14% | 80% | 100% | 0% | 60.12% | 74.54% | 95.73% | 62% | 88% | 100% | 30% | 60% | 10% | 62% | 88% | 100% | 30% | 70% | 0% | 62% | 88% | 100% | 5% | 15% | 80% | 18.6% | 18.6% | 52.8% | 61.6% | 10% | 0% | 81.4% | 80.2% | 96.3% | 110% | 154% | 100% | 30% | 60% | 10% | 102% | 110% | 100% | 30% | 70% | 0% | 82% | 110% | 100% | 5% | 15% | 80% | 33% | 30.6% | 92.4% | 77% | 10% | 0% | 135.4% | 107.6% | 100.6%
39 | 21 | 16.5145 | 17.8098 | 16.7429 | 23.44 | 29.3 | 0 | 56.36% | 60.78% | 57.14% | 80% | 100% | 0% | 60.12% | 74.54% | 95.73% | 62% | 88% | 100% | 30% | 60% | 10% | 62% | 88% | 100% | 30% | 70% | 0% | 62% | 88% | 100% | 5% | 15% | 80% | 18.6% | 18.6% | 52.8% | 61.6% | 10% | 0% | 81.4% | 80.2% | 96.3% | 110% | 154% | 100% | 30% | 60% | 10% | 102% | 110% | 100% | 30% | 70% | 0% | 82% | 110% | 100% | 5% | 15% | 80% | 33% | 30.6% | 92.4% | 77% | 10% | 0% | 135.4% | 107.6% | 100.6%
40 | 20 | 16.5145 | 17.8098 | 16.7429 | 23.44 | 29.3 | 0 | 56.36% | 60.78% | 57.14% | 80% | 100% | 0% | 60.12% | 74.54% | 95.73% | 62% | 88% | 100% | 30% | 60% | 10% | 62% | 88% | 100% | 30% | 70% | 0% | 62% | 88% | 100% | 5% | 15% | 80% | 18.6% | 18.6% | 52.8% | 61.6% | 10% | 0% | 81.4% | 80.2% | 96.3% | 110% | 154% | 100% | 30% | 60% | 10% | 102% | 110% | 100% | 30% | 70% | 0% | 82% | 110% | 100% | 5% | 15% | 80% | 33% | 30.6% | 92.4% | 77% | 10% | 0% | 135.4% | 107.6% | 100.6%
41 | 19 | 16.5145 | 17.8098 | 16.7429 | 23.44 | 29.3 | 0 | 56.36% | 60.78% | 57.14% | 80% | 100% | 0% | 60.12% | 74.54% | 95.73% | 62% | 88% | 100% | 30% | 60% | 10% | 62% | 88% | 100% | 30% | 70% | 0% | 62% | 88% | 100% | 5% | 15% | 80% | 18.6% | 18.6% | 52.8% | 61.6% | 10% | 0% | 81.4% | 80.2% | 96.3% | 110% | 154% | 100% | 30% | 60% | 10% | 102% | 110% | 100% | 30% | 70% | 0% | 82% | 110% | 100% | 5% | 15% | 80% | 33% | 30.6% | 92.4% | 77% | 10% | 0% | 135.4% | 107.6% | 100.6%
42 | 18 | 16.5145 | 17.8098 | 16.7429 | 23.44 | 29.3 | 0 | 56.36% | 60.78% | 57.14% | 80% | 100% | 0% | 60.12% | 74.54% | 95.73% | 62% | 88% | 100% | 30% | 60% | 10% | 62% | 88% | 100% | 30% | 70% | 0% | 62% | 88% | 100% | 5% | 15% | 80% | 18.6% | 18.6% | 52.8% | 61.6% | 10% | 0% | 81.4% | 80.2% | 96.3% | 110% | 154% | 100% | 30% | 60% | 10% | 102% | 110% | 100% | 30% | 70% | 0% | 82% | 110% | 100% | 5% | 15% | 80% | 33% | 30.6% | 92.4% | 77% | 10% | 0% | 135.4% | 107.6% | 100.6%
43 | 17 | 16.5145 | 17.8098 | 16.7429 | 23.44 | 29.3 | 0 | 56.36% | 60.78% | 57.14% | 80% | 100% | 0% | 60.12% | 74.54% | 95.73% | 62% | 88% | 100% | 30% | 60% | 10% | 62% | 88% | 100% | 30% | 70% | 0% | 62% | 88% | 100% | 5% | 15% | 80% | 18.6% | 18.6% | 52.8% | 61.6% | 10% | 0% | 81.4% | 80.2% | 96.3% | 110% | 154% | 100% | 30% | 60% | 10% | 102% | 110% | 100% | 30% | 70% | 0% | 82% | 110% | 100% | 5% | 15% | 80% | 33% | 30.6% | 92.4% | 77% | 10% | 0% | 135.4% | 107.6% | 100.6%
44 | 16 | 16.5145 | 17.8098 | 16.7429 | 23.44 | 29.3 | 0 | 56.36% | 60.78% | 57.14% | 80% | 100% | 0% | 60.12% | 74.54% | 95.73% | 62% | 88% | 100% | 30% | 60% | 10% | 62% | 88% | 100% | 30% | 70% | 0% | 62% | 88% | 100% | 5% | 15% | 80% | 18.6% | 18.6% | 52.8% | 61.6% | 10% | 0% | 81.4% | 80.2% | 96.3% | 110% | 154% | 100% | 30% | 60% | 10% | 102% | 110% | 100% | 30% | 70% | 0% | 82% | 110% | 100% | 5% | 15% | 80% | 33% | 30.6% | 92.4% | 77% | 10% | 0% | 135.4% | 107.6% | 100.6%
45 | 15 | 16.5145 | 17.8098 | 16.7429 | 23.44 | 29.3 | 0 | 56.36% | 60.78% | 57.14% | 80% | 100% | 0% | 60.12% | 74.54% | 95.73% | 62% | 88% | 100% | 30% | 60% | 10% | 62% | 88% | 100% | 30% | 70% | 0% | 62% | 88% | 100% | 5% | 15% | 80% | 18.6% | 18.6% | 52.8% | 61.6% | 10% | 0% | 81.4% | 80.2% | 96.3% | 110% | 154% | 100% | 30% | 60% | 10% | 102% | 110% | 100% | 30% | 70% | 0% | 82% | 110% | 100% | 5% | 15% | 80% | 33% | 30.6% | 92.4% | 77% | 10% | 0% | 135.4% | 107.6% | 100.6%
46 | 14 | 16.5145 | 17.8098 | 16.7429 | 23.44 | 29.3 | 0 | 56.36% | 60.78% | 57.14% | 80% | 100% | 0% | 60.12% | 74.54% | 95.73% | 62% | 88% | 100% | 30% | 60% | 10% | 62% | 88% | 100% | 30% | 70% | 0% | 62% | 88% | 100% | 5% | 15% | 80% | 18.6% | 18.6% | 52.8% | 61.6% | 10% | 0% | 81.4% | 80.2% | 96.3% | 110% | 154% | 100% | 30% | 60% | 10% | 102% | 110% | 100% | 30% | 70% | 0% | 82% | 110% | 100% | 5% | 15% | 80% | 33% | 30.6% | 92.4% | 77% | 10% | 0% | 135.4% | 107.6% | 100.6%
47 | 13 | 16.5145 | 17.8098 | 16.7429 | 23.44 | 29.3 | 0 | 56.36% | 60.78% | 57.14% | 80% | 100% | 0% | 60.12% | 74.54% | 95.73% | 62% | 88% | 100% | 30% | 60% | 10% | 62% | 88% | 100% | 30% | 70% | 0% | 62% | 88% | 100% | 5% | 15% | 80% | 18.6% | 18.6% | 52.8% | 61.6% | 10% | 0% | 81.4% | 80.2% | 96.3% | 110% | 154% | 100% | 30% | 60% | 10% | 102% | 110% | 100% | 30% | 70% | 0% | 82% | 110% | 100% | 5% | 15% | 80% | 33% | 30.6% | 92.4% | 77% | 10% | 0% | 135.4% | 107.6% | 100.6%
48 | 12 | 16.5145 | 17.8098 | 16.7429 | 23.44 | 29.3 | 0 | 56.36% | 60.78% | 57.14% | 80% | 100% | 0% | 60.12% | 74.54% | 95.73% | 62% | 88% | 100% | 30% | 60% | 10% | 62% | 88% | 100% | 30% | 70% | 0% | 62% | 88% | 100% | 5% | 15% | 80% | 18.6% | 18.6% | 52.8% | 61.6% | 10% | 0% | 81.4% | 80.2% | 96.3% | 110% | 154% | 100% | 30% | 60% | 10% | 102% | 110% | 100% | 30% | 70% | 0% | 82% | 110% | 100% | 5% | 15% | 80% | 33% | 30.6% | 92.4% | 77% | 10% | 0% | 135.4% | 107.6% | 100.6%
49 | 11 | 13.9738 | 17.8098 | 16.701 | 23.44 | 29.3 | 0 | 47.69% | 60.78% | 57% | 80% | 100% | 0% | 50.67% | 62.84% | 96.86% | 62% | 88% | 100% | 80% | 10% | 10% | 62% | 88% | 100% | 90% | 10% | 0% | 62% | 88% | 100% | 10% | 5% | 85% | 49.6% | 55.8% | 8.8% | 8.8% | 10% | 0% | 68.4% | 64.6% | 95.6% | 130% | 210% | 100% | 80% | 10% | 10% | 102% | 110% | 100% | 90% | 10% | 0% | 82% | 110% | 100% | 10% | 5% | 85% | 104% | 91.8% | 21% | 11% | 10% | 0% | 135% | 102.8% | 98.7%
50 | 10 | 13.9738 | 17.1377 | 12.2781 | 23.44 | 29.3 | 0 | 47.69% | 58.49% | 41.9% | 80% | 100% | 0% | 50.67% | 60.71% | 96.86% | 62% | 88% | 100% | 80% | 10% | 10% | 62% | 88% | 100% | 90% | 10% | 0% | 62% | 88% | 100% | 10% | 5% | 85% | 49.6% | 55.8% | 8.8% | 8.8% | 10% | 0% | 68.4% | 64.6% | 95.6% | 130% | 210% | 100% | 80% | 10% | 10% | 106% | 110% | 100% | 90% | 10% | 0% | 82% | 110% | 100% | 10% | 5% | 85% | 104% | 95.4% | 21% | 11% | 10% | 0% | 135% | 106.4% | 98.7%
51 | 9 | 13.9738 | 17.1377 | 12.2781 | 23.44 | 29.3 | 0 | 47.69% | 58.49% | 41.9% | 80% | 100% | 0% | 50.67% | 60.71% | 96.86% | 62% | 88% | 100% | 80% | 10% | 10% | 62% | 88% | 100% | 90% | 10% | 0% | 62% | 88% | 100% | 10% | 5% | 85% | 49.6% | 55.8% | 8.8% | 8.8% | 10% | 0% | 68.4% | 64.6% | 95.6% | 130% | 210% | 100% | 80% | 10% | 10% | 106% | 110% | 100% | 90% | 10% | 0% | 82% | 110% | 100% | 10% | 5% | 85% | 104% | 95.4% | 21% | 11% | 10% | 0% | 135% | 106.4% | 98.7%
52 | 8 | 13.9738 | 17.1377 | 12.2781 | 23.44 | 29.3 | 0 | 47.69% | 58.49% | 41.9% | 80% | 100% | 0% | 50.67% | 60.71% | 96.86% | 62% | 88% | 100% | 80% | 10% | 10% | 62% | 88% | 100% | 90% | 10% | 0% | 62% | 88% | 100% | 10% | 5% | 85% | 49.6% | 55.8% | 8.8% | 8.8% | 10% | 0% | 68.4% | 64.6% | 95.6% | 130% | 210% | 100% | 80% | 10% | 10% | 106% | 110% | 100% | 90% | 10% | 0% | 82% | 110% | 100% | 10% | 5% | 85% | 104% | 95.4% | 21% | 11% | 10% | 0% | 135% | 106.4% | 98.7%
53 | 7 | 13.9738 | 17.1377 | 12.2781 | 23.44 | 29.3 | 0 | 47.69% | 58.49% | 41.9% | 80% | 100% | 0% | 50.67% | 60.71% | 96.86% | 62% | 88% | 100% | 80% | 10% | 10% | 62% | 88% | 100% | 90% | 10% | 0% | 62% | 88% | 100% | 10% | 5% | 85% | 49.6% | 55.8% | 8.8% | 8.8% | 10% | 0% | 68.4% | 64.6% | 95.6% | 130% | 210% | 100% | 80% | 10% | 10% | 106% | 110% | 100% | 90% | 10% | 0% | 82% | 110% | 100% | 10% | 5% | 85% | 104% | 95.4% | 21% | 11% | 10% | 0% | 135% | 106.4% | 98.7%
54 | 6 | 13.9738 | 17.1377 | 12.2781 | 23.44 | 29.3 | 0 | 47.69% | 58.49% | 41.9% | 80% | 100% | 0% | 50.67% | 60.71% | 96.86% | 62% | 88% | 100% | 80% | 10% | 10% | 62% | 88% | 100% | 90% | 10% | 0% | 62% | 88% | 100% | 10% | 5% | 85% | 49.6% | 55.8% | 8.8% | 8.8% | 10% | 0% | 68.4% | 64.6% | 95.6% | 130% | 210% | 100% | 80% | 10% | 10% | 106% | 110% | 100% | 90% | 10% | 0% | 82% | 110% | 100% | 10% | 5% | 85% | 104% | 95.4% | 21% | 11% | 10% | 0% | 135% | 106.4% | 98.7%
55 | 5 | 13.9738 | 17.1377 | 12.2781 | 23.44 | 29.3 | 0 | 47.69% | 58.49% | 41.9% | 80% | 100% | 0% | 50.67% | 60.71% | 96.86% | 62% | 88% | 100% | 80% | 10% | 10% | 62% | 88% | 100% | 90% | 10% | 0% | 62% | 88% | 100% | 10% | 5% | 85% | 49.6% | 55.8% | 8.8% | 8.8% | 10% | 0% | 68.4% | 64.6% | 95.6% | 130% | 210% | 100% | 80% | 10% | 10% | 106% | 110% | 100% | 90% | 10% | 0% | 82% | 110% | 100% | 10% | 5% | 85% | 104% | 95.4% | 21% | 11% | 10% | 0% | 135% | 106.4% | 98.7%
56 | 4 | 13.9738 | 17.1377 | 12.2781 | 23.44 | 29.3 | 0 | 47.69% | 58.49% | 41.9% | 80% | 100% | 0% | 50.67% | 60.71% | 96.86% | 62% | 88% | 100% | 80% | 10% | 10% | 62% | 88% | 100% | 90% | 10% | 0% | 62% | 88% | 100% | 10% | 5% | 85% | 49.6% | 55.8% | 8.8% | 8.8% | 10% | 0% | 68.4% | 64.6% | 95.6% | 130% | 210% | 100% | 80% | 10% | 10% | 106% | 110% | 100% | 90% | 10% | 0% | 82% | 110% | 100% | 10% | 5% | 85% | 104% | 95.4% | 21% | 11% | 10% | 0% | 135% | 106.4% | 98.7%
57 | 3 | 13.9738 | 17.1377 | 12.2781 | 23.44 | 29.3 | 0 | 47.69% | 58.49% | 41.9% | 80% | 100% | 0% | 50.67% | 60.71% | 96.86% | 62% | 88% | 100% | 80% | 10% | 10% | 62% | 88% | 100% | 90% | 10% | 0% | 62% | 88% | 100% | 10% | 5% | 85% | 49.6% | 55.8% | 8.8% | 8.8% | 10% | 0% | 68.4% | 64.6% | 95.6% | 130% | 210% | 100% | 80% | 10% | 10% | 106% | 110% | 100% | 90% | 10% | 0% | 82% | 110% | 100% | 10% | 5% | 85% | 104% | 95.4% | 21% | 11% | 10% | 0% | 135% | 106.4% | 98.7%
58 | 2 | 13.9738 | 17.1377 | 12.2781 | 23.44 | 29.3 | 0 | 47.69% | 58.49% | 41.9% | 80% | 100% | 0% | 50.67% | 60.71% | 96.86% | 62% | 88% | 100% | 80% | 10% | 10% | 62% | 88% | 100% | 90% | 10% | 0% | 62% | 88% | 100% | 10% | 5% | 85% | 49.6% | 55.8% | 8.8% | 8.8% | 10% | 0% | 68.4% | 64.6% | 95.6% | 130% | 210% | 100% | 80% | 10% | 10% | 106% | 110% | 100% | 90% | 10% | 0% | 82% | 110% | 100% | 10% | 5% | 85% | 104% | 95.4% | 21% | 11% | 10% | 0% | 135% | 106.4% | 98.7%
59 | 1 | 13.9738 | 17.1377 | 12.2781 | 23.44 | 29.3 | 0 | 47.69% | 58.49% | 41.9% | 80% | 100% | 0% | 50.67% | 60.71% | 96.86% | 62% | 88% | 100% | 80% | 10% | 10% | 62% | 88% | 100% | 90% | 10% | 0% | 62% | 88% | 100% | 10% | 5% | 85% | 49.6% | 55.8% | 8.8% | 8.8% | 10% | 0% | 68.4% | 64.6% | 95.6% | 130% | 210% | 100% | 80% | 10% | 10% | 106% | 110% | 100% | 90% | 10% | 0% | 82% | 110% | 100% | 10% | 5% | 85% | 104% | 95.4% | 21% | 11% | 10% | 0% | 135% | 106.4% | 98.7%
60 | 0 | 13.9738 | 17.1377 | 12.2781 | 23.44 | 29.3 | 0 | 47.69% | 58.49% | 41.9% | 80% | 100% | 0% | 50.67% | 60.71% | 96.86% | 62% | 88% | 100% | 80% | 10% | 10% | 62% | 88% | 100% | 90% | 10% | 0% | 62% | 88% | 100% | 10% | 5% | 85% | 49.6% | 55.8% | 8.8% | 8.8% | 10% | 0% | 68.4% | 64.6% | 95.6% | 130% | 210% | 100% | 80% | 10% | 10% | 106% | 110% | 100% | 90% | 10% | 0% | 82% | 110% | 100% | 10% | 5% | 85% | 104% | 95.4% | 21% | 11% | 10% | 0% | 135% | 106.4% | 98.7%
61 |  | 13.9738 | 17.1377 | 12.2781 | 23.44 | 29.3 | 0 | 47.69% | 58.49% | 41.9% | 80% | 100% | 0% | 50.67% | 60.71% | 96.86% | 62% | 88% | 100% | 80% | 10% | 10% | 62% | 88% | 100% | 90% | 10% | 0% | 62% | 88% | 100% | 10% | 5% | 85% | 49.6% | 55.8% | 8.8% | 8.8% | 10% | 0% | 68.4% | 64.6% | 95.6% | 130% | 210% | 100% | 80% | 10% | 10% | 106% | 110% | 100% | 90% | 10% | 0% | 82% | 110% | 100% | 10% | 5% | 85% | 104% | 95.4% | 21% | 11% | 10% | 0% | 135% | 106.4% | 98.7%
62 |  | 13.9738 | 17.1377 | 12.2781 | 23.44 | 29.3 | 0 | 47.69% | 58.49% | 41.9% | 80% | 100% | 0% | 50.67% | 60.71% | 96.86% | 62% | 88% | 100% | 80% | 10% | 10% | 62% | 88% | 100% | 90% | 10% | 0% | 62% | 88% | 100% | 10% | 5% | 85% | 49.6% | 55.8% | 8.8% | 8.8% | 10% | 0% | 68.4% | 64.6% | 95.6% | 130% | 210% | 100% | 80% | 10% | 10% | 106% | 110% | 100% | 90% | 10% | 0% | 82% | 110% | 100% | 10% | 5% | 85% | 104% | 95.4% | 21% | 11% | 10% | 0% | 135% | 106.4% | 98.7%
63 |  | 13.9738 | 17.1377 | 12.2781 | 23.44 | 29.3 | 0 | 47.69% | 58.49% | 41.9% | 80% | 100% | 0% | 50.67% | 60.71% | 96.86% | 62% | 88% | 100% | 80% | 10% | 10% | 62% | 88% | 100% | 90% | 10% | 0% | 62% | 88% | 100% | 10% | 5% | 85% | 49.6% | 55.8% | 8.8% | 8.8% | 10% | 0% | 68.4% | 64.6% | 95.6% | 130% | 210% | 100% | 80% | 10% | 10% | 106% | 110% | 100% | 90% | 10% | 0% | 82% | 110% | 100% | 10% | 5% | 85% | 104% | 95.4% | 21% | 11% | 10% | 0% | 135% | 106.4% | 98.7%
64 |  | 16.5939 | 19.0419 | 0 | 0 | 14.65 | 0 | 56.63% | 64.99% | 0% | 0% | 50% | 0% | 47.33% | 58.27% | 97.47% | 62% | 88% | 100% | 95% | 0% | 5% | 62% | 88% | 100% | 100% | 0% | 0% | 62% | 88% | 100% | 10% | 0% | 90% | 58.9% | 62% | 0% | 0% | 5% | 0% | 63.9% | 62% | 96.2% | 130% | 210% | 100% | 80% | 10% | 10% | 106% | 110% | 100% | 90% | 10% | 0% | 82% | 110% | 100% | 10% | 5% | 85% | 104% | 95.4% | 21% | 11% | 10% | 0% | 135% | 106.4% | 98.7%
65 |  | 13.6966 | 16.5145 | 0 | 0 | 14.65 | 0 | 46.75% | 56.36% | 0 | 0 | 50% | 0% | 46.99% | 56.36% | 97.96% | 62% | 88% | 100% | 95% | 0% | 5% | 62% | 88% | 100% | 100% | 0% | 0% | 62% | 88% | 100% | 10% | 0% | 90% | 58.9% | 62% | 0% | 0% | 5% | 0% | 63.9% | 62% | 96.2% | 140% | 210% | 100% | 90% | 0% | 10% | 110% | 110% | 100% | 100% | 0% | 0% | 82% | 110% | 100% | 10% | 0% | 90% | 126% | 110% | 0% | 0% | 10% | 0% | 136% | 110% | 98.2%
66 |  | 13.6966 | 16.5145 | 0 | 0 | 14.65 | 0 | 46.75% | 56.36% | 0 | 0 | 50% | 0% | 46.99% | 56.36% | 97.96% | 62% | 88% | 100% | 95% | 0% | 5% | 62% | 88% | 100% | 100% | 0% | 0% | 62% | 88% | 100% | 10% | 0% | 90% | 58.9% | 62% | 0% | 0% | 5% | 0% | 63.9% | 62% | 96.2% | 140% | 210% | 100% | 90% | 0% | 10% | 110% | 110% | 100% | 100% | 0% | 0% | 82% | 110% | 100% | 10% | 0% | 90% | 126% | 110% | 0% | 0% | 10% | 0% | 136% | 110% | 98.2%
67 |  | 13.6966 | 16.5145 | 0 | 0 | 14.65 | 0 | 46.75% | 56.36% | 0 | 0 | 50% | 0% | 46.99% | 56.36% | 97.96% | 62% | 88% | 100% | 95% | 0% | 5% | 62% | 88% | 100% | 100% | 0% | 0% | 62% | 88% | 100% | 10% | 0% | 90% | 58.9% | 62% | 0% | 0% | 5% | 0% | 63.9% | 62% | 96.2% | 140% | 210% | 100% | 90% | 0% | 10% | 110% | 110% | 100% | 100% | 0% | 0% | 82% | 110% | 100% | 10% | 0% | 90% | 126% | 110% | 0% | 0% | 10% | 0% | 136% | 110% | 98.2%
68 |  | 13.6966 | 16.5145 | 0 | 0 | 14.65 | 0 | 46.75% | 56.36% | 0 | 0 | 50% | 0% | 46.99% | 56.36% | 97.96% | 62% | 88% | 100% | 95% | 0% | 5% | 62% | 88% | 100% | 100% | 0% | 0% | 62% | 88% | 100% | 10% | 0% | 90% | 58.9% | 62% | 0% | 0% | 5% | 0% | 63.9% | 62% | 96.2% | 140% | 210% | 100% | 90% | 0% | 10% | 110% | 110% | 100% | 100% | 0% | 0% | 82% | 110% | 100% | 10% | 0% | 90% | 126% | 110% | 0% | 0% | 10% | 0% | 136% | 110% | 98.2%
69 |  | 13.6966 | 16.5145 | 0 | 0 | 14.65 | 0 | 46.75% | 56.36% | 0 | 0 | 50% | 0% | 46.99% | 56.36% | 97.96% | 62% | 88% | 100% | 95% | 0% | 5% | 62% | 88% | 100% | 100% | 0% | 0% | 62% | 88% | 100% | 10% | 0% | 90% | 58.9% | 62% | 0% | 0% | 5% | 0% | 63.9% | 62% | 96.2% | 140% | 210% | 100% | 90% | 0% | 10% | 110% | 110% | 100% | 100% | 0% | 0% | 82% | 110% | 100% | 10% | 0% | 90% | 126% | 110% | 0% | 0% | 10% | 0% | 136% | 110% | 98.2%
70 |  | 13.6966 | 16.5145 | 0 | 0 | 14.65 | 0 | 46.75% | 56.36% | 0 | 0 | 50% | 0% | 46.99% | 56.36% | 97.96% | 62% | 88% | 100% | 95% | 0% | 5% | 62% | 88% | 100% | 100% | 0% | 0% | 62% | 88% | 100% | 10% | 0% | 90% | 58.9% | 62% | 0% | 0% | 5% | 0% | 63.9% | 62% | 96.2% | 140% | 210% | 100% | 90% | 0% | 10% | 110% | 110% | 100% | 100% | 0% | 0% | 82% | 110% | 100% | 10% | 0% | 90% | 126% | 110% | 0% | 0% | 10% | 0% | 136% | 110% | 98.2%
71 |  | 13.6966 | 16.5145 | 0 | 0 | 14.65 | 0 | 46.75% | 56.36% | 0 | 0 | 50% | 0% | 46.99% | 56.36% | 97.96% | 62% | 88% | 100% | 95% | 0% | 5% | 62% | 88% | 100% | 100% | 0% | 0% | 62% | 88% | 100% | 10% | 0% | 90% | 58.9% | 62% | 0% | 0% | 5% | 0% | 63.9% | 62% | 96.2% | 140% | 210% | 100% | 90% | 0% | 10% | 110% | 110% | 100% | 100% | 0% | 0% | 82% | 110% | 100% | 10% | 0% | 90% | 126% | 110% | 0% | 0% | 10% | 0% | 136% | 110% | 98.2%
72 |  | 13.6966 | 16.5145 | 0 | 0 | 14.65 | 0 | 46.75% | 56.36% | 0 | 0 | 50% | 0% | 46.99% | 56.36% | 97.96% | 62% | 88% | 100% | 95% | 0% | 5% | 62% | 88% | 100% | 100% | 0% | 0% | 62% | 88% | 100% | 10% | 0% | 90% | 58.9% | 62% | 0% | 0% | 5% | 0% | 63.9% | 62% | 96.2% | 140% | 210% | 100% | 90% | 0% | 10% | 110% | 110% | 100% | 100% | 0% | 0% | 82% | 110% | 100% | 10% | 0% | 90% | 126% | 110% | 0% | 0% | 10% | 0% | 136% | 110% | 98.2%
73 |  | 13.6966 | 16.5145 | 0 | 0 | 14.65 | 0 | 46.75% | 56.36% | 0 | 0 | 50% | 0% | 46.99% | 56.36% | 97.96% | 62% | 88% | 100% | 95% | 0% | 5% | 62% | 88% | 100% | 100% | 0% | 0% | 62% | 88% | 100% | 10% | 0% | 90% | 58.9% | 62% | 0% | 0% | 5% | 0% | 63.9% | 62% | 96.2% | 140% | 210% | 100% | 90% | 0% | 10% | 110% | 110% | 100% | 100% | 0% | 0% | 82% | 110% | 100% | 10% | 0% | 90% | 126% | 110% | 0% | 0% | 10% | 0% | 136% | 110% | 98.2%
74 |  | 13.6966 | 16.5145 | 0 | 0 | 14.65 | 0 | 46.75% | 56.36% | 0 | 0 | 50% | 0% | 46.99% | 56.36% | 97.96% | 62% | 88% | 100% | 95% | 0% | 5% | 62% | 88% | 100% | 100% | 0% | 0% | 62% | 88% | 100% | 10% | 0% | 90% | 58.9% | 62% | 0% | 0% | 5% | 0% | 63.9% | 62% | 96.2% | 140% | 210% | 100% | 90% | 0% | 10% | 110% | 110% | 100% | 100% | 0% | 0% | 82% | 110% | 100% | 10% | 0% | 90% | 126% | 110% | 0% | 0% | 10% | 0% | 136% | 110% | 98.2%
75 |  | 13.6966 | 16.5145 | 0 | 0 | 14.65 | 0 | 46.75% | 56.36% | 0 | 0 | 50% | 0% | 46.99% | 56.36% | 97.96% | 62% | 88% | 100% | 95% | 0% | 5% | 62% | 88% | 100% | 100% | 0% | 0% | 62% | 88% | 100% | 10% | 0% | 90% | 58.9% | 62% | 0% | 0% | 5% | 0% | 63.9% | 62% | 96.2% | 140% | 210% | 100% | 90% | 0% | 10% | 110% | 110% | 100% | 100% | 0% | 0% | 82% | 110% | 100% | 10% | 0% | 90% | 126% | 110% | 0% | 0% | 10% | 0% | 136% | 110% | 98.2%
76 |  | 13.6966 | 16.5145 | 0 | 0 | 14.65 | 0 | 46.75% | 56.36% | 0 | 0 | 50% | 0% | 46.99% | 56.36% | 97.96% | 62% | 88% | 100% | 95% | 0% | 5% | 62% | 88% | 100% | 100% | 0% | 0% | 62% | 88% | 100% | 10% | 0% | 90% | 58.9% | 62% | 0% | 0% | 5% | 0% | 63.9% | 62% | 96.2% | 140% | 210% | 100% | 90% | 0% | 10% | 110% | 110% | 100% | 100% | 0% | 0% | 82% | 110% | 100% | 10% | 0% | 90% | 126% | 110% | 0% | 0% | 10% | 0% | 136% | 110% | 98.2%
77 |  | 13.6966 | 16.5145 | 0 | 0 | 14.65 | 0 | 46.75% | 56.36% | 0 | 0 | 50% | 0% | 46.99% | 56.36% | 97.96% | 62% | 88% | 100% | 95% | 0% | 5% | 62% | 88% | 100% | 100% | 0% | 0% | 62% | 88% | 100% | 10% | 0% | 90% | 58.9% | 62% | 0% | 0% | 5% | 0% | 63.9% | 62% | 96.2% | 140% | 210% | 100% | 90% | 0% | 10% | 110% | 110% | 100% | 100% | 0% | 0% | 82% | 110% | 100% | 10% | 0% | 90% | 126% | 110% | 0% | 0% | 10% | 0% | 136% | 110% | 98.2%
78 |  | 13.6966 | 16.5145 | 0 | 0 | 14.65 | 0 | 46.75% | 56.36% | 0 | 0 | 50% | 0% | 46.99% | 56.36% | 97.96% | 62% | 88% | 100% | 95% | 0% | 5% | 62% | 88% | 100% | 100% | 0% | 0% | 62% | 88% | 100% | 10% | 0% | 90% | 58.9% | 62% | 0% | 0% | 5% | 0% | 63.9% | 62% | 96.2% | 140% | 210% | 100% | 90% | 0% | 10% | 110% | 110% | 100% | 100% | 0% | 0% | 82% | 110% | 100% | 10% | 0% | 90% | 126% | 110% | 0% | 0% | 10% | 0% | 136% | 110% | 98.2%
79 |  | 13.6966 | 16.5145 | 0 | 0 | 14.65 | 0 | 46.75% | 56.36% | 0 | 0 | 50% | 0% | 46.99% | 56.36% | 97.96% | 62% | 88% | 100% | 95% | 0% | 5% | 62% | 88% | 100% | 100% | 0% | 0% | 62% | 88% | 100% | 10% | 0% | 90% | 58.9% | 62% | 0% | 0% | 5% | 0% | 63.9% | 62% | 96.2% | 140% | 210% | 100% | 90% | 0% | 10% | 110% | 110% | 100% | 100% | 0% | 0% | 82% | 110% | 100% | 10% | 0% | 90% | 126% | 110% | 0% | 0% | 10% | 0% | 136% | 110% | 98.2%
80 |  | 13.6966 | 16.5145 | 0 | 0 | 14.65 | 0 | 46.75% | 56.36% | 0 | 0 | 50% | 0% | 46.99% | 56.36% | 97.96% | 62% | 88% | 100% | 95% | 0% | 5% | 62% | 88% | 100% | 100% | 0% | 0% | 62% | 88% | 100% | 10% | 0% | 90% | 58.9% | 62% | 0% | 0% | 5% | 0% | 63.9% | 62% | 96.2% | 140% | 210% | 100% | 90% | 0% | 10% | 110% | 110% | 100% | 100% | 0% | 0% | 82% | 110% | 100% | 10% | 0% | 90% | 126% | 110% | 0% | 0% | 10% | 0% | 136% | 110% | 98.2%
81 |  | 13.6966 | 16.5145 | 0 | 0 | 14.65 | 0 | 46.75% | 56.36% | 0 | 0 | 50% | 0% | 46.99% | 56.36% | 97.96% | 62% | 88% | 100% | 95% | 0% | 5% | 62% | 88% | 100% | 100% | 0% | 0% | 62% | 88% | 100% | 10% | 0% | 90% | 58.9% | 62% | 0% | 0% | 5% | 0% | 63.9% | 62% | 96.2% | 140% | 210% | 100% | 90% | 0% | 10% | 110% | 110% | 100% | 100% | 0% | 0% | 82% | 110% | 100% | 10% | 0% | 90% | 126% | 110% | 0% | 0% | 10% | 0% | 136% | 110% | 98.2%
82 |  | 13.6966 | 16.5145 | 0 | 0 | 14.65 | 0 | 46.75% | 56.36% | 0 | 0 | 50% | 0% | 46.99% | 56.36% | 97.96% | 62% | 88% | 100% | 95% | 0% | 5% | 62% | 88% | 100% | 100% | 0% | 0% | 62% | 88% | 100% | 10% | 0% | 90% | 58.9% | 62% | 0% | 0% | 5% | 0% | 63.9% | 62% | 96.2% | 140% | 210% | 100% | 90% | 0% | 10% | 110% | 110% | 100% | 100% | 0% | 0% | 82% | 110% | 100% | 10% | 0% | 90% | 126% | 110% | 0% | 0% | 10% | 0% | 136% | 110% | 98.2%
83 |  | 13.6966 | 16.5145 | 0 | 0 | 14.65 | 0 | 46.75% | 56.36% | 0 | 0 | 50% | 0% | 46.99% | 56.36% | 97.96% | 62% | 88% | 100% | 95% | 0% | 5% | 62% | 88% | 100% | 100% | 0% | 0% | 62% | 88% | 100% | 10% | 0% | 90% | 58.9% | 62% | 0% | 0% | 5% | 0% | 63.9% | 62% | 96.2% | 140% | 210% | 100% | 90% | 0% | 10% | 110% | 110% | 100% | 100% | 0% | 0% | 82% | 110% | 100% | 10% | 0% | 90% | 126% | 110% | 0% | 0% | 10% | 0% | 136% | 110% | 98.2%
84 |  | 13.6966 | 16.5145 | 0 | 0 | 14.65 | 0 | 46.75% | 56.36% | 0 | 0 | 50% | 0% | 46.99% | 56.36% | 97.96% | 62% | 88% | 100% | 95% | 0% | 5% | 62% | 88% | 100% | 100% | 0% | 0% | 62% | 88% | 100% | 10% | 0% | 90% | 58.9% | 62% | 0% | 0% | 5% | 0% | 63.9% | 62% | 96.2% | 140% | 210% | 100% | 90% | 0% | 10% | 110% | 110% | 100% | 100% | 0% | 0% | 82% | 110% | 100% | 10% | 0% | 90% | 126% | 110% | 0% | 0% | 10% | 0% | 136% | 110% | 98.2%
85 |  | 13.6966 | 16.5145 | 0 | 0 | 14.65 | 0 | 46.75% | 56.36% | 0 | 0 | 50% | 0% | 46.99% | 56.36% | 97.96% | 62% | 88% | 100% | 95% | 0% | 5% | 62% | 88% | 100% | 100% | 0% | 0% | 62% | 88% | 100% | 10% | 0% | 90% | 58.9% | 62% | 0% | 0% | 5% | 0% | 63.9% | 62% | 96.2% | 140% | 210% | 100% | 90% | 0% | 10% | 110% | 110% | 100% | 100% | 0% | 0% | 82% | 110% | 100% | 10% | 0% | 90% | 126% | 110% | 0% | 0% | 10% | 0% | 136% | 110% | 98.2%
86 |  | 13.6966 | 16.5145 | 0 | 0 | 14.65 | 0 | 46.75% | 56.36% | 0 | 0 | 50% | 0% | 46.99% | 56.36% | 97.96% | 62% | 88% | 100% | 95% | 0% | 5% | 62% | 88% | 100% | 100% | 0% | 0% | 62% | 88% | 100% | 10% | 0% | 90% | 58.9% | 62% | 0% | 0% | 5% | 0% | 63.9% | 62% | 96.2% | 140% | 210% | 100% | 90% | 0% | 10% | 110% | 110% | 100% | 100% | 0% | 0% | 82% | 110% | 100% | 10% | 0% | 90% | 126% | 110% | 0% | 0% | 10% | 0% | 136% | 110% | 98.2%
87 |  | 13.6966 | 16.5145 | 0 | 0 | 14.65 | 0 | 46.75% | 56.36% | 0 | 0 | 50% | 0% | 46.99% | 56.36% | 97.96% | 62% | 88% | 100% | 95% | 0% | 5% | 62% | 88% | 100% | 100% | 0% | 0% | 62% | 88% | 100% | 10% | 0% | 90% | 58.9% | 62% | 0% | 0% | 5% | 0% | 63.9% | 62% | 96.2% | 140% | 210% | 100% | 90% | 0% | 10% | 110% | 110% | 100% | 100% | 0% | 0% | 82% | 110% | 100% | 10% | 0% | 90% | 126% | 110% | 0% | 0% | 10% | 0% | 136% | 110% | 98.2%
88 |  | 13.6966 | 16.5145 | 0 | 0 | 14.65 | 0 | 46.75% | 56.36% | 0 | 0 | 50% | 0% | 46.99% | 56.36% | 97.96% | 62% | 88% | 100% | 95% | 0% | 5% | 62% | 88% | 100% | 100% | 0% | 0% | 62% | 88% | 100% | 10% | 0% | 90% | 58.9% | 62% | 0% | 0% | 5% | 0% | 63.9% | 62% | 96.2% | 140% | 210% | 100% | 90% | 0% | 10% | 110% | 110% | 100% | 100% | 0% | 0% | 82% | 110% | 100% | 10% | 0% | 90% | 126% | 110% | 0% | 0% | 10% | 0% | 136% | 110% | 98.2%
89 |  | 13.6966 | 16.5145 | 0 | 0 | 14.65 | 0 | 46.75% | 56.36% | 0 | 0 | 50% | 0% | 46.99% | 56.36% | 97.96% | 62% | 88% | 100% | 95% | 0% | 5% | 62% | 88% | 100% | 100% | 0% | 0% | 62% | 88% | 100% | 10% | 0% | 90% | 58.9% | 62% | 0% | 0% | 5% | 0% | 63.9% | 62% | 96.2% | 140% | 210% | 100% | 90% | 0% | 10% | 110% | 110% | 100% | 100% | 0% | 0% | 82% | 110% | 100% | 10% | 0% | 90% | 126% | 110% | 0% | 0% | 10% | 0% | 136% | 110% | 98.2%
90 |  | 13.6966 | 16.5145 | 0 | 0 | 14.65 | 0 | 46.75% | 56.36% | 0 | 0 | 50% | 0% | 46.99% | 56.36% | 97.96% | 62% | 88% | 100% | 95% | 0% | 5% | 62% | 88% | 100% | 100% | 0% | 0% | 62% | 88% | 100% | 10% | 0% | 90% | 58.9% | 62% | 0% | 0% | 5% | 0% | 63.9% | 62% | 96.2% | 140% | 210% | 100% | 90% | 0% | 10% | 110% | 110% | 100% | 100% | 0% | 0% | 82% | 110% | 100% | 10% | 0% | 90% | 126% | 110% | 0% | 0% | 10% | 0% | 136% | 110% | 98.2%
Note on A2: [Threaded comment] Your version of Excel allows you to read this threaded comment; however, any edits to it will get removed if the file is opened in a newer version of Excel. Learn more: https://go.microsoft.com/fwlink/?linkid=870924 Comment: Using Avtisa's as a Proxy as Cascade does not have this granular level of data at this time.

## Demand
| Pipeline Zone = | 20 | CNGWA503 | CNGWA504 | CNGWA503 | CNGWA504 | HDDs | kWh | [5 empty] | Therms | [6 empty] | Table | Baker City | Bellingham | Bremerton | Pendleton | Redmond | Walla Walla | Yakima
| State = | WA | upc in dth | upc in dth | upc in therms | upc in therms | Walla Walla | Residential |  |  | Commerical |  |  | Residential |  |  | Commerical |  |  | Normal | 'Weather Data'!D:K | 2 | 3 | 4 | 5 | 6 | 7 | 8
|  | 20-RES | [5 empty] | Conversion |  |  | Conversion |  |  | Conversion |  |  | Conversion |  |  | Actual | 'Weather Data'!P:W
|  | 20-COM | [5 empty] | Water Heat | Space Heat | Other | Water Heat | Space Heat | Other | Water Heat | Space Heat | Other | Water Heat | Space Heat | Other
1 | 2025 | 2025-01-01 | 0.41604 | 2.5763 | 4.1604 | 25.7634 | 25 | 20.6119 | 48.4225 | 12.1898 |  |  |  | 1.2481 | 2.4962 | 0.41604
1 | 2025 | 2025-01-02 | 0.4085 | 2.5387 | 4.085 | 25.3874 | 22 | 20.2385 | 46.1168 | 11.969 |  |  |  | 1.2255 | 2.451 | 0.4085
1 | 2025 | 2025-01-03 | 0.40238 | 2.4991 | 4.0238 | 24.9907 | 20 | 19.9352 | 44.5337 | 11.7897 |  |  |  | 1.2071 | 2.4143 | 0.40238
1 | 2025 | 2025-01-04 | 0.39573 | 2.4544 | 3.9573 | 24.5442 | 21 | 19.6059 | 44.2322 | 11.5949 |  |  |  | 1.1872 | 2.3744 | 0.39573
1 | 2025 | 2025-01-05 | 0.39972 | 2.4748 | 3.9972 | 24.7478 | 22 | 19.8037 | 45.1259 | 11.7118 |  |  |  | 1.1992 | 2.3983 | 0.39972
1 | 2025 | 2025-01-06 | 0.40045 | 2.4896 | 4.0045 | 24.8963 | 21 | 19.8398 | 44.7601 | 11.7332 |  |  |  | 1.2014 | 2.4027 | 0.40045
1 | 2025 | 2025-01-07 | 0.40396 | 2.4994 | 4.0396 | 24.9943 | 21 | 20.0136 | 45.1521 | 11.836 |  |  |  | 1.2119 | 2.4238 | 0.40396
1 | 2025 | 2025-01-08 | 0.41433 | 2.5567 | 4.1433 | 25.5668 | 24 | 20.5272 | 47.7307 | 12.1397 |  |  |  | 1.243 | 2.486 | 0.41433
1 | 2025 | 2025-01-09 | 0.41543 | 2.5617 | 4.1543 | 25.6166 | 25 | 20.5817 | 48.3516 | 12.172 |  |  |  | 1.2463 | 2.4926 | 0.41543
1 | 2025 | 2025-01-10 | 0.41847 | 2.57 | 4.1847 | 25.7002 | 24 | 20.7326 | 48.2083 | 12.2612 |  |  |  | 1.2554 | 2.5108 | 0.41847
1 | 2025 | 2025-01-11 | 0.40772 | 2.4944 | 4.0772 | 24.9444 | 24 | 20.1998 | 46.9693 | 11.9461 |  |  |  | 1.2231 | 2.4463 | 0.40772
1 | 2025 | 2025-01-12 | 0.40619 | 2.4885 | 4.0619 | 24.885 | 24 | 20.1242 | 46.7935 | 11.9014 |  |  |  | 1.2186 | 2.4371 | 0.40619
1 | 2025 | 2025-01-13 | 0.40503 | 2.4952 | 4.0503 | 24.9516 | 24 | 20.0667 | 46.6599 | 11.8674 |  |  |  | 1.2151 | 2.4302 | 0.40503
1 | 2025 | 2025-01-14 | 0.40956 | 2.5139 | 4.0956 | 25.1389 | 23 | 20.291 | 46.7042 | 12.0001 |  |  |  | 1.2287 | 2.4574 | 0.40956
1 | 2025 | 2025-01-15 | 0.41252 | 2.534 | 4.1252 | 25.3395 | 24 | 20.438 | 47.5232 | 12.087 |  |  |  | 1.2376 | 2.4751 | 0.41252
1 | 2025 | 2025-01-16 | 0.41018 | 2.5147 | 4.1018 | 25.1474 | 26 | 31.9344 | 48.2393 | 24.0366 |  |  |  | 1.2305 | 2.4611 | 0.41018
1 | 2025 | 2025-01-17 | 0.41183 | 2.5241 | 4.1183 | 25.2413 | 26 | 32.0628 | 48.4332 | 24.1333 |  |  |  | 1.2355 | 2.471 | 0.41183
1 | 2025 | 2025-01-18 | 0.40662 | 2.4826 | 4.0662 | 24.8256 | 26 | 31.6568 | 47.82 | 23.8277 |  |  |  | 1.2198 | 2.4397 | 0.40662
1 | 2025 | 2025-01-19 | 0.40035 | 2.4433 | 4.0035 | 24.4327 | 23 | 19.8348 | 45.6542 | 11.7303 |  |  |  | 1.2011 | 2.4021 | 0.40035
1 | 2025 | 2025-01-20 | 0.40311 | 2.4715 | 4.0311 | 24.7151 | 22 | 19.9717 | 45.5088 | 11.8112 |  |  |  | 1.2093 | 2.4187 | 0.40311
1 | 2025 | 2025-01-21 | 0.39759 | 2.4384 | 3.9759 | 24.3844 | 22 | 19.6982 | 44.8857 | 11.6495 |  |  |  | 1.1928 | 2.3856 | 0.39759
1 | 2025 | 2025-01-22 | 0.39381 | 2.415 | 3.9381 | 24.1504 | 21 | 19.5108 | 44.0176 | 11.5386 |  |  |  | 1.1814 | 2.3629 | 0.39381
1 | 2025 | 2025-01-23 | 0.39353 | 2.4131 | 3.9353 | 24.1308 | 22 | 19.4969 | 44.4269 | 11.5304 |  |  |  | 1.1806 | 2.3612 | 0.39353
1 | 2025 | 2025-01-24 | 0.39446 | 2.4154 | 3.9446 | 24.154 | 24 | 19.5432 | 45.4427 | 11.5578 |  |  |  | 1.1834 | 2.3668 | 0.39446
1 | 2025 | 2025-01-25 | 0.38566 | 2.3563 | 3.8566 | 23.5628 | 24 | 19.1068 | 44.428 | 11.2997 |  |  |  | 1.157 | 2.3139 | 0.38566
1 | 2025 | 2025-01-26 | 0.38699 | 2.3569 | 3.8699 | 23.5693 | 25 | 19.1728 | 45.0416 | 11.3387 |  |  |  | 1.161 | 2.3219 | 0.38699
1 | 2025 | 2025-01-27 | 0.39014 | 2.3872 | 3.9014 | 23.8719 | 23 | 19.329 | 44.4899 | 11.4311 |  |  |  | 1.1704 | 2.3408 | 0.39014
1 | 2025 | 2025-01-28 | 0.38713 | 2.3694 | 3.8713 | 23.6936 | 23 | 19.1799 | 44.1467 | 11.3429 |  |  |  | 1.1614 | 2.3228 | 0.38713
1 | 2025 | 2025-01-29 | 0.38645 | 2.363 | 3.8645 | 23.6298 | 23 | 19.1461 | 44.069 | 11.323 |  |  |  | 1.1593 | 2.3187 | 0.38645
1 | 2025 | 2025-01-30 | 0.38537 | 2.355 | 3.8537 | 23.5496 | 23 | 19.0928 | 43.9463 | 11.2915 |  |  |  | 1.1561 | 2.3122 | 0.38537
1 | 2025 | 2025-01-31 | 0.38154 | 2.3253 | 3.8154 | 23.2525 | 23 | 18.9028 | 43.509 | 11.1791 |  |  |  | 1.1446 | 2.2892 | 0.38154
2 | 2025 | 2025-02-01 | 0.37905 | 2.3416 | 3.7905 | 23.4165 | 23 | 18.7797 | 43.2256 | 11.1063 |  |  |  | 1.1372 | 2.2743 | 0.37905
2 | 2025 | 2025-02-02 | 0.37666 | 2.3271 | 3.7666 | 23.2707 | 24 | 18.6613 | 43.3921 | 11.0363 |  |  |  | 1.13 | 2.26 | 0.37666
2 | 2025 | 2025-02-03 | 0.38565 | 2.3865 | 3.8565 | 23.8647 | 22 | 19.1064 | 43.5372 | 11.2995 |  |  |  | 1.1569 | 2.3139 | 0.38565
2 | 2025 | 2025-02-04 | 0.38235 | 2.3644 | 3.8235 | 23.6442 | 23 | 18.943 | 43.6014 | 11.2028 |  |  |  | 1.147 | 2.2941 | 0.38235
2 | 2025 | 2025-02-05 | 0.37771 | 2.3373 | 3.7771 | 23.3735 | 20 | 18.7132 | 41.8037 | 11.0669 |  |  |  | 1.1331 | 2.2663 | 0.37771
2 | 2025 | 2025-02-06 | 0.37151 | 2.3002 | 3.7151 | 23.0022 | 21 | 18.4059 | 41.5249 | 10.8852 |  |  |  | 1.1145 | 2.229 | 0.37151
2 | 2025 | 2025-02-07 | 0.371 | 2.2961 | 3.71 | 22.9611 | 20 | 18.3807 | 41.0609 | 10.8703 |  |  |  | 1.113 | 2.226 | 0.371
2 | 2025 | 2025-02-08 | 0.36195 | 2.2351 | 3.6195 | 22.3509 | 21 | 17.9322 | 40.4563 | 10.6051 |  |  |  | 1.0858 | 2.1717 | 0.36195
2 | 2025 | 2025-02-09 | 0.3587 | 2.2159 | 3.587 | 22.1593 | 20 | 17.7711 | 39.6991 | 10.5098 |  |  |  | 1.0761 | 2.1522 | 0.3587
2 | 2025 | 2025-02-10 | 0.35816 | 2.2213 | 3.5816 | 22.2129 | 18 | 17.7445 | 38.8762 | 10.494 |  |  |  | 1.0745 | 2.1489 | 0.35816
2 | 2025 | 2025-02-11 | 0.35259 | 2.189 | 3.5259 | 21.8901 | 18 | 17.4688 | 38.2722 | 10.331 |  |  |  | 1.0578 | 2.1156 | 0.35259
2 | 2025 | 2025-02-12 | 0.34589 | 2.1494 | 3.4589 | 21.4935 | 17 | 17.1366 | 37.1863 | 10.1345 |  |  |  | 1.0377 | 2.0753 | 0.34589
2 | 2025 | 2025-02-13 | 0.34209 | 2.1264 | 3.4209 | 21.2637 | 15 | 16.9484 | 36.0895 | 10.0232 |  |  |  | 1.0263 | 2.0525 | 0.34209
2 | 2025 | 2025-02-14 | 0.34021 | 2.115 | 3.4021 | 21.1503 | 17 | 16.8553 | 36.576 | 9.9682 |  |  |  | 1.0206 | 2.0413 | 0.34021
2 | 2025 | 2025-02-15 | 0.33092 | 2.0531 | 3.3092 | 20.5307 | 17 | 16.395 | 35.5771 | 9.696 |  |  |  | 0.99276 | 1.9855 | 0.33092
2 | 2025 | 2025-02-16 | 0.33698 | 2.0857 | 3.3698 | 20.857 | 17 | 16.6954 | 36.229 | 9.8736 |  |  |  | 1.011 | 2.0219 | 0.33698
2 | 2025 | 2025-02-17 | 0.34394 | 2.1335 | 3.4394 | 21.3349 | 19 | 17.0398 | 37.6955 | 10.0773 |  |  |  | 1.0318 | 2.0636 | 0.34394
2 | 2025 | 2025-02-18 | 0.33411 | 2.0763 | 3.3411 | 20.7628 | 19 | 16.553 | 36.6184 | 9.7894 |  |  |  | 1.0023 | 2.0047 | 0.33411
2 | 2025 | 2025-02-19 | 0.33041 | 2.0545 | 3.3041 | 20.5454 | 18 | 16.3697 | 35.8644 | 9.681 |  |  |  | 0.99123 | 1.9825 | 0.33041
2 | 2025 | 2025-02-20 | 0.32073 | 1.9983 | 3.2073 | 19.9833 | 17 | 15.8903 | 34.4819 | 9.3975 |  |  |  | 0.9622 | 1.9244 | 0.32073
2 | 2025 | 2025-02-21 | 0.31665 | 1.9741 | 3.1665 | 19.7408 | 16 | 15.6879 | 33.7211 | 9.2778 |  |  |  | 0.94995 | 1.8999 | 0.31665
2 | 2025 | 2025-02-22 | 0.31141 | 1.9333 | 3.1141 | 19.3326 | 16 | 15.4282 | 33.1629 | 9.1242 |  |  |  | 0.93422 | 1.8684 | 0.31141
2 | 2025 | 2025-02-23 | 0.30438 | 1.8936 | 3.0438 | 18.9365 | 17 | 15.08 | 32.7235 | 8.9183 |  |  |  | 0.91313 | 1.8263 | 0.30438
2 | 2025 | 2025-02-24 | 0.31564 | 1.9662 | 3.1564 | 19.6623 | 17 | 15.638 | 33.9345 | 9.2483 |  |  |  | 0.94692 | 1.8938 | 0.31564
2 | 2025 | 2025-02-25 | 0.31491 | 1.9598 | 3.1491 | 19.5983 | 15 | 15.602 | 33.2225 | 9.227 |  |  |  | 0.94474 | 1.8895 | 0.31491
2 | 2025 | 2025-02-26 | 0.30249 | 1.8902 | 3.0249 | 18.9024 | 15 | 14.9866 | 31.9121 | 8.863 |  |  |  | 0.90748 | 1.815 | 0.30249
2 | 2025 | 2025-02-27 | 0.30256 | 1.8887 | 3.0256 | 18.8867 | 15 | 14.9902 | 31.9197 | 8.8651 |  |  |  | 0.90769 | 1.8154 | 0.30256
2 | 2025 | 2025-02-28 | 0.29799 | 1.8615 | 2.9799 | 18.6146 | 15 | 14.7633 | 31.4366 | 8.731 |  |  |  | 0.89396 | 1.7879 | 0.29799
3 | 2025 | 2025-03-01 | 0.2985 | 1.925 | 2.985 | 19.2496 | 16 | 14.789 | 31.7889 | 8.7462 |  |  |  | 0.89551 | 1.791 | 0.2985
3 | 2025 | 2025-03-02 | 0.29365 | 1.8945 | 2.9365 | 18.9449 | 15 | 14.5484 | 30.9791 | 8.6039 |  |  |  | 0.88095 | 1.7619 | 0.29365
3 | 2025 | 2025-03-03 | 0.30054 | 1.9428 | 3.0054 | 19.4281 | 15 | 14.8899 | 31.7063 | 8.8059 |  |  |  | 0.90162 | 1.8032 | 0.30054
3 | 2025 | 2025-03-04 | 0.29127 | 1.8842 | 2.9127 | 18.8422 | 13 | 14.4307 | 30.1638 | 8.5343 |  |  |  | 0.87382 | 1.7476 | 0.29127
3 | 2025 | 2025-03-05 | 0.28485 | 1.8436 | 2.8485 | 18.4355 | 12 | 14.1124 | 29.3356 | 8.346 |  |  |  | 0.85454 | 1.7091 | 0.28485
3 | 2025 | 2025-03-06 | 0.28562 | 1.8493 | 2.8562 | 18.4934 | 13 | 14.1508 | 29.5788 | 8.3688 |  |  |  | 0.85687 | 1.7137 | 0.28562
3 | 2025 | 2025-03-07 | 0.28176 | 1.8253 | 2.8176 | 18.2533 | 13 | 13.9594 | 29.1787 | 8.2556 |  |  |  | 0.84528 | 1.6906 | 0.28176
3 | 2025 | 2025-03-08 | 0.26688 | 1.7271 | 2.6688 | 17.271 | 12 | 13.2224 | 27.4856 | 7.8197 |  |  |  | 0.80065 | 1.6013 | 0.26688
3 | 2025 | 2025-03-09 | 0.26644 | 1.7248 | 2.6644 | 17.2482 | 12 | 13.2002 | 27.4394 | 7.8066 |  |  |  | 0.79931 | 1.5986 | 0.26644
3 | 2025 | 2025-03-10 | 0.26925 | 1.7468 | 2.6925 | 17.4679 | 12 | 13.3395 | 27.729 | 7.889 |  |  |  | 0.80774 | 1.6155 | 0.26925
3 | 2025 | 2025-03-11 | 0.27313 | 1.7726 | 2.7313 | 17.7258 | 12 | 13.532 | 28.1291 | 8.0028 |  |  |  | 0.8194 | 1.6388 | 0.27313
3 | 2025 | 2025-03-12 | 0.27324 | 1.7739 | 2.7324 | 17.7385 | 13 | 13.5372 | 28.2962 | 8.0059 |  |  |  | 0.81972 | 1.6394 | 0.27324
3 | 2025 | 2025-03-13 | 0.2699 | 1.753 | 2.699 | 17.5299 | 14 | 13.3719 | 28.2099 | 7.9081 |  |  |  | 0.80971 | 1.6194 | 0.2699
3 | 2025 | 2025-03-14 | 0.26651 | 1.7317 | 2.6651 | 17.3167 | 13 | 13.204 | 27.5998 | 7.8088 |  |  |  | 0.79954 | 1.5991 | 0.26651
3 | 2025 | 2025-03-15 | 0.26038 | 1.6894 | 2.6038 | 16.8944 | 14 | 12.9001 | 27.2146 | 7.6291 |  |  |  | 0.78114 | 1.5623 | 0.26038
3 | 2025 | 2025-03-16 | 0.25446 | 1.6519 | 2.5446 | 16.5189 | 13 | 12.6067 | 26.3512 | 7.4556 |  |  |  | 0.76337 | 1.5267 | 0.25446
3 | 2025 | 2025-03-17 | 0.2498 | 1.6258 | 2.498 | 16.2576 | 11 | 27.925 | 25.5846 | 7.3191 |  |  |  | 1.9984 | 0.2498 | 0.2498
3 | 2025 | 2025-03-18 | 0.24483 | 1.5943 | 2.4483 | 15.9428 | 11 | 27.3695 | 25.0756 | 7.1735 |  |  |  | 1.9586 | 0.24483 | 0.24483
3 | 2025 | 2025-03-19 | 0.24005 | 1.5641 | 2.4005 | 15.6406 | 10 | 26.8354 | 24.452 | 7.0335 |  |  |  | 1.9204 | 0.24005 | 0.24005
3 | 2025 | 2025-03-20 | 0.23899 | 1.5576 | 2.3899 | 15.5758 | 10 | 26.7174 | 24.3445 | 7.0025 |  |  |  | 1.912 | 0.23899 | 0.23899
3 | 2025 | 2025-03-21 | 0.23689 | 1.5446 | 2.3689 | 15.4456 | 11 | 26.4826 | 24.263 | 6.941 |  |  |  | 1.8952 | 0.23689 | 0.23689
3 | 2025 | 2025-03-22 | 0.22986 | 1.4963 | 2.2986 | 14.9631 | 10 | 25.6958 | 23.4136 | 6.7348 |  |  |  | 1.8389 | 0.22986 | 0.22986
3 | 2025 | 2025-03-23 | 0.22962 | 1.4951 | 2.2962 | 14.9506 | 11 | 25.6696 | 23.5182 | 6.7279 |  |  |  | 1.837 | 0.22962 | 0.22962
3 | 2025 | 2025-03-24 | 0.22942 | 1.4974 | 2.2942 | 14.9736 | 11 | 25.6466 | 23.4971 | 6.7219 |  |  |  | 1.8353 | 0.22942 | 0.22942
3 | 2025 | 2025-03-25 | 0.22538 | 1.4718 | 2.2538 | 14.7177 | 12 | 11.166 | 23.2109 | 6.6035 |  |  |  | 0.67613 | 1.3523 | 0.22538
3 | 2025 | 2025-03-26 | 0.21986 | 1.4366 | 2.1986 | 14.366 | 12 | 10.8928 | 22.6431 | 6.442 |  |  |  | 0.65959 | 1.3192 | 0.21986
3 | 2025 | 2025-03-27 | 0.21903 | 1.4314 | 2.1903 | 14.3136 | 10 | 24.4859 | 22.3111 | 6.4177 |  |  |  | 1.7523 | 0.21903 | 0.21903
3 | 2025 | 2025-03-28 | 0.2174 | 1.4209 | 2.174 | 14.209 | 11 | 24.3032 | 22.2663 | 6.3698 |  |  |  | 1.7392 | 0.2174 | 0.2174
3 | 2025 | 2025-03-29 | 0.20125 | 1.314 | 2.0125 | 13.1398 | 10 | 22.4974 | 20.4993 | 5.8965 |  |  |  | 1.61 | 0.20125 | 0.20125
3 | 2025 | 2025-03-30 | 0.19844 | 1.2961 | 1.9844 | 12.9609 | 10 | 22.1839 | 20.2136 | 5.8143 |  |  |  | 1.5875 | 0.19844 | 0.19844
3 | 2025 | 2025-03-31 | 0.19586 | 1.283 | 1.9586 | 12.8299 | 8 | 21.8955 | 19.7353 | 5.7388 |  |  |  | 1.5669 | 0.19586 | 0.19586
4 | 2025 | 2025-04-01 | 0.1861 | 1.1904 | 1.861 | 11.9039 | 10 | 20.8038 | 18.9561 | 5.4526 |  |  |  | 1.4888 | 0.1861 | 0.1861
4 | 2025 | 2025-04-02 | 0.18094 | 1.1589 | 1.8094 | 11.589 | 8 | 20.2276 | 18.2319 | 5.3016 |  |  |  | 1.4475 | 0.18094 | 0.18094
4 | 2025 | 2025-04-03 | 0.17604 | 1.1287 | 1.7604 | 11.2869 | 8 | 19.6796 | 17.738 | 5.158 |  |  |  | 1.4083 | 0.17604 | 0.17604
4 | 2025 | 2025-04-04 | 0.175 | 1.1213 | 1.75 | 11.2133 | 8 | 19.5636 | 17.6334 | 5.1275 |  |  |  | 1.4 | 0.175 | 0.175
4 | 2025 | 2025-04-05 | 0.16271 | 1.0407 | 1.6271 | 10.4073 | 8 | 18.1897 | 16.3951 | 4.7675 |  |  |  | 1.3017 | 0.16271 | 0.16271
4 | 2025 | 2025-04-06 | 0.16286 | 1.0401 | 1.6286 | 10.4011 | 8 | 18.206 | 16.4097 | 4.7717 |  |  |  | 1.3029 | 0.16286 | 0.16286
4 | 2025 | 2025-04-07 | 0.16387 | 1.0536 | 1.6387 | 10.5361 | 6 | 18.3195 | 16.3355 | 4.8015 |  |  |  | 1.311 | 0.16387 | 0.16387
4 | 2025 | 2025-04-08 | 0.16531 | 1.0601 | 1.6531 | 10.6007 | 7 | 18.4805 | 16.5677 | 4.8437 |  |  |  | 1.3225 | 0.16531 | 0.16531
4 | 2025 | 2025-04-09 | 0.16013 | 1.0288 | 1.6013 | 10.2877 | 7 | 17.9016 | 16.0487 | 4.692 |  |  |  | 1.2811 | 0.16013 | 0.16013
4 | 2025 | 2025-04-10 | 0.15425 | 0.9939 | 1.5425 | 9.939 | 6 | 17.2432 | 15.3758 | 4.5194 |  |  |  | 1.234 | 0.15425 | 0.15425
4 | 2025 | 2025-04-11 | 0.1507 | 0.97195 | 1.507 | 9.7195 | 6 | 16.8463 | 15.0219 | 4.4154 |  |  |  | 1.2056 | 0.1507 | 0.1507
4 | 2025 | 2025-04-12 | 0.13743 | 0.88513 | 1.3743 | 8.8513 | 5 | 15.3638 | 13.6271 | 4.0268 |  |  |  | 1.0995 | 0.13743 | 0.13743
4 | 2025 | 2025-04-13 | 0.1353 | 0.87241 | 1.353 | 8.7241 | 5 | 15.1258 | 13.416 | 3.9644 |  |  |  | 1.0824 | 0.1353 | 0.1353
4 | 2025 | 2025-04-14 | 0.14185 | 0.91711 | 1.4185 | 9.1711 | 5 | 15.8577 | 14.0652 | 4.1563 |  |  |  | 1.1348 | 0.14185 | 0.14185
4 | 2025 | 2025-04-15 | 0.14226 | 0.91699 | 1.4226 | 9.1699 | 7 | 15.9035 | 14.2574 | 4.1683 |  |  |  | 1.1381 | 0.14226 | 0.14226
4 | 2025 | 2025-04-16 | 0.14559 | 0.93543 | 1.4559 | 9.3543 | 8 | 16.2758 | 14.67 | 4.2658 |  |  |  | 1.1647 | 0.14559 | 0.14559
4 | 2025 | 2025-04-17 | 0.14692 | 0.94196 | 1.4692 | 9.4196 | 8 | 16.424 | 14.8035 | 4.3047 |  |  |  | 1.1753 | 0.14692 | 0.14692
4 | 2025 | 2025-04-18 | 0.14307 | 0.91843 | 1.4307 | 9.1843 | 8 | 15.9937 | 14.4157 | 4.1919 |  |  |  | 1.1445 | 0.14307 | 0.14307
4 | 2025 | 2025-04-19 | 0.129 | 0.8279 | 1.29 | 8.279 | 7 | 14.4215 | 12.9288 | 3.7798 |  |  |  | 1.032 | 0.129 | 0.129
4 | 2025 | 2025-04-20 | 0.12758 | 0.81874 | 1.2758 | 8.1874 | 7 | 14.2621 | 12.7859 | 3.7381 |  |  |  | 1.0206 | 0.12758 | 0.12758
4 | 2025 | 2025-04-21 | 0.13337 | 0.85963 | 1.3337 | 8.5963 | 7 | 14.9095 | 13.3663 | 3.9077 |  |  |  | 1.067 | 0.13337 | 0.13337
4 | 2025 | 2025-04-22 | 0.12769 | 0.82584 | 1.2769 | 8.2584 | 6 | 14.2746 | 12.7287 | 3.7413 |  |  |  | 1.0215 | 0.12769 | 0.12769
4 | 2025 | 2025-04-23 | 0.12555 | 0.81271 | 1.2555 | 8.1271 | 6 | 14.0353 | 12.5153 | 3.6786 |  |  |  | 1.0044 | 0.12555 | 0.12555
4 | 2025 | 2025-04-24 | 0.12311 | 0.79755 | 1.2311 | 7.9755 | 5 | 13.7622 | 12.2066 | 3.607 |  |  |  | 0.98486 | 0.12311 | 0.12311
4 | 2025 | 2025-04-25 | 0.12387 | 0.80124 | 1.2387 | 8.0124 | 5 | 13.8479 | 12.2826 | 3.6295 |  |  |  | 0.99099 | 0.12387 | 0.12387
4 | 2025 | 2025-04-26 | 0.11045 | 0.71471 | 1.1045 | 7.1471 | 5 | 12.3468 | 10.9511 | 3.2361 |  |  |  | 0.88357 | 0.11045 | 0.11045
4 | 2025 | 2025-04-27 | 0.11162 | 0.7212 | 1.1162 | 7.212 | 5 | 12.478 | 11.0675 | 3.2704 |  |  |  | 0.89295 | 0.11162 | 0.11162
4 | 2025 | 2025-04-28 | 0.11156 | 0.72798 | 1.1156 | 7.2798 | 6 | 12.4711 | 11.1205 | 3.2686 |  |  |  | 0.89246 | 0.11156 | 0.11156
4 | 2025 | 2025-04-29 | 0.10783 | 0.70673 | 1.0783 | 7.0673 | 5 | 12.0543 | 10.6917 | 3.1594 |  |  |  | 0.86263 | 0.10783 | 0.10783
4 | 2025 | 2025-04-30 | 0.10129 | 0.66808 | 1.0129 | 6.6808 | 3 | 11.3229 | 9.9373 | 2.9677 |  |  |  | 0.81029 | 0.10129 | 0.10129
5 | 2025 | 2025-05-01 | 0.082971 | 0.56504 | 0.82971 | 5.6504 | 2 | 9.2754 | 8.0978 | 2.431 |  |  |  | 0.66377 | 0.082971 | 0.082971
5 | 2025 | 2025-05-02 | 0.082115 | 0.56139 | 0.82115 | 5.6139 | 3 | 9.1797 | 8.0564 | 2.406 |  |  |  | 0.65692 | 0.082115 | 0.082115
5 | 2025 | 2025-05-03 | 0.07423 | 0.51011 | 0.7423 | 5.1011 | 3 | 8.2982 | 7.2828 | 2.1749 |  |  |  | 0.59384 | 0.07423 | 0.07423
5 | 2025 | 2025-05-04 | 0.074785 | 0.51495 | 0.74785 | 5.1495 | 4 | 8.3603 | 7.376 | 2.1912 |  |  |  | 0.59828 | 0.074785 | 0.074785
5 | 2025 | 2025-05-05 | 0.080974 | 0.55822 | 0.80974 | 5.5822 | 4 | 9.0522 | 7.9865 | 2.3725 |  |  |  | 0.64779 | 0.080974 | 0.080974
5 | 2025 | 2025-05-06 | 0.078787 | 0.54506 | 0.78787 | 5.4506 | 4 | 8.8077 | 7.7708 | 2.3085 |  |  |  | 0.6303 | 0.078787 | 0.078787
5 | 2025 | 2025-05-07 | 0.075705 | 0.52535 | 0.75705 | 5.2535 | 3 | 8.4631 | 7.4275 | 2.2182 |  |  |  | 0.60564 | 0.075705 | 0.075705
5 | 2025 | 2025-05-08 | 0.074746 | 0.51942 | 0.74746 | 5.1942 | 3 | 8.3559 | 7.3334 | 2.1901 |  |  |  | 0.59797 | 0.074746 | 0.074746
5 | 2025 | 2025-05-09 | 0.074874 | 0.52077 | 0.74874 | 5.2077 | 3 | 8.3702 | 7.3459 | 2.1938 |  |  |  | 0.59899 | 0.074874 | 0.074874
5 | 2025 | 2025-05-10 | 0.065051 | 0.45623 | 0.65051 | 4.5623 | 3 | 7.2721 | 6.3822 | 1.906 |  |  |  | 0.52041 | 0.065051 | 0.065051
5 | 2025 | 2025-05-11 | 0.063467 | 0.44566 | 0.63467 | 4.4566 | 4 | 7.0951 | 6.2598 | 1.8596 |  |  |  | 0.50774 | 0.063467 | 0.063467
5 | 2025 | 2025-05-12 | 0.069427 | 0.48901 | 0.69427 | 4.8901 | 4 | 7.7613 | 6.8476 | 2.0342 |  |  |  | 0.55541 | 0.069427 | 0.069427
5 | 2025 | 2025-05-13 | 0.068198 | 0.48196 | 0.68198 | 4.8196 | 3 | 7.6239 | 6.691 | 1.9982 |  |  |  | 0.54559 | 0.068198 | 0.068198
5 | 2025 | 2025-05-14 | 0.065579 | 0.46479 | 0.65579 | 4.6479 | 2 | 7.3311 | 6.4003 | 1.9215 |  |  |  | 0.52463 | 0.065579 | 0.065579
5 | 2025 | 2025-05-15 | 0.063514 | 0.44955 | 0.63514 | 4.4955 | 1 | 7.1003 | 6.1666 | 1.861 |  |  |  | 0.50811 | 0.063514 | 0.063514
5 | 2025 | 2025-05-16 | 0.062984 | 0.44531 | 0.62984 | 4.4531 | 1 | 7.041 | 6.1151 | 1.8454 |  |  |  | 0.50387 | 0.062984 | 0.062984
5 | 2025 | 2025-05-17 | 0.056297 | 0.40241 | 0.56297 | 4.0241 | 1 | 6.2935 | 5.4659 | 1.6495 |  |  |  | 0.45038 | 0.056297 | 0.056297
5 | 2025 | 2025-05-18 | 0.054167 | 0.38919 | 0.54167 | 3.8919 | 1 | 6.0554 | 5.2591 | 1.5871 |  |  |  | 0.43334 | 0.054167 | 0.054167
5 | 2025 | 2025-05-19 | 0.060607 | 0.43595 | 0.60607 | 4.3595 | 2 | 6.7753 | 5.9151 | 1.7758 |  |  |  | 0.48486 | 0.060607 | 0.060607
5 | 2025 | 2025-05-20 | 0.059993 | 0.43374 | 0.59993 | 4.3374 | 1 | 6.7067 | 5.8247 | 1.7578 |  |  |  | 0.47995 | 0.059993 | 0.059993
5 | 2025 | 2025-05-21 | 0.060086 | 0.43577 | 0.60086 | 4.3577 | 1 | 6.717 | 5.8337 | 1.7605 |  |  |  | 0.48069 | 0.060086 | 0.060086
5 | 2025 | 2025-05-22 | 0.059636 | 0.43291 | 0.59636 | 4.3291 | 2 | 6.6668 | 5.8204 | 1.7473 |  |  |  | 0.47709 | 0.059636 | 0.059636
5 | 2025 | 2025-05-23 | 0.057264 | 0.4174 | 0.57264 | 4.174 | 1 | 6.4016 | 5.5597 | 1.6778 |  |  |  | 0.45811 | 0.057264 | 0.057264
5 | 2025 | 2025-05-24 | 0.049 | 0.36327 | 0.49 | 3.6327 | 0 | 5.4778 | 0 | 1.4357 |  |  |  | 0.392 | 0.049 | 0.049
5 | 2025 | 2025-05-25 | 0.048022 | 0.35816 | 0.48022 | 3.5816 | 0 | 5.3684 | 0 | 1.407 |  |  |  | 0.38418 | 0.048022 | 0.048022
5 | 2025 | 2025-05-26 | 0.055247 | 0.40805 | 0.55247 | 4.0805 | 1 | 6.176 | 5.3638 | 1.6187 |  |  |  | 0.44197 | 0.055247 | 0.055247
5 | 2025 | 2025-05-27 | 0.054144 | 0.40413 | 0.54144 | 4.0413 | 1 | 6.0528 | 5.2568 | 1.5864 |  |  |  | 0.43315 | 0.054144 | 0.054144
5 | 2025 | 2025-05-28 | 0.056045 | 0.42097 | 0.56045 | 4.2097 | 3 | 6.2653 | 5.4986 | 1.6421 |  |  |  | 0.44836 | 0.056045 | 0.056045
5 | 2025 | 2025-05-29 | 0.055013 | 0.41471 | 0.55013 | 4.1471 | 2 | 6.15 | 5.3692 | 1.6119 |  |  |  | 0.44011 | 0.055013 | 0.055013
5 | 2025 | 2025-05-30 | 0.052492 | 0.39905 | 0.52492 | 3.9905 | 1 | 5.8682 | 5.0964 | 1.538 |  |  |  | 0.41994 | 0.052492 | 0.052492
5 | 2025 | 2025-05-31 | 0.043668 | 0.33752 | 0.43668 | 3.3752 | 1 | 4.8816 | 4.2397 | 1.2795 |  |  |  | 0.34934 | 0.043668 | 0.043668
6 | 2025 | 2025-06-01 | 0.04041 | 0.32564 | 0.4041 | 3.2564 | 1 | 4.5175 | 3.9234 | 1.184 |  |  |  | 0.32328 | 0.04041 | 0.04041
6 | 2025 | 2025-06-02 | 0.048458 | 0.38551 | 0.48458 | 3.8551 | 2 | 5.4172 | 4.7294 | 1.4198 |  |  |  | 0.38767 | 0.048458 | 0.048458
6 | 2025 | 2025-06-03 | 0.047412 | 0.37733 | 0.47412 | 3.7733 | 1 | 5.3002 | 4.6032 | 1.3892 |  |  |  | 0.37929 | 0.047412 | 0.047412
6 | 2025 | 2025-06-04 | 0.047059 | 0.37621 | 0.47059 | 3.7621 | 1 | 5.2608 | 4.5689 | 1.3788 |  |  |  | 0.37647 | 0.047059 | 0.047059
6 | 2025 | 2025-06-05 | 0.046477 | 0.37235 | 0.46477 | 3.7235 | 1 | 5.1957 | 4.5124 | 1.3618 |  |  |  | 0.37181 | 0.046477 | 0.046477
6 | 2025 | 2025-06-06 | 0.046058 | 0.37006 | 0.46058 | 3.7006 | 1 | 5.1489 | 4.4718 | 1.3495 |  |  |  | 0.36847 | 0.046058 | 0.046058
6 | 2025 | 2025-06-07 | 0.038648 | 0.32112 | 0.38648 | 3.2112 | 0 | 4.3205 | 0 | 1.1324 |  |  |  | 0.30919 | 0.038648 | 0.038648
6 | 2025 | 2025-06-08 | 0.038409 | 0.32088 | 0.38409 | 3.2088 | 0 | 4.2938 | 0 | 1.1254 |  |  |  | 0.30727 | 0.038409 | 0.038409
6 | 2025 | 2025-06-09 | 0.046153 | 0.37646 | 0.46153 | 3.7646 | 0 | 5.1595 | 0 | 1.3523 |  |  |  | 0.36922 | 0.046153 | 0.046153
6 | 2025 | 2025-06-10 | 0.046165 | 0.37858 | 0.46165 | 3.7858 | 0 | 5.1608 | 0 | 1.3526 |  |  |  | 0.36932 | 0.046165 | 0.046165
6 | 2025 | 2025-06-11 | 0.04586 | 0.37713 | 0.4586 | 3.7713 | 0 | 5.1267 | 0 | 1.3437 |  |  |  | 0.36688 | 0.04586 | 0.04586
6 | 2025 | 2025-06-12 | 0.045667 | 0.37645 | 0.45667 | 3.7645 | 0 | 5.1051 | 0 | 1.338 |  |  |  | 0.36534 | 0.045667 | 0.045667
6 | 2025 | 2025-06-13 | 0.045682 | 0.37764 | 0.45682 | 3.7764 | 0 | 5.1068 | 0 | 1.3385 |  |  |  | 0.36546 | 0.045682 | 0.045682
6 | 2025 | 2025-06-14 | 0.037882 | 0.32477 | 0.37882 | 3.2477 | 0 | 4.2348 | 0 | 1.1099 |  |  |  | 0.30305 | 0.037882 | 0.037882
6 | 2025 | 2025-06-15 | 0.037842 | 0.32568 | 0.37842 | 3.2568 | 0 | 4.2304 | 0 | 1.1088 |  |  |  | 0.30273 | 0.037842 | 0.037842
6 | 2025 | 2025-06-16 | 0.045799 | 0.3823 | 0.45799 | 3.823 | 0 | 5.12 | 0 | 1.3419 |  |  |  | 0.3664 | 0.045799 | 0.045799
6 | 2025 | 2025-06-17 | 0.045722 | 0.38264 | 0.45722 | 3.8264 | 0 | 5.1112 | 0 | 1.3396 |  |  |  | 0.36577 | 0.045722 | 0.045722
6 | 2025 | 2025-06-18 | 0.045645 | 0.38316 | 0.45645 | 3.8316 | 0 | 5.1027 | 0 | 1.3374 |  |  |  | 0.36516 | 0.045645 | 0.045645
6 | 2025 | 2025-06-19 | 0.045929 | 0.38705 | 0.45929 | 3.8705 | 0 | 5.1345 | 0 | 1.3457 |  |  |  | 0.36744 | 0.045929 | 0.045929
6 | 2025 | 2025-06-20 | 0.045979 | 0.38838 | 0.45979 | 3.8838 | 0 | 5.1401 | 0 | 1.3472 |  |  |  | 0.36783 | 0.045979 | 0.045979
6 | 2025 | 2025-06-21 | 0.03813 | 0.33421 | 0.3813 | 3.3421 | 0 | 4.2626 | 0 | 1.1172 |  |  |  | 0.30504 | 0.03813 | 0.03813
6 | 2025 | 2025-06-22 | 0.038492 | 0.33852 | 0.38492 | 3.3852 | 0 | 4.3031 | 0 | 1.1278 |  |  |  | 0.30794 | 0.038492 | 0.038492
6 | 2025 | 2025-06-23 | 0.046141 | 0.39154 | 0.46141 | 3.9154 | 0 | 5.1582 | 0 | 1.3519 |  |  |  | 0.36913 | 0.046141 | 0.046141
6 | 2025 | 2025-06-24 | 0.045839 | 0.3891 | 0.45839 | 3.891 | 0 | 5.1243 | 0 | 1.3431 |  |  |  | 0.36671 | 0.045839 | 0.045839
6 | 2025 | 2025-06-25 | 0.046014 | 0.39171 | 0.46014 | 3.9171 | 0 | 5.1439 | 0 | 1.3482 |  |  |  | 0.36811 | 0.046014 | 0.046014
6 | 2025 | 2025-06-26 | 0.045947 | 0.39169 | 0.45947 | 3.9169 | 0 | 5.1364 | 0 | 1.3462 |  |  |  | 0.36757 | 0.045947 | 0.045947
6 | 2025 | 2025-06-27 | 0.046114 | 0.39312 | 0.46114 | 3.9312 | 0 | 5.1551 | 0 | 1.3511 |  |  |  | 0.36891 | 0.046114 | 0.046114
6 | 2025 | 2025-06-28 | 0.038741 | 0.34307 | 0.38741 | 3.4307 | 0 | 4.3308 | 0 | 1.1351 |  |  |  | 0.30992 | 0.038741 | 0.038741
6 | 2025 | 2025-06-29 | 0.03875 | 0.34368 | 0.3875 | 3.4368 | 0 | 4.3319 | 0 | 1.1354 |  |  |  | 0.31 | 0.03875 | 0.03875
6 | 2025 | 2025-06-30 | 0.046272 | 0.39586 | 0.46272 | 3.9586 | 0 | 5.1727 | 0 | 1.3558 |  |  |  | 0.37017 | 0.046272 | 0.046272
7 | 2025 | 2025-07-01 | 0.04733 | 0.42783 | 0.4733 | 4.2783 | 0 | 5.2911 | 0 | 1.3868 |  |  |  | 0.37864 | 0.04733 | 0.04733
7 | 2025 | 2025-07-02 | 0.047666 | 0.43424 | 0.47666 | 4.3424 | 0 | 5.3286 | 0 | 1.3966 |  |  |  | 0.38133 | 0.047666 | 0.047666
7 | 2025 | 2025-07-03 | 0.047965 | 0.43994 | 0.47965 | 4.3994 | 0 | 5.362 | 0 | 1.4054 |  |  |  | 0.38372 | 0.047965 | 0.047965
7 | 2025 | 2025-07-04 | 0.047524 | 0.43031 | 0.47524 | 4.3031 | 0 | 5.3127 | 0 | 1.3924 |  |  |  | 0.38019 | 0.047524 | 0.047524
7 | 2025 | 2025-07-05 | 0.040112 | 0.38048 | 0.40112 | 3.8048 | 0 | 4.4841 | 0 | 1.1753 |  |  |  | 0.3209 | 0.040112 | 0.040112
7 | 2025 | 2025-07-06 | 0.04003 | 0.37854 | 0.4003 | 3.7854 | 0 | 4.475 | 0 | 1.1729 |  |  |  | 0.32024 | 0.04003 | 0.04003
7 | 2025 | 2025-07-07 | 0.047658 | 0.4324 | 0.47658 | 4.324 | 0 | 5.3277 | 0 | 1.3964 |  |  |  | 0.38126 | 0.047658 | 0.047658
7 | 2025 | 2025-07-08 | 0.047581 | 0.43081 | 0.47581 | 4.3081 | 0 | 5.3191 | 0 | 1.3941 |  |  |  | 0.38064 | 0.047581 | 0.047581
7 | 2025 | 2025-07-09 | 0.047694 | 0.43336 | 0.47694 | 4.3336 | 0 | 5.3318 | 0 | 1.3974 |  |  |  | 0.38156 | 0.047694 | 0.047694
7 | 2025 | 2025-07-10 | 0.048028 | 0.44065 | 0.48028 | 4.4065 | 0 | 5.369 | 0 | 1.4072 |  |  |  | 0.38422 | 0.048028 | 0.048028
7 | 2025 | 2025-07-11 | 0.047497 | 0.43013 | 0.47497 | 4.3013 | 0 | 5.3097 | 0 | 1.3917 |  |  |  | 0.37998 | 0.047497 | 0.047497
7 | 2025 | 2025-07-12 | 0.039745 | 0.37428 | 0.39745 | 3.7428 | 0 | 4.4431 | 0 | 1.1645 |  |  |  | 0.31796 | 0.039745 | 0.039745
7 | 2025 | 2025-07-13 | 0.039895 | 0.37832 | 0.39895 | 3.7832 | 0 | 4.4598 | 0 | 1.1689 |  |  |  | 0.31916 | 0.039895 | 0.039895
7 | 2025 | 2025-07-14 | 0.047269 | 0.42816 | 0.47269 | 4.2816 | 0 | 5.2842 | 0 | 1.385 |  |  |  | 0.37815 | 0.047269 | 0.047269
7 | 2025 | 2025-07-15 | 0.047402 | 0.43229 | 0.47402 | 4.3229 | 0 | 5.2991 | 0 | 1.3889 |  |  |  | 0.37921 | 0.047402 | 0.047402
7 | 2025 | 2025-07-16 | 0.047312 | 0.432 | 0.47312 | 4.32 | 0 | 5.289 | 0 | 1.3862 |  |  |  | 0.37849 | 0.047312 | 0.047312
7 | 2025 | 2025-07-17 | 0.04729 | 0.43339 | 0.4729 | 4.3339 | 0 | 5.2866 | 0 | 1.3856 |  |  |  | 0.37832 | 0.04729 | 0.04729
7 | 2025 | 2025-07-18 | 0.047104 | 0.43159 | 0.47104 | 4.3159 | 0 | 5.2658 | 0 | 1.3801 |  |  |  | 0.37683 | 0.047104 | 0.047104
7 | 2025 | 2025-07-19 | 0.039294 | 0.37615 | 0.39294 | 3.7615 | 0 | 4.3927 | 0 | 1.1513 |  |  |  | 0.31435 | 0.039294 | 0.039294
7 | 2025 | 2025-07-20 | 0.039011 | 0.37284 | 0.39011 | 3.7284 | 0 | 4.361 | 0 | 1.143 |  |  |  | 0.31209 | 0.039011 | 0.039011
7 | 2025 | 2025-07-21 | 0.046195 | 0.42043 | 0.46195 | 4.2043 | 0 | 5.1642 | 0 | 1.3535 |  |  |  | 0.36956 | 0.046195 | 0.046195
7 | 2025 | 2025-07-22 | 0.046078 | 0.4211 | 0.46078 | 4.211 | 0 | 5.151 | 0 | 1.3501 |  |  |  | 0.36862 | 0.046078 | 0.046078
7 | 2025 | 2025-07-23 | 0.045678 | 0.41615 | 0.45678 | 4.1615 | 0 | 5.1063 | 0 | 1.3384 |  |  |  | 0.36542 | 0.045678 | 0.045678
7 | 2025 | 2025-07-24 | 0.045434 | 0.41472 | 0.45434 | 4.1472 | 0 | 5.0791 | 0 | 1.3312 |  |  |  | 0.36347 | 0.045434 | 0.045434
7 | 2025 | 2025-07-25 | 0.045142 | 0.41255 | 0.45142 | 4.1255 | 0 | 5.0465 | 0 | 1.3227 |  |  |  | 0.36114 | 0.045142 | 0.045142
7 | 2025 | 2025-07-26 | 0.037403 | 0.36043 | 0.37403 | 3.6043 | 0 | 4.1813 | 0 | 1.0959 |  |  |  | 0.29923 | 0.037403 | 0.037403
7 | 2025 | 2025-07-27 | 0.03728 | 0.36229 | 0.3728 | 3.6229 | 0 | 4.1675 | 0 | 1.0923 |  |  |  | 0.29824 | 0.03728 | 0.03728
7 | 2025 | 2025-07-28 | 0.043953 | 0.40107 | 0.43953 | 4.0107 | 0 | 4.9135 | 0 | 1.2878 |  |  |  | 0.35162 | 0.043953 | 0.043953
7 | 2025 | 2025-07-29 | 0.043736 | 0.4015 | 0.43736 | 4.015 | 0 | 4.8893 | 0 | 1.2815 |  |  |  | 0.34989 | 0.043736 | 0.043736
7 | 2025 | 2025-07-30 | 0.043386 | 0.3994 | 0.43386 | 3.994 | 0 | 4.8501 | 0 | 1.2712 |  |  |  | 0.34709 | 0.043386 | 0.043386
7 | 2025 | 2025-07-31 | 0.042961 | 0.39599 | 0.42961 | 3.9599 | 0 | 4.8027 | 0 | 1.2588 |  |  |  | 0.34369 | 0.042961 | 0.042961
8 | 2025 | 2025-08-01 | 0.030062 | 0.24388 | 0.30062 | 2.4388 | 0 | 3.3606 | 0 | 0.88081 |  |  |  | 0.24049 | 0.030062 | 0.030062
8 | 2025 | 2025-08-02 | 0.020976 | 0.17709 | 0.20976 | 1.7709 | 0 | 2.3449 | 0 | 0.6146 |  |  |  | 0.16781 | 0.020976 | 0.020976
8 | 2025 | 2025-08-03 | 0.02283 | 0.19845 | 0.2283 | 1.9845 | 0 | 2.5522 | 0 | 0.66892 |  |  |  | 0.18264 | 0.02283 | 0.02283
8 | 2025 | 2025-08-04 | 0.029134 | 0.23892 | 0.29134 | 2.3892 | 0 | 3.2569 | 0 | 0.85363 |  |  |  | 0.23307 | 0.029134 | 0.029134
8 | 2025 | 2025-08-05 | 0.027911 | 0.22771 | 0.27911 | 2.2771 | 0 | 3.1202 | 0 | 0.81779 |  |  |  | 0.22329 | 0.027911 | 0.027911
8 | 2025 | 2025-08-06 | 0.027633 | 0.22661 | 0.27633 | 2.2661 | 0 | 3.0891 | 0 | 0.80964 |  |  |  | 0.22106 | 0.027633 | 0.027633
8 | 2025 | 2025-08-07 | 0.027346 | 0.2255 | 0.27346 | 2.255 | 0 | 3.0571 | 0 | 0.80125 |  |  |  | 0.21877 | 0.027346 | 0.027346
8 | 2025 | 2025-08-08 | 0.027053 | 0.22438 | 0.27053 | 2.2438 | 0 | 3.0243 | 0 | 0.79265 |  |  |  | 0.21642 | 0.027053 | 0.027053
8 | 2025 | 2025-08-09 | 0.019047 | 0.16959 | 0.19047 | 1.6959 | 0 | 2.1292 | 0 | 0.55806 |  |  |  | 0.15237 | 0.019047 | 0.019047
8 | 2025 | 2025-08-10 | 0.018934 | 0.17053 | 0.18934 | 1.7053 | 0 | 2.1167 | 0 | 0.55477 |  |  |  | 0.15147 | 0.018934 | 0.018934
8 | 2025 | 2025-08-11 | 0.025763 | 0.21707 | 0.25763 | 2.1707 | 0 | 2.8801 | 0 | 0.75486 |  |  |  | 0.2061 | 0.025763 | 0.025763
8 | 2025 | 2025-08-12 | 0.025647 | 0.21809 | 0.25647 | 2.1809 | 0 | 2.8671 | 0 | 0.75146 |  |  |  | 0.20518 | 0.025647 | 0.025647
8 | 2025 | 2025-08-13 | 0.02515 | 0.21511 | 0.2515 | 2.1511 | 0 | 2.8116 | 0 | 0.7369 |  |  |  | 0.2012 | 0.02515 | 0.02515
8 | 2025 | 2025-08-14 | 0.023701 | 0.20205 | 0.23701 | 2.0205 | 0 | 2.6496 | 0 | 0.69445 |  |  |  | 0.18961 | 0.023701 | 0.023701
8 | 2025 | 2025-08-15 | 0.023402 | 0.20126 | 0.23402 | 2.0126 | 0 | 2.6161 | 0 | 0.68567 |  |  |  | 0.18721 | 0.023402 | 0.023402
8 | 2025 | 2025-08-16 | 0.015973 | 0.15297 | 0.15973 | 1.5297 | 0 | 1.7857 | 0 | 0.46802 |  |  |  | 0.12779 | 0.015973 | 0.015973
8 | 2025 | 2025-08-17 | 0.015878 | 0.15443 | 0.15878 | 1.5443 | 0 | 1.7751 | 0 | 0.46524 |  |  |  | 0.12703 | 0.015878 | 0.015878
8 | 2025 | 2025-08-18 | 0.0235 | 0.2097 | 0.235 | 2.097 | 0 | 2.6271 | 0 | 0.68856 |  |  |  | 0.188 | 0.0235 | 0.0235
8 | 2025 | 2025-08-19 | 0.020563 | 0.18098 | 0.20563 | 1.8098 | 0 | 2.2988 | 0 | 0.6025 |  |  |  | 0.16451 | 0.020563 | 0.020563
8 | 2025 | 2025-08-20 | 0.021648 | 0.19505 | 0.21648 | 1.9505 | 0 | 2.4201 | 0 | 0.6343 |  |  |  | 0.17319 | 0.021648 | 0.021648
8 | 2025 | 2025-08-21 | 0.019122 | 0.17071 | 0.19122 | 1.7071 | 0 | 2.1377 | 0 | 0.56028 |  |  |  | 0.15298 | 0.019122 | 0.019122
8 | 2025 | 2025-08-22 | 0.021767 | 0.20138 | 0.21767 | 2.0138 | 0 | 2.4334 | 0 | 0.63779 |  |  |  | 0.17414 | 0.021767 | 0.021767
8 | 2025 | 2025-08-23 | 0.013671 | 0.14608 | 0.13671 | 1.4608 | 0 | 1.5283 | 0 | 0.40055 |  |  |  | 0.10937 | 0.013671 | 0.013671
8 | 2025 | 2025-08-24 | 0.01044 | 0.11423 | 0.1044 | 1.1423 | 0 | 1.167 | 0 | 0.30588 |  |  |  | 0.083517 | 0.01044 | 0.01044
8 | 2025 | 2025-08-25 | 0.019903 | 0.18908 | 0.19903 | 1.8908 | 0 | 2.2249 | 0 | 0.58315 |  |  |  | 0.15922 | 0.019903 | 0.019903
8 | 2025 | 2025-08-26 | 0.020157 | 0.19425 | 0.20157 | 1.9425 | 0 | 2.2534 | 0 | 0.5906 |  |  |  | 0.16126 | 0.020157 | 0.020157
8 | 2025 | 2025-08-27 | 0.019294 | 0.1875 | 0.19294 | 1.875 | 0 | 2.1569 | 0 | 0.56531 |  |  |  | 0.15435 | 0.019294 | 0.019294
8 | 2025 | 2025-08-28 | 0.018842 | 0.18507 | 0.18842 | 1.8507 | 0 | 2.1064 | 0 | 0.55208 |  |  |  | 0.15074 | 0.018842 | 0.018842
8 | 2025 | 2025-08-29 | 0.015369 | 0.15045 | 0.15369 | 1.5045 | 0 | 1.7181 | 0 | 0.4503 |  |  |  | 0.12295 | 0.015369 | 0.015369
8 | 2025 | 2025-08-30 | 0.010903 | 0.1335 | 0.10903 | 1.335 | 0 | 1.2189 | 0 | 0.31946 |  |  |  | 0.087225 | 0.010903 | 0.010903
8 | 2025 | 2025-08-31 | 0.010172 | 0.12791 | 0.10172 | 1.2791 | 0 | 1.1372 | 0 | 0.29804 |  |  |  | 0.081377 | 0.010172 | 0.010172
9 | 2025 | 2025-09-01 | 0.032831 | 0.34985 | 0.32831 | 3.4985 | 0 | 3.6702 | 0 | 0.96194 |  |  |  | 0.26265 | 0.032831 | 0.032831
9 | 2025 | 2025-09-02 | 0.033481 | 0.35997 | 0.33481 | 3.5997 | 0 | 3.7429 | 0 | 0.981 |  |  |  | 0.26785 | 0.033481 | 0.033481
9 | 2025 | 2025-09-03 | 0.033906 | 0.36735 | 0.33906 | 3.6735 | 0 | 3.7904 | 0 | 0.99345 |  |  |  | 0.27125 | 0.033906 | 0.033906
9 | 2025 | 2025-09-04 | 0.033033 | 0.35824 | 0.33033 | 3.5824 | 0 | 3.6928 | 0 | 0.96787 |  |  |  | 0.26426 | 0.033033 | 0.033033
9 | 2025 | 2025-09-05 | 0.032981 | 0.35921 | 0.32981 | 3.5921 | 0 | 3.687 | 0 | 0.96636 |  |  |  | 0.26385 | 0.032981 | 0.032981
9 | 2025 | 2025-09-06 | 0.025656 | 0.31169 | 0.25656 | 3.1169 | 0 | 2.8682 | 0 | 0.75174 |  |  |  | 0.20525 | 0.025656 | 0.025656
9 | 2025 | 2025-09-07 | 0.026256 | 0.32081 | 0.26256 | 3.2081 | 0 | 2.9352 | 0 | 0.7693 |  |  |  | 0.21005 | 0.026256 | 0.026256
9 | 2025 | 2025-09-08 | 0.034302 | 0.3795 | 0.34302 | 3.795 | 0 | 3.8346 | 0 | 1.005 |  |  |  | 0.27441 | 0.034302 | 0.034302
9 | 2025 | 2025-09-09 | 0.034617 | 0.38386 | 0.34617 | 3.8386 | 0 | 3.8699 | 0 | 1.0143 |  |  |  | 0.27694 | 0.034617 | 0.034617
9 | 2025 | 2025-09-10 | 0.035735 | 0.39881 | 0.35735 | 3.9881 | 0 | 3.9949 | 0 | 1.047 |  |  |  | 0.28588 | 0.035735 | 0.035735
9 | 2025 | 2025-09-11 | 0.03618 | 0.40524 | 0.3618 | 4.0524 | 0 | 4.0446 | 0 | 1.0601 |  |  |  | 0.28944 | 0.03618 | 0.03618
9 | 2025 | 2025-09-12 | 0.036938 | 0.41542 | 0.36938 | 4.1542 | 0 | 4.1293 | 0 | 1.0823 |  |  |  | 0.2955 | 0.036938 | 0.036938
9 | 2025 | 2025-09-13 | 0.030117 | 0.37188 | 0.30117 | 3.7188 | 0 | 3.3668 | 0 | 0.88243 |  |  |  | 0.24094 | 0.030117 | 0.030117
9 | 2025 | 2025-09-14 | 0.030996 | 0.38295 | 0.30996 | 3.8295 | 0 | 3.4651 | 0 | 0.90819 |  |  |  | 0.24797 | 0.030996 | 0.030996
9 | 2025 | 2025-09-15 | 0.037329 | 0.41666 | 0.37329 | 4.1666 | 0 | 4.173 | 0 | 1.0937 |  |  |  | 0.29863 | 0.037329 | 0.037329
9 | 2025 | 2025-09-16 | 0.038394 | 0.42917 | 0.38394 | 4.2917 | 0 | 4.2921 | 0 | 1.125 |  |  |  | 0.30716 | 0.038394 | 0.038394
9 | 2025 | 2025-09-17 | 0.039 | 0.4343 | 0.39 | 4.343 | 0 | 4.3598 | 0 | 1.1427 |  |  |  | 0.312 | 0.039 | 0.039
9 | 2025 | 2025-09-18 | 0.039898 | 0.44367 | 0.39898 | 4.4367 | 0 | 4.4603 | 0 | 1.169 |  |  |  | 0.31919 | 0.039898 | 0.039898
9 | 2025 | 2025-09-19 | 0.040711 | 0.45003 | 0.40711 | 4.5003 | 0 | 4.5511 | 0 | 1.1928 |  |  |  | 0.32569 | 0.040711 | 0.040711
9 | 2025 | 2025-09-20 | 0.033305 | 0.39695 | 0.33305 | 3.9695 | 0 | 3.7231 | 0 | 0.97582 |  |  |  | 0.26644 | 0.033305 | 0.033305
9 | 2025 | 2025-09-21 | 0.033648 | 0.3978 | 0.33648 | 3.978 | 0 | 3.7615 | 0 | 0.98587 |  |  |  | 0.26918 | 0.033648 | 0.033648
9 | 2025 | 2025-09-22 | 0.043636 | 0.47683 | 0.43636 | 4.7683 | 0 | 4.8781 | 0 | 1.2785 |  |  |  | 0.34909 | 0.043636 | 0.043636
9 | 2025 | 2025-09-23 | 0.044778 | 0.48729 | 0.44778 | 4.8729 | 0 | 5.0058 | 0 | 1.312 |  |  |  | 0.35823 | 0.044778 | 0.044778
9 | 2025 | 2025-09-24 | 0.046727 | 0.50864 | 0.46727 | 5.0864 | 0 | 5.2236 | 0 | 1.3691 |  |  |  | 0.37381 | 0.046727 | 0.046727
9 | 2025 | 2025-09-25 | 0.049147 | 0.53435 | 0.49147 | 5.3435 | 1 | 5.4942 | 4.7716 | 1.44 |  |  |  | 0.39317 | 0.049147 | 0.049147
9 | 2025 | 2025-09-26 | 0.049382 | 0.53025 | 0.49382 | 5.3025 | 1 | 5.5205 | 4.7945 | 1.4469 |  |  |  | 0.39506 | 0.049382 | 0.049382
9 | 2025 | 2025-09-27 | 0.045896 | 0.52461 | 0.45896 | 5.2461 | 1 | 5.1308 | 4.456 | 1.3448 |  |  |  | 0.36717 | 0.045896 | 0.045896
9 | 2025 | 2025-09-28 | 0.04951 | 0.56568 | 0.4951 | 5.6568 | 2 | 5.5348 | 4.8321 | 1.4506 |  |  |  | 0.39608 | 0.04951 | 0.04951
9 | 2025 | 2025-09-29 | 0.060098 | 0.64952 | 0.60098 | 6.4952 | 2 | 6.7184 | 5.8654 | 1.7609 |  |  |  | 0.48078 | 0.060098 | 0.060098
9 | 2025 | 2025-09-30 | 0.05942 | 0.63268 | 0.5942 | 6.3268 | 1 | 6.6427 | 5.7691 | 1.741 |  |  |  | 0.47536 | 0.05942 | 0.05942
10 | 2025 | 2025-10-01 | 0.059538 | 0.64482 | 0.59538 | 6.4482 | 2 | 6.6558 | 5.8108 | 1.7445 |  |  |  | 0.4763 | 0.059538 | 0.059538
10 | 2025 | 2025-10-02 | 0.056484 | 0.59979 | 0.56484 | 5.9979 | 2 | 6.3144 | 5.5127 | 1.655 |  |  |  | 0.45187 | 0.056484 | 0.056484
10 | 2025 | 2025-10-03 | 0.061822 | 0.65342 | 0.61822 | 6.5342 | 2 | 6.9112 | 6.0337 | 1.8114 |  |  |  | 0.49458 | 0.061822 | 0.061822
10 | 2025 | 2025-10-04 | 0.058212 | 0.6408 | 0.58212 | 6.408 | 2 | 6.5076 | 5.6814 | 1.7056 |  |  |  | 0.4657 | 0.058212 | 0.058212
10 | 2025 | 2025-10-05 | 0.062115 | 0.67455 | 0.62115 | 6.7455 | 3 | 6.9439 | 6.0941 | 1.82 |  |  |  | 0.49692 | 0.062115 | 0.062115
10 | 2025 | 2025-10-06 | 0.068707 | 0.7151 | 0.68707 | 7.151 | 2 | 7.6808 | 6.7057 | 2.0131 |  |  |  | 0.54966 | 0.068707 | 0.068707
10 | 2025 | 2025-10-07 | 0.070497 | 0.73139 | 0.70497 | 7.3139 | 3 | 7.8809 | 6.9165 | 2.0656 |  |  |  | 0.56398 | 0.070497 | 0.070497
10 | 2025 | 2025-10-08 | 0.075236 | 0.77236 | 0.75236 | 7.7236 | 2 | 8.4107 | 7.3428 | 2.2044 |  |  |  | 0.60189 | 0.075236 | 0.075236
10 | 2025 | 2025-10-09 | 0.077452 | 0.77824 | 0.77452 | 7.7824 | 2 | 8.6584 | 7.5591 | 2.2693 |  |  |  | 0.61962 | 0.077452 | 0.077452
10 | 2025 | 2025-10-10 | 0.077796 | 0.77773 | 0.77796 | 7.7773 | 1 | 8.6969 | 7.5532 | 2.2794 |  |  |  | 0.62237 | 0.077796 | 0.077796
10 | 2025 | 2025-10-11 | 0.072361 | 0.74103 | 0.72361 | 7.4103 | 1 | 8.0893 | 7.0255 | 2.1202 |  |  |  | 0.57889 | 0.072361 | 0.072361
10 | 2025 | 2025-10-12 | 0.079186 | 0.80148 | 0.79186 | 8.0148 | 3 | 8.8522 | 7.769 | 2.3201 |  |  |  | 0.63348 | 0.079186 | 0.079186
10 | 2025 | 2025-10-13 | 0.085574 | 0.83855 | 0.85574 | 8.3855 | 2 | 9.5664 | 8.3518 | 2.5073 |  |  |  | 0.68459 | 0.085574 | 0.085574
10 | 2025 | 2025-10-14 | 0.093613 | 0.9201 | 0.93613 | 9.201 | 2 | 10.4651 | 9.1364 | 2.7429 |  |  |  | 0.74891 | 0.093613 | 0.093613
10 | 2025 | 2025-10-15 | 0.10304 | 1.0197 | 1.0304 | 10.1971 | 4 | 11.5186 | 10.1625 | 3.019 |  |  |  | 0.82429 | 0.10304 | 0.10304
10 | 2025 | 2025-10-16 | 0.10534 | 1.0334 | 1.0534 | 10.3337 | 5 | 11.7759 | 10.4448 | 3.0864 |  |  |  | 0.84271 | 0.10534 | 0.10534
10 | 2025 | 2025-10-17 | 0.10641 | 1.0324 | 1.0641 | 10.3239 | 5 | 11.896 | 10.5513 | 3.1179 |  |  |  | 0.85131 | 0.10641 | 0.10641
10 | 2025 | 2025-10-18 | 0.10315 | 1.0186 | 1.0315 | 10.1863 | 5 | 11.5313 | 10.2278 | 3.0223 |  |  |  | 0.8252 | 0.10315 | 0.10315
10 | 2025 | 2025-10-19 | 0.10663 | 1.0393 | 1.0663 | 10.3928 | 5 | 11.9201 | 10.5727 | 3.1242 |  |  |  | 0.85303 | 0.10663 | 0.10663
10 | 2025 | 2025-10-20 | 0.11612 | 1.0968 | 1.1612 | 10.9677 | 6 | 12.9807 | 11.5749 | 3.4022 |  |  |  | 0.92893 | 0.11612 | 0.11612
10 | 2025 | 2025-10-21 | 0.12508 | 1.1832 | 1.2508 | 11.8324 | 6 | 13.9826 | 12.4683 | 3.6648 |  |  |  | 1.0006 | 0.12508 | 0.12508
10 | 2025 | 2025-10-22 | 0.1313 | 1.2485 | 1.313 | 12.485 | 8 | 14.6785 | 13.2302 | 3.8472 |  |  |  | 1.0504 | 0.1313 | 0.1313
10 | 2025 | 2025-10-23 | 0.13882 | 1.3175 | 1.3882 | 13.1747 | 8 | 15.5185 | 13.9874 | 4.0673 |  |  |  | 1.1105 | 0.13882 | 0.13882
10 | 2025 | 2025-10-24 | 0.14616 | 1.3865 | 1.4616 | 13.8646 | 10 | 16.3389 | 14.8877 | 4.2824 |  |  |  | 1.1692 | 0.14616 | 0.14616
10 | 2025 | 2025-10-25 | 0.14009 | 1.3382 | 1.4009 | 13.3824 | 9 | 15.6608 | 14.1923 | 4.1046 |  |  |  | 1.1207 | 0.14009 | 0.14009
10 | 2025 | 2025-10-26 | 0.14112 | 1.3274 | 1.4112 | 13.2735 | 9 | 15.7755 | 14.2963 | 4.1347 |  |  |  | 1.1289 | 0.14112 | 0.14112
10 | 2025 | 2025-10-27 | 0.14847 | 1.3619 | 1.4847 | 13.6187 | 7 | 16.5974 | 14.8795 | 4.3501 |  |  |  | 1.1877 | 0.14847 | 0.14847
10 | 2025 | 2025-10-28 | 0.15352 | 1.4073 | 1.5352 | 14.0726 | 9 | 17.1619 | 15.5527 | 4.4981 |  |  |  | 1.2281 | 0.15352 | 0.15352
10 | 2025 | 2025-10-29 | 0.15915 | 1.453 | 1.5915 | 14.5301 | 9 | 17.7912 | 16.1229 | 4.663 |  |  |  | 1.2732 | 0.15915 | 0.15915
10 | 2025 | 2025-10-30 | 0.16383 | 1.4898 | 1.6383 | 14.8976 | 11 | 18.3142 | 16.7792 | 4.8001 |  |  |  | 1.3106 | 0.16383 | 0.16383
10 | 2025 | 2025-10-31 | 0.17131 | 1.5621 | 1.7131 | 15.6211 | 11 | 19.1506 | 17.5456 | 5.0193 |  |  |  | 1.3705 | 0.17131 | 0.17131
11 | 2025 | 2025-11-01 | 0.16971 | 1.3461 | 1.6971 | 13.4608 | 11 | 18.9718 | 17.3818 | 4.9725 |  |  |  | 1.3577 | 0.16971 | 0.16971
11 | 2025 | 2025-11-02 | 0.1712 | 1.3531 | 1.712 | 13.5312 | 9 | 19.1389 | 17.3443 | 5.0162 |  |  |  | 1.3696 | 0.1712 | 0.1712
11 | 2025 | 2025-11-03 | 0.18263 | 1.4319 | 1.8263 | 14.3189 | 10 | 20.4162 | 18.6029 | 5.351 |  |  |  | 1.461 | 0.18263 | 0.18263
11 | 2025 | 2025-11-04 | 0.18983 | 1.4825 | 1.8983 | 14.8255 | 11 | 21.2218 | 19.4431 | 5.5622 |  |  |  | 1.5187 | 0.18983 | 0.18983
11 | 2025 | 2025-11-05 | 0.19172 | 1.4943 | 1.9172 | 14.9433 | 10 | 21.432 | 19.5285 | 5.6173 |  |  |  | 1.5337 | 0.19172 | 0.19172
11 | 2025 | 2025-11-06 | 0.20619 | 1.5971 | 2.0619 | 15.9711 | 13 | 10.2155 | 21.3529 | 6.0414 |  |  |  | 0.61857 | 1.2371 | 0.20619
11 | 2025 | 2025-11-07 | 0.21299 | 1.6399 | 2.1299 | 16.3991 | 13 | 10.5522 | 22.0567 | 6.2405 |  |  |  | 0.63896 | 1.2779 | 0.21299
11 | 2025 | 2025-11-08 | 0.21129 | 1.627 | 2.1129 | 16.2703 | 16 | 10.4681 | 22.5011 | 6.1908 |  |  |  | 0.63387 | 1.2677 | 0.21129
11 | 2025 | 2025-11-09 | 0.21608 | 1.6581 | 2.1608 | 16.5806 | 17 | 10.7055 | 23.2309 | 6.3312 |  |  |  | 0.64825 | 1.2965 | 0.21608
11 | 2025 | 2025-11-10 | 0.23044 | 1.7582 | 2.3044 | 17.5815 | 16 | 11.417 | 24.5408 | 6.752 |  |  |  | 0.69133 | 1.3827 | 0.23044
11 | 2025 | 2025-11-11 | 0.23117 | 1.7551 | 2.3117 | 17.551 | 16 | 11.4528 | 24.6178 | 6.7732 |  |  |  | 0.6935 | 1.387 | 0.23117
11 | 2025 | 2025-11-12 | 0.23501 | 1.7784 | 2.3501 | 17.784 | 17 | 11.6434 | 25.2662 | 6.8859 |  |  |  | 0.70504 | 1.4101 | 0.23501
11 | 2025 | 2025-11-13 | 0.23224 | 1.7459 | 2.3224 | 17.4588 | 16 | 11.5062 | 24.7325 | 6.8047 |  |  |  | 0.69673 | 1.3935 | 0.23224
11 | 2025 | 2025-11-14 | 0.23685 | 1.7789 | 2.3685 | 17.789 | 16 | 11.7343 | 25.2228 | 6.9396 |  |  |  | 0.71054 | 1.4211 | 0.23685
11 | 2025 | 2025-11-15 | 0.24097 | 1.8068 | 2.4097 | 18.0682 | 17 | 11.9386 | 25.9068 | 7.0605 |  |  |  | 0.72292 | 1.4458 | 0.24097
11 | 2025 | 2025-11-16 | 0.24623 | 1.8421 | 2.4623 | 18.4208 | 20 | 12.199 | 27.2516 | 7.2145 |  |  |  | 0.73868 | 1.4774 | 0.24623
11 | 2025 | 2025-11-17 | 0.25678 | 1.9047 | 2.5678 | 19.0471 | 20 | 12.7217 | 28.4193 | 7.5236 |  |  |  | 0.77034 | 1.5407 | 0.25678
11 | 2025 | 2025-11-18 | 0.26664 | 1.9778 | 2.6664 | 19.7784 | 21 | 13.2101 | 29.803 | 7.8124 |  |  |  | 0.79991 | 1.5998 | 0.26664
11 | 2025 | 2025-11-19 | 0.26927 | 1.9904 | 2.6927 | 19.9039 | 21 | 13.3408 | 30.0977 | 7.8897 |  |  |  | 0.80782 | 1.6156 | 0.26927
11 | 2025 | 2025-11-20 | 0.26835 | 1.9792 | 2.6835 | 19.7922 | 18 | 13.2952 | 29.1284 | 7.8628 |  |  |  | 0.80506 | 1.6101 | 0.26835
11 | 2025 | 2025-11-21 | 0.27425 | 2.0208 | 2.7425 | 20.2079 | 18 | 13.5876 | 29.7689 | 8.0357 |  |  |  | 0.82276 | 1.6455 | 0.27425
11 | 2025 | 2025-11-22 | 0.26428 | 1.9444 | 2.6428 | 19.4443 | 17 | 13.0935 | 28.4129 | 7.7435 |  |  |  | 0.79285 | 1.5857 | 0.26428
11 | 2025 | 2025-11-23 | 0.26306 | 1.9244 | 2.6306 | 19.2443 | 17 | 13.0332 | 28.282 | 7.7078 |  |  |  | 0.78919 | 1.5784 | 0.26306
11 | 2025 | 2025-11-24 | 0.28107 | 2.0494 | 2.8107 | 20.4937 | 17 | 13.9252 | 30.2177 | 8.2354 |  |  |  | 0.84321 | 1.6864 | 0.28107
11 | 2025 | 2025-11-25 | 0.28784 | 2.0948 | 2.8784 | 20.9478 | 17 | 14.2609 | 30.9461 | 8.4338 |  |  |  | 0.86353 | 1.7271 | 0.28784
11 | 2025 | 2025-11-26 | 0.2885 | 2.0945 | 2.885 | 20.9454 | 17 | 14.2935 | 31.0168 | 8.4531 |  |  |  | 0.86551 | 1.731 | 0.2885
11 | 2025 | 2025-11-27 | 0.28721 | 2.0711 | 2.8721 | 20.7107 | 17 | 14.2294 | 30.8777 | 8.4152 |  |  |  | 0.86163 | 1.7233 | 0.28721
11 | 2025 | 2025-11-28 | 0.30211 | 2.1799 | 3.0211 | 21.7987 | 20 | 14.9678 | 33.4369 | 8.8519 |  |  |  | 0.90634 | 1.8127 | 0.30211
11 | 2025 | 2025-11-29 | 0.30362 | 2.1935 | 3.0362 | 21.9349 | 21 | 15.0426 | 33.9372 | 8.8962 |  |  |  | 0.91087 | 1.8217 | 0.30362
11 | 2025 | 2025-11-30 | 0.30623 | 2.2049 | 3.0623 | 22.0488 | 21 | 15.172 | 34.229 | 8.9727 |  |  |  | 0.9187 | 1.8374 | 0.30623
12 | 2025 | 2025-12-01 | 0.31887 | 2.0917 | 3.1887 | 20.9175 | 19 | 15.7979 | 34.948 | 9.3428 |  |  |  | 0.9566 | 1.9132 | 0.31887
12 | 2025 | 2025-12-02 | 0.32293 | 2.1073 | 3.2293 | 21.073 | 20 | 15.9989 | 35.7402 | 9.4617 |  |  |  | 0.96878 | 1.9376 | 0.32293
12 | 2025 | 2025-12-03 | 0.32845 | 2.1402 | 3.2845 | 21.4019 | 21 | 16.2727 | 36.7125 | 9.6237 |  |  |  | 0.98536 | 1.9707 | 0.32845
12 | 2025 | 2025-12-04 | 0.33807 | 2.1918 | 3.3807 | 21.9177 | 21 | 16.7492 | 37.7873 | 9.9054 |  |  |  | 1.0142 | 2.0284 | 0.33807
12 | 2025 | 2025-12-05 | 0.3422 | 2.2116 | 3.422 | 22.116 | 22 | 16.9537 | 38.6318 | 10.0264 |  |  |  | 1.0266 | 2.0532 | 0.3422
12 | 2025 | 2025-12-06 | 0.3384 | 2.1753 | 3.384 | 21.7535 | 23 | 16.7658 | 38.5901 | 9.9152 |  |  |  | 1.0152 | 2.0304 | 0.3384
12 | 2025 | 2025-12-07 | 0.33724 | 2.1739 | 3.3724 | 21.7388 | 23 | 16.7079 | 38.4568 | 9.881 |  |  |  | 1.0117 | 2.0234 | 0.33724
12 | 2025 | 2025-12-08 | 0.35046 | 2.262 | 3.5046 | 22.6205 | 22 | 17.3632 | 39.565 | 10.2686 |  |  |  | 1.0514 | 2.1028 | 0.35046
12 | 2025 | 2025-12-09 | 0.35347 | 2.2754 | 3.5347 | 22.7544 | 22 | 17.5124 | 39.9049 | 10.3568 |  |  |  | 1.0604 | 2.1208 | 0.35347
12 | 2025 | 2025-12-10 | 0.36192 | 2.318 | 3.6192 | 23.1798 | 24 | 17.9309 | 41.6937 | 10.6043 |  |  |  | 1.0858 | 2.1715 | 0.36192
12 | 2025 | 2025-12-11 | 0.36657 | 2.3432 | 3.6657 | 23.4318 | 26 | 28.539 | 43.1103 | 21.481 |  |  |  | 1.0997 | 2.1994 | 0.36657
12 | 2025 | 2025-12-12 | 0.35606 | 2.2772 | 3.5606 | 22.7719 | 22 | 17.6404 | 40.1965 | 10.4325 |  |  |  | 1.0682 | 2.1363 | 0.35606
12 | 2025 | 2025-12-13 | 0.35041 | 2.2324 | 3.5041 | 22.3244 | 20 | 17.3607 | 38.7824 | 10.2671 |  |  |  | 1.0512 | 2.1025 | 0.35041
12 | 2025 | 2025-12-14 | 0.35619 | 2.2614 | 3.5619 | 22.6136 | 25 | 17.647 | 41.4572 | 10.4364 |  |  |  | 1.0686 | 2.1371 | 0.35619
12 | 2025 | 2025-12-15 | 0.3717 | 2.3601 | 3.717 | 23.6014 | 25 | 18.4153 | 43.2623 | 10.8908 |  |  |  | 1.1151 | 2.2302 | 0.3717
12 | 2025 | 2025-12-16 | 0.36707 | 2.3244 | 3.6707 | 23.2442 | 25 | 18.1858 | 42.7231 | 10.7551 |  |  |  | 1.1012 | 2.2024 | 0.36707
12 | 2025 | 2025-12-17 | 0.36762 | 2.3282 | 3.6762 | 23.2818 | 24 | 18.213 | 42.3497 | 10.7711 |  |  |  | 1.1028 | 2.2057 | 0.36762
12 | 2025 | 2025-12-18 | 0.37418 | 2.36 | 3.7418 | 23.6003 | 26 | 29.1318 | 44.0058 | 21.9272 |  |  |  | 1.1226 | 2.2451 | 0.37418
12 | 2025 | 2025-12-19 | 0.3783 | 2.385 | 3.783 | 23.8501 | 25 | 18.7425 | 44.0308 | 11.0843 |  |  |  | 1.1349 | 2.2698 | 0.3783
12 | 2025 | 2025-12-20 | 0.35948 | 2.2509 | 3.5948 | 22.5089 | 25 | 17.8098 | 41.8397 | 10.5327 |  |  |  | 1.0784 | 2.1569 | 0.35948
12 | 2025 | 2025-12-21 | 0.48718 | 2.9449 | 4.8718 | 29.4491 | 61 | 2.2126 | 100.5311 | 4.2824 |  |  |  | 0.24359 | 4.4821 | 0.14616
12 | 2025 | 2025-12-22 | 0.38271 | 2.4021 | 3.8271 | 24.021 | 25 | 18.9611 | 44.5444 | 11.2135 |  |  |  | 1.1481 | 2.2963 | 0.38271
12 | 2025 | 2025-12-23 | 0.3771 | 2.3608 | 3.771 | 23.6076 | 24 | 18.6829 | 43.4422 | 11.049 |  |  |  | 1.1313 | 2.2626 | 0.3771
12 | 2025 | 2025-12-24 | 0.38358 | 2.3979 | 3.8358 | 23.9791 | 24 | 19.0041 | 44.1891 | 11.239 |  |  |  | 1.1507 | 2.3015 | 0.38358
12 | 2025 | 2025-12-25 | 0.39199 | 2.4429 | 3.9199 | 24.4291 | 25 | 19.4206 | 45.6238 | 11.4853 |  |  |  | 1.176 | 2.3519 | 0.39199
12 | 2025 | 2025-12-26 | 0.3874 | 2.4123 | 3.874 | 24.1233 | 25 | 19.1934 | 45.0901 | 11.3509 |  |  |  | 1.1622 | 2.3244 | 0.3874
12 | 2025 | 2025-12-27 | 0.37794 | 2.3506 | 3.7794 | 23.5062 | 25 | 18.7243 | 43.9881 | 11.0735 |  |  |  | 1.1338 | 2.2676 | 0.37794
12 | 2025 | 2025-12-28 | 0.37751 | 2.3456 | 3.7751 | 23.4558 | 22 | 18.7032 | 42.6184 | 11.061 |  |  |  | 1.1325 | 2.2651 | 0.37751
12 | 2025 | 2025-12-29 | 0.37324 | 2.3109 | 3.7324 | 23.1092 | 23 | 18.4917 | 42.5627 | 10.936 |  |  |  | 1.1197 | 2.2394 | 0.37324
12 | 2025 | 2025-12-30 | 0.37469 | 2.3181 | 3.7469 | 23.1807 | 22 | 18.5635 | 42.2999 | 10.9784 |  |  |  | 1.1241 | 2.2481 | 0.37469
12 | 2025 | 2025-12-31 | 0.38131 | 2.3594 | 3.8131 | 23.5943 | 24 | 18.8916 | 43.9276 | 11.1725 |  |  |  | 1.1439 | 2.2879 | 0.38131
1 | 2026 | 2026-01-01 | 0.40694 | 2.5267 | 4.0694 | 25.2666 | 24 | 20.1611 | 46.8794 | 11.9232 |  |  |  | 1.2208 | 2.4416 | 0.40694
1 | 2026 | 2026-01-02 | 0.4093 | 2.5439 | 4.093 | 25.4387 | 22 | 20.2781 | 46.2071 | 11.9924 |  |  |  | 1.2279 | 2.4558 | 0.4093
1 | 2026 | 2026-01-03 | 0.39568 | 2.4526 | 3.9568 | 24.5265 | 23 | 19.6034 | 45.1216 | 11.5934 |  |  |  | 1.187 | 2.3741 | 0.39568
1 | 2026 | 2026-01-04 | 0.39118 | 2.4299 | 3.9118 | 24.2991 | 21 | 19.3804 | 43.7236 | 11.4615 |  |  |  | 1.1735 | 2.3471 | 0.39118
1 | 2026 | 2026-01-05 | 0.40316 | 2.5045 | 4.0316 | 25.0452 | 21 | 19.9738 | 45.0623 | 11.8125 |  |  |  | 1.2095 | 2.4189 | 0.40316
1 | 2026 | 2026-01-06 | 0.40851 | 2.5349 | 4.0851 | 25.3494 | 24 | 20.2393 | 47.0612 | 11.9695 |  |  |  | 1.2255 | 2.4511 | 0.40851
1 | 2026 | 2026-01-07 | 0.40575 | 2.51 | 4.0575 | 25.1003 | 23 | 20.1025 | 46.2703 | 11.8886 |  |  |  | 1.2173 | 2.4345 | 0.40575
1 | 2026 | 2026-01-08 | 0.40985 | 2.5326 | 4.0985 | 25.3256 | 23 | 20.3055 | 46.7376 | 12.0086 |  |  |  | 1.2296 | 2.4591 | 0.40985
1 | 2026 | 2026-01-09 | 0.41456 | 2.5575 | 4.1456 | 25.5753 | 24 | 20.539 | 47.758 | 12.1467 |  |  |  | 1.2437 | 2.4874 | 0.41456
1 | 2026 | 2026-01-10 | 0.40966 | 2.5118 | 4.0966 | 25.1183 | 25 | 20.2961 | 47.6806 | 12.0031 |  |  |  | 1.229 | 2.458 | 0.40966
1 | 2026 | 2026-01-11 | 0.4024 | 2.4656 | 4.024 | 24.6563 | 24 | 19.9363 | 46.3568 | 11.7903 |  |  |  | 1.2072 | 2.4144 | 0.4024
1 | 2026 | 2026-01-12 | 0.41065 | 2.5239 | 4.1065 | 25.2385 | 25 | 20.3452 | 47.7961 | 12.0321 |  |  |  | 1.232 | 2.4639 | 0.41065
1 | 2026 | 2026-01-13 | 0.40738 | 2.5088 | 4.0738 | 25.0878 | 23 | 20.1832 | 46.4561 | 11.9363 |  |  |  | 1.2221 | 2.4443 | 0.40738
1 | 2026 | 2026-01-14 | 0.40968 | 2.5152 | 4.0968 | 25.1516 | 22 | 20.2972 | 46.2504 | 12.0037 |  |  |  | 1.229 | 2.4581 | 0.40968
1 | 2026 | 2026-01-15 | 0.41042 | 2.5229 | 4.1042 | 25.2288 | 24 | 20.3337 | 47.2808 | 12.0253 |  |  |  | 1.2313 | 2.4625 | 0.41042
1 | 2026 | 2026-01-16 | 0.40854 | 2.5062 | 4.0854 | 25.0623 | 22 | 20.2407 | 46.1218 | 11.9703 |  |  |  | 1.2256 | 2.4513 | 0.40854
1 | 2026 | 2026-01-17 | 0.39326 | 2.4118 | 3.9326 | 24.1183 | 21 | 19.4836 | 43.9564 | 11.5226 |  |  |  | 1.1798 | 2.3596 | 0.39326
1 | 2026 | 2026-01-18 | 0.39423 | 2.4145 | 3.9423 | 24.1453 | 22 | 19.5317 | 44.5062 | 11.551 |  |  |  | 1.1827 | 2.3654 | 0.39423
1 | 2026 | 2026-01-19 | 0.40089 | 2.4568 | 4.0089 | 24.5681 | 22 | 19.8615 | 45.2576 | 11.746 |  |  |  | 1.2027 | 2.4053 | 0.40089
1 | 2026 | 2026-01-20 | 0.40334 | 2.4733 | 4.0334 | 24.7325 | 23 | 19.9827 | 45.9945 | 11.8177 |  |  |  | 1.21 | 2.42 | 0.40334
1 | 2026 | 2026-01-21 | 0.40097 | 2.4577 | 4.0097 | 24.5766 | 21 | 19.8657 | 44.8184 | 11.7485 |  |  |  | 1.2029 | 2.4058 | 0.40097
1 | 2026 | 2026-01-22 | 0.39451 | 2.4194 | 3.9451 | 24.194 | 20 | 19.5455 | 43.663 | 11.5592 |  |  |  | 1.1835 | 2.3671 | 0.39451
1 | 2026 | 2026-01-23 | 0.38931 | 2.3902 | 3.8931 | 23.9016 | 18 | 19.2876 | 42.2571 | 11.4067 |  |  |  | 1.1679 | 2.3358 | 0.38931
1 | 2026 | 2026-01-24 | 0.37465 | 2.2961 | 3.7465 | 22.9614 | 19 | 18.5618 | 41.0623 | 10.9774 |  |  |  | 1.124 | 2.2479 | 0.37465
1 | 2026 | 2026-01-25 | 0.37068 | 2.2738 | 3.7068 | 22.7382 | 19 | 18.365 | 40.627 | 10.861 |  |  |  | 1.112 | 2.2241 | 0.37068
1 | 2026 | 2026-01-26 | 0.37865 | 2.3212 | 3.7865 | 23.2122 | 19 | 18.7595 | 41.4997 | 11.0943 |  |  |  | 1.1359 | 2.2719 | 0.37865
1 | 2026 | 2026-01-27 | 0.37924 | 2.3272 | 3.7924 | 23.2723 | 19 | 18.7887 | 41.5643 | 11.1116 |  |  |  | 1.1377 | 2.2754 | 0.37924
1 | 2026 | 2026-01-28 | 0.38163 | 2.3393 | 3.8163 | 23.393 | 21 | 18.9072 | 42.656 | 11.1817 |  |  |  | 1.1449 | 2.2898 | 0.38163
1 | 2026 | 2026-01-29 | 0.37377 | 2.2932 | 3.7377 | 22.932 | 20 | 18.5181 | 41.368 | 10.9516 |  |  |  | 1.1213 | 2.2426 | 0.37377
1 | 2026 | 2026-01-30 | 0.36867 | 2.2629 | 3.6867 | 22.6286 | 20 | 18.2652 | 40.803 | 10.802 |  |  |  | 1.106 | 2.212 | 0.36867
1 | 2026 | 2026-01-31 | 0.36451 | 2.2213 | 3.6451 | 22.2133 | 19 | 18.0594 | 39.9509 | 10.6803 |  |  |  | 1.0935 | 2.1871 | 0.36451
2 | 2026 | 2026-02-01 | 0.36684 | 2.2719 | 3.6684 | 22.7193 | 19 | 18.1745 | 40.2056 | 10.7484 |  |  |  | 1.1005 | 2.201 | 0.36684
2 | 2026 | 2026-02-02 | 0.37576 | 2.3307 | 3.7576 | 23.3072 | 19 | 18.6163 | 41.183 | 11.0097 |  |  |  | 1.1273 | 2.2545 | 0.37576
2 | 2026 | 2026-02-03 | 0.37472 | 2.3241 | 3.7472 | 23.2408 | 20 | 18.5647 | 41.4721 | 10.9792 |  |  |  | 1.1241 | 2.2483 | 0.37472
2 | 2026 | 2026-02-04 | 0.37941 | 2.3478 | 3.7941 | 23.4781 | 21 | 18.7972 | 42.4077 | 11.1166 |  |  |  | 1.1382 | 2.2764 | 0.37941
2 | 2026 | 2026-02-05 | 0.38066 | 2.3545 | 3.8066 | 23.5449 | 22 | 18.8592 | 42.9737 | 11.1533 |  |  |  | 1.142 | 2.2839 | 0.38066
2 | 2026 | 2026-02-06 | 0.37236 | 2.3054 | 3.7236 | 23.0537 | 20 | 18.4483 | 41.212 | 10.9103 |  |  |  | 1.1171 | 2.2342 | 0.37236
2 | 2026 | 2026-02-07 | 0.36015 | 2.2256 | 3.6015 | 22.2558 | 20 | 17.8432 | 39.8601 | 10.5524 |  |  |  | 1.0805 | 2.1609 | 0.36015
2 | 2026 | 2026-02-08 | 0.35064 | 2.1705 | 3.5064 | 21.7053 | 20 | 17.3722 | 38.8081 | 10.2739 |  |  |  | 1.0519 | 2.1039 | 0.35064
2 | 2026 | 2026-02-09 | 0.35366 | 2.1959 | 3.5366 | 21.9585 | 19 | 17.5215 | 38.761 | 10.3622 |  |  |  | 1.061 | 2.1219 | 0.35366
2 | 2026 | 2026-02-10 | 0.35527 | 2.205 | 3.5527 | 22.0496 | 21 | 17.6015 | 39.7102 | 10.4095 |  |  |  | 1.0658 | 2.1316 | 0.35527
2 | 2026 | 2026-02-11 | 0.34762 | 2.1607 | 3.4762 | 21.6069 | 20 | 17.2222 | 38.473 | 10.1852 |  |  |  | 1.0429 | 2.0857 | 0.34762
2 | 2026 | 2026-02-12 | 0.34218 | 2.1283 | 3.4218 | 21.2829 | 18 | 16.9528 | 37.1419 | 10.0259 |  |  |  | 1.0265 | 2.0531 | 0.34218
2 | 2026 | 2026-02-13 | 0.34343 | 2.1342 | 3.4343 | 21.3424 | 17 | 17.0147 | 36.9219 | 10.0625 |  |  |  | 1.0303 | 2.0606 | 0.34343
2 | 2026 | 2026-02-14 | 0.3353 | 2.0785 | 3.353 | 20.785 | 20 | 16.6121 | 37.11 | 9.8243 |  |  |  | 1.0059 | 2.0118 | 0.3353
2 | 2026 | 2026-02-15 | 0.33017 | 2.049 | 3.3017 | 20.4898 | 18 | 16.358 | 35.8387 | 9.6741 |  |  |  | 0.99052 | 1.981 | 0.33017
2 | 2026 | 2026-02-16 | 0.33116 | 2.0611 | 3.3116 | 20.6109 | 16 | 16.407 | 35.2669 | 9.7031 |  |  |  | 0.99349 | 1.987 | 0.33116
2 | 2026 | 2026-02-17 | 0.32641 | 2.0332 | 3.2641 | 20.3319 | 17 | 16.1713 | 35.0918 | 9.5637 |  |  |  | 0.97922 | 1.9584 | 0.32641
2 | 2026 | 2026-02-18 | 0.3275 | 2.0386 | 3.275 | 20.386 | 16 | 16.2258 | 34.8772 | 9.5959 |  |  |  | 0.98251 | 1.965 | 0.3275
2 | 2026 | 2026-02-19 | 0.32507 | 2.0241 | 3.2507 | 20.2413 | 16 | 16.1053 | 34.6182 | 9.5246 |  |  |  | 0.97522 | 1.9504 | 0.32507
2 | 2026 | 2026-02-20 | 0.3259 | 2.0281 | 3.259 | 20.2812 | 17 | 16.1463 | 35.0374 | 9.5489 |  |  |  | 0.9777 | 1.9554 | 0.3259
2 | 2026 | 2026-02-21 | 0.31473 | 1.9547 | 3.1473 | 19.5465 | 18 | 15.5926 | 34.1618 | 9.2214 |  |  |  | 0.94418 | 1.8884 | 0.31473
2 | 2026 | 2026-02-22 | 0.31155 | 1.9342 | 3.1155 | 19.3423 | 17 | 15.4351 | 33.4941 | 9.1283 |  |  |  | 0.93464 | 1.8693 | 0.31155
2 | 2026 | 2026-02-23 | 0.31204 | 1.9463 | 3.1204 | 19.4631 | 17 | 15.4595 | 33.5471 | 9.1427 |  |  |  | 0.93611 | 1.8722 | 0.31204
2 | 2026 | 2026-02-24 | 0.31327 | 1.9528 | 3.1327 | 19.5282 | 17 | 15.5206 | 33.6796 | 9.1788 |  |  |  | 0.93981 | 1.8796 | 0.31327
2 | 2026 | 2026-02-25 | 0.31255 | 1.9465 | 3.1255 | 19.4646 | 18 | 15.4848 | 33.9255 | 9.1577 |  |  |  | 0.93764 | 1.8753 | 0.31255
2 | 2026 | 2026-02-26 | 0.30811 | 1.9226 | 3.0811 | 19.2263 | 15 | 15.2649 | 32.5048 | 9.0276 |  |  |  | 0.92433 | 1.8487 | 0.30811
2 | 2026 | 2026-02-27 | 0.30021 | 1.8754 | 3.0021 | 18.7535 | 15 | 14.8734 | 31.6711 | 8.7961 |  |  |  | 0.90062 | 1.8012 | 0.30021
2 | 2026 | 2026-02-28 | 0.29106 | 1.8134 | 2.9106 | 18.1336 | 15 | 14.42 | 30.7056 | 8.5279 |  |  |  | 0.87317 | 1.7463 | 0.29106
3 | 2026 | 2026-03-01 | 0.29814 | 1.9224 | 2.9814 | 19.2241 | 14 | 14.771 | 31.1614 | 8.7355 |  |  |  | 0.89442 | 1.7888 | 0.29814
3 | 2026 | 2026-03-02 | 0.29794 | 1.9252 | 2.9794 | 19.2521 | 13 | 14.7611 | 30.8544 | 8.7297 |  |  |  | 0.89382 | 1.7876 | 0.29794
3 | 2026 | 2026-03-03 | 0.28539 | 1.8452 | 2.8539 | 18.4515 | 13 | 14.1392 | 29.5544 | 8.3619 |  |  |  | 0.85616 | 1.7123 | 0.28539
3 | 2026 | 2026-03-04 | 0.28519 | 1.8449 | 2.8519 | 18.4491 | 13 | 14.1294 | 29.534 | 8.3561 |  |  |  | 0.85557 | 1.7111 | 0.28519
3 | 2026 | 2026-03-05 | 0.27925 | 1.8073 | 2.7925 | 18.0734 | 12 | 13.8349 | 28.7588 | 8.1819 |  |  |  | 0.83774 | 1.6755 | 0.27925
3 | 2026 | 2026-03-06 | 0.27621 | 1.7886 | 2.7621 | 17.8859 | 11 | 30.8773 | 28.2894 | 8.0929 |  |  |  | 2.2097 | 0.27621 | 0.27621
3 | 2026 | 2026-03-07 | 0.26483 | 1.7129 | 2.6483 | 17.1294 | 11 | 29.6054 | 27.1241 | 7.7595 |  |  |  | 2.1186 | 0.26483 | 0.26483
3 | 2026 | 2026-03-08 | 0.26845 | 1.737 | 2.6845 | 17.37 | 13 | 13.3 | 27.8004 | 7.8656 |  |  |  | 0.80535 | 1.6107 | 0.26845
3 | 2026 | 2026-03-09 | 0.28077 | 1.8202 | 2.8077 | 18.2015 | 13 | 13.9104 | 29.0763 | 8.2266 |  |  |  | 0.84231 | 1.6846 | 0.28077
3 | 2026 | 2026-03-10 | 0.28657 | 1.858 | 2.8657 | 18.5801 | 15 | 14.1977 | 30.2322 | 8.3965 |  |  |  | 0.85971 | 1.7194 | 0.28657
3 | 2026 | 2026-03-11 | 0.28186 | 1.8286 | 2.8186 | 18.2857 | 14 | 13.9646 | 29.4602 | 8.2586 |  |  |  | 0.84559 | 1.6912 | 0.28186
3 | 2026 | 2026-03-12 | 0.27433 | 1.7807 | 2.7433 | 17.8075 | 14 | 13.5915 | 28.6731 | 8.038 |  |  |  | 0.823 | 1.646 | 0.27433
3 | 2026 | 2026-03-13 | 0.27243 | 1.7691 | 2.7243 | 17.691 | 14 | 13.4972 | 28.4742 | 7.9822 |  |  |  | 0.81729 | 1.6346 | 0.27243
3 | 2026 | 2026-03-14 | 0.26057 | 1.69 | 2.6057 | 16.9 | 13 | 12.9097 | 26.9845 | 7.6348 |  |  |  | 0.78172 | 1.5634 | 0.26057
3 | 2026 | 2026-03-15 | 0.26005 | 1.6872 | 2.6005 | 16.8716 | 12 | 12.8836 | 26.7813 | 7.6193 |  |  |  | 0.78014 | 1.5603 | 0.26005
3 | 2026 | 2026-03-16 | 0.25734 | 1.6736 | 2.5734 | 16.7365 | 13 | 12.7498 | 26.6503 | 7.5402 |  |  |  | 0.77203 | 1.5441 | 0.25734
3 | 2026 | 2026-03-17 | 0.25615 | 1.6665 | 2.5615 | 16.6647 | 12 | 12.6904 | 26.3798 | 7.5051 |  |  |  | 0.76844 | 1.5369 | 0.25615
3 | 2026 | 2026-03-18 | 0.25165 | 1.6381 | 2.5165 | 16.3807 | 13 | 12.4679 | 26.061 | 7.3735 |  |  |  | 0.75496 | 1.5099 | 0.25165
3 | 2026 | 2026-03-19 | 0.24783 | 1.614 | 2.4783 | 16.14 | 13 | 12.2785 | 25.6652 | 7.2615 |  |  |  | 0.7435 | 1.487 | 0.24783
3 | 2026 | 2026-03-20 | 0.24487 | 1.5952 | 2.4487 | 15.9525 | 11 | 27.3738 | 25.0795 | 7.1746 |  |  |  | 1.9589 | 0.24487 | 0.24487
3 | 2026 | 2026-03-21 | 0.23 | 1.4968 | 2.3 | 14.968 | 12 | 11.395 | 23.6869 | 6.739 |  |  |  | 0.69 | 1.38 | 0.23
3 | 2026 | 2026-03-22 | 0.22904 | 1.491 | 2.2904 | 14.91 | 11 | 25.605 | 23.459 | 6.711 |  |  |  | 1.8324 | 0.22904 | 0.22904
3 | 2026 | 2026-03-23 | 0.23107 | 1.5076 | 2.3107 | 15.0765 | 11 | 25.832 | 23.667 | 6.7705 |  |  |  | 1.8486 | 0.23107 | 0.23107
3 | 2026 | 2026-03-24 | 0.22383 | 1.4614 | 2.2383 | 14.6135 | 9 | 25.022 | 22.6757 | 6.5582 |  |  |  | 1.7906 | 0.22383 | 0.22383
3 | 2026 | 2026-03-25 | 0.21501 | 1.4051 | 2.1501 | 14.0507 | 10 | 24.0367 | 21.9018 | 6.2999 |  |  |  | 1.7201 | 0.21501 | 0.21501
3 | 2026 | 2026-03-26 | 0.2138 | 1.3975 | 2.138 | 13.9752 | 8 | 23.9004 | 21.5423 | 6.2642 |  |  |  | 1.7104 | 0.2138 | 0.2138
3 | 2026 | 2026-03-27 | 0.21296 | 1.3923 | 2.1296 | 13.9227 | 10 | 23.8073 | 21.6928 | 6.2398 |  |  |  | 1.7037 | 0.21296 | 0.21296
3 | 2026 | 2026-03-28 | 0.1957 | 1.278 | 1.957 | 12.7796 | 9 | 21.877 | 19.8257 | 5.7339 |  |  |  | 1.5656 | 0.1957 | 0.1957
3 | 2026 | 2026-03-29 | 0.18897 | 1.235 | 1.8897 | 12.3496 | 7 | 21.1246 | 18.9381 | 5.5367 |  |  |  | 1.5117 | 0.18897 | 0.18897
3 | 2026 | 2026-03-30 | 0.19415 | 1.2718 | 1.9415 | 12.7179 | 7 | 21.7044 | 19.4579 | 5.6887 |  |  |  | 1.5532 | 0.19415 | 0.19415
3 | 2026 | 2026-03-31 | 0.19503 | 1.2776 | 1.9503 | 12.7761 | 8 | 21.8027 | 19.6516 | 5.7144 |  |  |  | 1.5603 | 0.19503 | 0.19503
4 | 2026 | 2026-04-01 | 0.18751 | 1.1989 | 1.8751 | 11.9887 | 9 | 20.9614 | 18.9959 | 5.4939 |  |  |  | 1.5 | 0.18751 | 0.18751
4 | 2026 | 2026-04-02 | 0.18438 | 1.179 | 1.8438 | 11.7902 | 10 | 20.6115 | 18.7809 | 5.4022 |  |  |  | 1.475 | 0.18438 | 0.18438
4 | 2026 | 2026-04-03 | 0.18312 | 1.1698 | 1.8312 | 11.6978 | 9 | 20.4712 | 18.5517 | 5.3654 |  |  |  | 1.465 | 0.18312 | 0.18312
4 | 2026 | 2026-04-04 | 0.17172 | 1.0944 | 1.7172 | 10.9441 | 8 | 19.1971 | 17.303 | 5.0315 |  |  |  | 1.3738 | 0.17172 | 0.17172
4 | 2026 | 2026-04-05 | 0.16167 | 1.0351 | 1.6167 | 10.3513 | 6 | 18.0735 | 16.1162 | 4.737 |  |  |  | 1.2934 | 0.16167 | 0.16167
4 | 2026 | 2026-04-06 | 0.16203 | 1.0442 | 1.6203 | 10.4417 | 6 | 18.1133 | 16.1517 | 4.7474 |  |  |  | 1.2962 | 0.16203 | 0.16203
4 | 2026 | 2026-04-07 | 0.16688 | 1.0713 | 1.6688 | 10.7127 | 7 | 18.6557 | 16.7248 | 4.8896 |  |  |  | 1.335 | 0.16688 | 0.16688
4 | 2026 | 2026-04-08 | 0.16629 | 1.066 | 1.6629 | 10.6604 | 8 | 18.5895 | 16.7554 | 4.8722 |  |  |  | 1.3303 | 0.16629 | 0.16629
4 | 2026 | 2026-04-09 | 0.16678 | 1.0673 | 1.6678 | 10.6735 | 8 | 18.6449 | 16.8053 | 4.8868 |  |  |  | 1.3343 | 0.16678 | 0.16678
4 | 2026 | 2026-04-10 | 0.16413 | 1.0511 | 1.6413 | 10.511 | 8 | 18.3486 | 16.5383 | 4.8091 |  |  |  | 1.3131 | 0.16413 | 0.16413
4 | 2026 | 2026-04-11 | 0.15063 | 0.96347 | 1.5063 | 9.6347 | 7 | 16.8388 | 15.0959 | 4.4134 |  |  |  | 1.205 | 0.15063 | 0.15063
4 | 2026 | 2026-04-12 | 0.14934 | 0.95391 | 1.4934 | 9.5391 | 8 | 16.6947 | 15.0475 | 4.3756 |  |  |  | 1.1947 | 0.14934 | 0.14934
4 | 2026 | 2026-04-13 | 0.15634 | 1.0021 | 1.5634 | 10.0214 | 8 | 17.4777 | 15.7533 | 4.5808 |  |  |  | 1.2507 | 0.15634 | 0.15634
4 | 2026 | 2026-04-14 | 0.14847 | 0.9555 | 1.4847 | 9.555 | 7 | 16.5977 | 14.8798 | 4.3502 |  |  |  | 1.1878 | 0.14847 | 0.14847
4 | 2026 | 2026-04-15 | 0.14279 | 0.92035 | 1.4279 | 9.2035 | 5 | 15.9626 | 14.1582 | 4.1837 |  |  |  | 1.1423 | 0.14279 | 0.14279
4 | 2026 | 2026-04-16 | 0.13841 | 0.89444 | 1.3841 | 8.9444 | 5 | 15.4725 | 13.7235 | 4.0553 |  |  |  | 1.1072 | 0.13841 | 0.13841
4 | 2026 | 2026-04-17 | 0.13445 | 0.87061 | 1.3445 | 8.7061 | 5 | 15.0304 | 13.3314 | 3.9394 |  |  |  | 1.0756 | 0.13445 | 0.13445
4 | 2026 | 2026-04-18 | 0.12308 | 0.79537 | 1.2308 | 7.9537 | 5 | 13.7591 | 12.2038 | 3.6062 |  |  |  | 0.98463 | 0.12308 | 0.12308
4 | 2026 | 2026-04-19 | 0.12058 | 0.77976 | 1.2058 | 7.7976 | 6 | 13.4798 | 12.0199 | 3.533 |  |  |  | 0.96464 | 0.12058 | 0.12058
4 | 2026 | 2026-04-20 | 0.12747 | 0.82686 | 1.2747 | 8.2686 | 6 | 14.2505 | 12.7072 | 3.735 |  |  |  | 1.0198 | 0.12747 | 0.12747
4 | 2026 | 2026-04-21 | 0.12371 | 0.80439 | 1.2371 | 8.0439 | 5 | 13.83 | 12.2667 | 3.6248 |  |  |  | 0.9897 | 0.12371 | 0.12371
4 | 2026 | 2026-04-22 | 0.12046 | 0.78452 | 1.2046 | 7.8452 | 4 | 13.4662 | 11.8809 | 3.5295 |  |  |  | 0.96367 | 0.12046 | 0.12046
4 | 2026 | 2026-04-23 | 0.11831 | 0.77134 | 1.1831 | 7.7134 | 4 | 13.226 | 11.6689 | 3.4665 |  |  |  | 0.94648 | 0.11831 | 0.11831
4 | 2026 | 2026-04-24 | 0.12357 | 0.80042 | 1.2357 | 8.0042 | 5 | 13.8136 | 12.2521 | 3.6205 |  |  |  | 0.98853 | 0.12357 | 0.12357
4 | 2026 | 2026-04-25 | 0.11397 | 0.73607 | 1.1397 | 7.3607 | 6 | 12.7407 | 11.3609 | 3.3393 |  |  |  | 0.91175 | 0.11397 | 0.11397
4 | 2026 | 2026-04-26 | 0.11576 | 0.74543 | 1.1576 | 7.4543 | 7 | 12.9404 | 11.601 | 3.3916 |  |  |  | 0.92604 | 0.11576 | 0.11576
4 | 2026 | 2026-04-27 | 0.1216 | 0.78719 | 1.216 | 7.8719 | 7 | 13.5933 | 12.1863 | 3.5628 |  |  |  | 0.97277 | 0.1216 | 0.1216
4 | 2026 | 2026-04-28 | 0.11279 | 0.73525 | 1.1279 | 7.3525 | 5 | 12.6091 | 11.1838 | 3.3048 |  |  |  | 0.90234 | 0.11279 | 0.11279
4 | 2026 | 2026-04-29 | 0.10946 | 0.71626 | 1.0946 | 7.1626 | 6 | 12.2367 | 10.9115 | 3.2072 |  |  |  | 0.87568 | 0.10946 | 0.10946
4 | 2026 | 2026-04-30 | 0.10737 | 0.70319 | 1.0737 | 7.0319 | 5 | 12.003 | 10.6462 | 3.146 |  |  |  | 0.85896 | 0.10737 | 0.10737
5 | 2026 | 2026-05-01 | 0.086782 | 0.59451 | 0.86782 | 5.9451 | 5 | 9.7015 | 8.6048 | 2.5427 |  |  |  | 0.69426 | 0.086782 | 0.086782
5 | 2026 | 2026-05-02 | 0.077262 | 0.53011 | 0.77262 | 5.3011 | 3 | 8.6372 | 7.5802 | 2.2638 |  |  |  | 0.61809 | 0.077262 | 0.077262
5 | 2026 | 2026-05-03 | 0.074858 | 0.51436 | 0.74858 | 5.1436 | 3 | 8.3685 | 7.3444 | 2.1934 |  |  |  | 0.59887 | 0.074858 | 0.074858
5 | 2026 | 2026-05-04 | 0.082034 | 0.56377 | 0.82034 | 5.6377 | 4 | 9.1706 | 8.091 | 2.4036 |  |  |  | 0.65627 | 0.082034 | 0.082034
5 | 2026 | 2026-05-05 | 0.080064 | 0.55029 | 0.80064 | 5.5029 | 3 | 8.9504 | 7.8552 | 2.3459 |  |  |  | 0.64051 | 0.080064 | 0.080064
5 | 2026 | 2026-05-06 | 0.076981 | 0.53003 | 0.76981 | 5.3003 | 3 | 8.6058 | 7.5527 | 2.2555 |  |  |  | 0.61585 | 0.076981 | 0.076981
5 | 2026 | 2026-05-07 | 0.07566 | 0.52428 | 0.7566 | 5.2428 | 3 | 8.4581 | 7.4231 | 2.2168 |  |  |  | 0.60528 | 0.07566 | 0.07566
5 | 2026 | 2026-05-08 | 0.074185 | 0.51427 | 0.74185 | 5.1427 | 3 | 8.2932 | 7.2783 | 2.1736 |  |  |  | 0.59348 | 0.074185 | 0.074185
5 | 2026 | 2026-05-09 | 0.067418 | 0.4689 | 0.67418 | 4.689 | 3 | 7.5367 | 6.6145 | 1.9754 |  |  |  | 0.53935 | 0.067418 | 0.067418
5 | 2026 | 2026-05-10 | 0.064595 | 0.45193 | 0.64595 | 4.5193 | 3 | 7.2211 | 6.3375 | 1.8926 |  |  |  | 0.51676 | 0.064595 | 0.064595
5 | 2026 | 2026-05-11 | 0.069631 | 0.48592 | 0.69631 | 4.8592 | 3 | 7.7842 | 6.8316 | 2.0402 |  |  |  | 0.55705 | 0.069631 | 0.069631
5 | 2026 | 2026-05-12 | 0.06895 | 0.48455 | 0.6895 | 4.8455 | 3 | 7.7079 | 6.7647 | 2.0202 |  |  |  | 0.5516 | 0.06895 | 0.06895
5 | 2026 | 2026-05-13 | 0.067458 | 0.47542 | 0.67458 | 4.7542 | 2 | 7.5411 | 6.5837 | 1.9765 |  |  |  | 0.53966 | 0.067458 | 0.067458
5 | 2026 | 2026-05-14 | 0.06584 | 0.4662 | 0.6584 | 4.662 | 2 | 7.3603 | 6.4258 | 1.9291 |  |  |  | 0.52672 | 0.06584 | 0.06584
5 | 2026 | 2026-05-15 | 0.064271 | 0.45489 | 0.64271 | 4.5489 | 1 | 7.1849 | 6.24 | 1.8831 |  |  |  | 0.51417 | 0.064271 | 0.064271
5 | 2026 | 2026-05-16 | 0.056593 | 0.40192 | 0.56593 | 4.0192 | 1 | 6.3266 | 5.4946 | 1.6582 |  |  |  | 0.45275 | 0.056593 | 0.056593
5 | 2026 | 2026-05-17 | 0.056527 | 0.40359 | 0.56527 | 4.0359 | 2 | 6.3192 | 5.5169 | 1.6562 |  |  |  | 0.45221 | 0.056527 | 0.056527
5 | 2026 | 2026-05-18 | 0.062282 | 0.44496 | 0.62282 | 4.4496 | 2 | 6.9626 | 6.0786 | 1.8249 |  |  |  | 0.49826 | 0.062282 | 0.062282
5 | 2026 | 2026-05-19 | 0.061195 | 0.43999 | 0.61195 | 4.3999 | 2 | 6.8411 | 5.9725 | 1.793 |  |  |  | 0.48956 | 0.061195 | 0.061195
5 | 2026 | 2026-05-20 | 0.059432 | 0.42868 | 0.59432 | 4.2868 | 1 | 6.644 | 5.7702 | 1.7414 |  |  |  | 0.47546 | 0.059432 | 0.059432
5 | 2026 | 2026-05-21 | 0.059514 | 0.43064 | 0.59514 | 4.3064 | 1 | 6.6532 | 5.7782 | 1.7438 |  |  |  | 0.47612 | 0.059514 | 0.059514
5 | 2026 | 2026-05-22 | 0.060194 | 0.43673 | 0.60194 | 4.3673 | 2 | 6.7291 | 5.8748 | 1.7637 |  |  |  | 0.48155 | 0.060194 | 0.060194
5 | 2026 | 2026-05-23 | 0.051813 | 0.38153 | 0.51813 | 3.8153 | 2 | 5.7922 | 5.0568 | 1.5181 |  |  |  | 0.41451 | 0.051813 | 0.051813
5 | 2026 | 2026-05-24 | 0.051056 | 0.37899 | 0.51056 | 3.7899 | 2 | 5.7076 | 4.983 | 1.496 |  |  |  | 0.40845 | 0.051056 | 0.051056
5 | 2026 | 2026-05-25 | 0.056825 | 0.41946 | 0.56825 | 4.1946 | 2 | 6.3526 | 5.546 | 1.665 |  |  |  | 0.4546 | 0.056825 | 0.056825
5 | 2026 | 2026-05-26 | 0.055891 | 0.4126 | 0.55891 | 4.126 | 1 | 6.2481 | 5.4265 | 1.6376 |  |  |  | 0.44713 | 0.055891 | 0.055891
5 | 2026 | 2026-05-27 | 0.053387 | 0.3976 | 0.53387 | 3.976 | 1 | 5.9682 | 5.1833 | 1.5642 |  |  |  | 0.4271 | 0.053387 | 0.053387
5 | 2026 | 2026-05-28 | 0.052875 | 0.39532 | 0.52875 | 3.9532 | 1 | 5.911 | 5.1336 | 1.5492 |  |  |  | 0.423 | 0.052875 | 0.052875
5 | 2026 | 2026-05-29 | 0.052467 | 0.39401 | 0.52467 | 3.9401 | 1 | 5.8654 | 5.094 | 1.5373 |  |  |  | 0.41974 | 0.052467 | 0.052467
5 | 2026 | 2026-05-30 | 0.044446 | 0.34268 | 0.44446 | 3.4268 | 1 | 4.9686 | 4.3152 | 1.3023 |  |  |  | 0.35556 | 0.044446 | 0.044446
5 | 2026 | 2026-05-31 | 0.044521 | 0.34378 | 0.44521 | 3.4378 | 1 | 4.977 | 4.3225 | 1.3045 |  |  |  | 0.35616 | 0.044521 | 0.044521
6 | 2026 | 2026-06-01 | 0.047957 | 0.37689 | 0.47957 | 3.7689 | 0 | 5.3612 | 0 | 1.4052 |  |  |  | 0.38366 | 0.047957 | 0.047957
6 | 2026 | 2026-06-02 | 0.048045 | 0.38024 | 0.48045 | 3.8024 | 0 | 5.371 | 0 | 1.4077 |  |  |  | 0.38436 | 0.048045 | 0.048045
6 | 2026 | 2026-06-03 | 0.047536 | 0.37802 | 0.47536 | 3.7802 | 2 | 5.3141 | 4.6394 | 1.3928 |  |  |  | 0.38029 | 0.047536 | 0.047536
6 | 2026 | 2026-06-04 | 0.047176 | 0.37685 | 0.47176 | 3.7685 | 2 | 5.2738 | 4.6042 | 1.3822 |  |  |  | 0.3774 | 0.047176 | 0.047176
6 | 2026 | 2026-06-05 | 0.047022 | 0.37776 | 0.47022 | 3.7776 | 1 | 5.2566 | 4.5653 | 1.3777 |  |  |  | 0.37617 | 0.047022 | 0.047022
6 | 2026 | 2026-06-06 | 0.039189 | 0.32497 | 0.39189 | 3.2497 | 1 | 4.381 | 3.8048 | 1.1482 |  |  |  | 0.31351 | 0.039189 | 0.039189
6 | 2026 | 2026-06-07 | 0.038853 | 0.32283 | 0.38853 | 3.2283 | 0 | 4.3434 | 0 | 1.1384 |  |  |  | 0.31082 | 0.038853 | 0.038853
6 | 2026 | 2026-06-08 | 0.046124 | 0.37422 | 0.46124 | 3.7422 | 0 | 5.1562 | 0 | 1.3514 |  |  |  | 0.36899 | 0.046124 | 0.046124
6 | 2026 | 2026-06-09 | 0.046072 | 0.3751 | 0.46072 | 3.751 | 0 | 5.1504 | 0 | 1.3499 |  |  |  | 0.36858 | 0.046072 | 0.046072
6 | 2026 | 2026-06-10 | 0.045861 | 0.37479 | 0.45861 | 3.7479 | 0 | 5.1268 | 0 | 1.3437 |  |  |  | 0.36688 | 0.045861 | 0.045861
6 | 2026 | 2026-06-11 | 0.045768 | 0.37571 | 0.45768 | 3.7571 | 1 | 5.1164 | 4.4435 | 1.341 |  |  |  | 0.36614 | 0.045768 | 0.045768
6 | 2026 | 2026-06-12 | 0.045897 | 0.37861 | 0.45897 | 3.7861 | 0 | 5.1309 | 0 | 1.3448 |  |  |  | 0.36718 | 0.045897 | 0.045897
6 | 2026 | 2026-06-13 | 0.038227 | 0.32632 | 0.38227 | 3.2632 | 0 | 4.2735 | 0 | 1.1201 |  |  |  | 0.30582 | 0.038227 | 0.038227
6 | 2026 | 2026-06-14 | 0.037993 | 0.32568 | 0.37993 | 3.2568 | 0 | 4.2473 | 0 | 1.1132 |  |  |  | 0.30395 | 0.037993 | 0.037993
6 | 2026 | 2026-06-15 | 0.045466 | 0.37823 | 0.45466 | 3.7823 | 0 | 5.0826 | 0 | 1.3321 |  |  |  | 0.36373 | 0.045466 | 0.045466
6 | 2026 | 2026-06-16 | 0.045794 | 0.38198 | 0.45794 | 3.8198 | 0 | 5.1194 | 0 | 1.3418 |  |  |  | 0.36635 | 0.045794 | 0.045794
6 | 2026 | 2026-06-17 | 0.045876 | 0.38411 | 0.45876 | 3.8411 | 1 | 5.1286 | 4.4541 | 1.3442 |  |  |  | 0.36701 | 0.045876 | 0.045876
6 | 2026 | 2026-06-18 | 0.045688 | 0.38341 | 0.45688 | 3.8341 | 0 | 5.1075 | 0 | 1.3387 |  |  |  | 0.3655 | 0.045688 | 0.045688
6 | 2026 | 2026-06-19 | 0.045752 | 0.3849 | 0.45752 | 3.849 | 0 | 5.1146 | 0 | 1.3405 |  |  |  | 0.36601 | 0.045752 | 0.045752
6 | 2026 | 2026-06-20 | 0.038174 | 0.33336 | 0.38174 | 3.3336 | 0 | 4.2675 | 0 | 1.1185 |  |  |  | 0.30539 | 0.038174 | 0.038174
6 | 2026 | 2026-06-21 | 0.038057 | 0.33325 | 0.38057 | 3.3325 | 0 | 4.2545 | 0 | 1.1151 |  |  |  | 0.30446 | 0.038057 | 0.038057
6 | 2026 | 2026-06-22 | 0.045825 | 0.38802 | 0.45825 | 3.8802 | 0 | 5.1228 | 0 | 1.3427 |  |  |  | 0.3666 | 0.045825 | 0.045825
6 | 2026 | 2026-06-23 | 0.045956 | 0.38939 | 0.45956 | 3.8939 | 0 | 5.1375 | 0 | 1.3465 |  |  |  | 0.36765 | 0.045956 | 0.045956
6 | 2026 | 2026-06-24 | 0.045925 | 0.38995 | 0.45925 | 3.8995 | 0 | 5.134 | 0 | 1.3456 |  |  |  | 0.3674 | 0.045925 | 0.045925
6 | 2026 | 2026-06-25 | 0.045991 | 0.39137 | 0.45991 | 3.9137 | 0 | 5.1414 | 0 | 1.3475 |  |  |  | 0.36793 | 0.045991 | 0.045991
6 | 2026 | 2026-06-26 | 0.045978 | 0.39196 | 0.45978 | 3.9196 | 0 | 5.1399 | 0 | 1.3472 |  |  |  | 0.36782 | 0.045978 | 0.045978
6 | 2026 | 2026-06-27 | 0.038683 | 0.34234 | 0.38683 | 3.4234 | 0 | 4.3244 | 0 | 1.1334 |  |  |  | 0.30947 | 0.038683 | 0.038683
6 | 2026 | 2026-06-28 | 0.038827 | 0.34397 | 0.38827 | 3.4397 | 0 | 4.3405 | 0 | 1.1376 |  |  |  | 0.31062 | 0.038827 | 0.038827
6 | 2026 | 2026-06-29 | 0.046299 | 0.39565 | 0.46299 | 3.9565 | 0 | 5.1758 | 0 | 1.3566 |  |  |  | 0.37039 | 0.046299 | 0.046299
6 | 2026 | 2026-06-30 | 0.046251 | 0.3956 | 0.46251 | 3.956 | 0 | 5.1704 | 0 | 1.3552 |  |  |  | 0.37001 | 0.046251 | 0.046251
7 | 2026 | 2026-07-01 | 0.047311 | 0.42759 | 0.47311 | 4.2759 | 0 | 5.2889 | 0 | 1.3862 |  |  |  | 0.37849 | 0.047311 | 0.047311
7 | 2026 | 2026-07-02 | 0.047648 | 0.43402 | 0.47648 | 4.3402 | 0 | 5.3266 | 0 | 1.3961 |  |  |  | 0.38119 | 0.047648 | 0.047648
7 | 2026 | 2026-07-03 | 0.047949 | 0.43975 | 0.47949 | 4.3975 | 0 | 5.3603 | 0 | 1.4049 |  |  |  | 0.38359 | 0.047949 | 0.047949
7 | 2026 | 2026-07-04 | 0.039994 | 0.37848 | 0.39994 | 3.7848 | 0 | 4.471 | 0 | 1.1718 |  |  |  | 0.31995 | 0.039994 | 0.039994
7 | 2026 | 2026-07-05 | 0.040101 | 0.38034 | 0.40101 | 3.8034 | 0 | 4.483 | 0 | 1.175 |  |  |  | 0.32081 | 0.040101 | 0.040101
7 | 2026 | 2026-07-06 | 0.047539 | 0.43009 | 0.47539 | 4.3009 | 0 | 5.3144 | 0 | 1.3929 |  |  |  | 0.38031 | 0.047539 | 0.047539
7 | 2026 | 2026-07-07 | 0.047653 | 0.43232 | 0.47653 | 4.3232 | 0 | 5.3272 | 0 | 1.3962 |  |  |  | 0.38123 | 0.047653 | 0.047653
7 | 2026 | 2026-07-08 | 0.047579 | 0.43077 | 0.47579 | 4.3077 | 0 | 5.3189 | 0 | 1.3941 |  |  |  | 0.38063 | 0.047579 | 0.047579
7 | 2026 | 2026-07-09 | 0.047697 | 0.43335 | 0.47697 | 4.3335 | 0 | 5.332 | 0 | 1.3975 |  |  |  | 0.38157 | 0.047697 | 0.047697
7 | 2026 | 2026-07-10 | 0.048033 | 0.44067 | 0.48033 | 4.4067 | 0 | 5.3697 | 0 | 1.4074 |  |  |  | 0.38427 | 0.048033 | 0.048033
7 | 2026 | 2026-07-11 | 0.039991 | 0.37853 | 0.39991 | 3.7853 | 0 | 4.4706 | 0 | 1.1717 |  |  |  | 0.31992 | 0.039991 | 0.039991
7 | 2026 | 2026-07-12 | 0.039759 | 0.37437 | 0.39759 | 3.7437 | 0 | 4.4447 | 0 | 1.1649 |  |  |  | 0.31807 | 0.039759 | 0.039759
7 | 2026 | 2026-07-13 | 0.047429 | 0.43011 | 0.47429 | 4.3011 | 0 | 5.3021 | 0 | 1.3897 |  |  |  | 0.37943 | 0.047429 | 0.047429
7 | 2026 | 2026-07-14 | 0.047292 | 0.42833 | 0.47292 | 4.2833 | 0 | 5.2868 | 0 | 1.3856 |  |  |  | 0.37833 | 0.047292 | 0.047292
7 | 2026 | 2026-07-15 | 0.047429 | 0.43249 | 0.47429 | 4.3249 | 0 | 5.3021 | 0 | 1.3897 |  |  |  | 0.37943 | 0.047429 | 0.047429
7 | 2026 | 2026-07-16 | 0.047343 | 0.43224 | 0.47343 | 4.3224 | 0 | 5.2925 | 0 | 1.3872 |  |  |  | 0.37875 | 0.047343 | 0.047343
7 | 2026 | 2026-07-17 | 0.047327 | 0.43367 | 0.47327 | 4.3367 | 0 | 5.2907 | 0 | 1.3867 |  |  |  | 0.37861 | 0.047327 | 0.047327
7 | 2026 | 2026-07-18 | 0.039629 | 0.38024 | 0.39629 | 3.8024 | 0 | 4.4301 | 0 | 1.1611 |  |  |  | 0.31703 | 0.039629 | 0.039629
7 | 2026 | 2026-07-19 | 0.03934 | 0.3765 | 0.3934 | 3.765 | 0 | 4.3979 | 0 | 1.1527 |  |  |  | 0.31472 | 0.03934 | 0.03934
7 | 2026 | 2026-07-20 | 0.046578 | 0.42488 | 0.46578 | 4.2488 | 0 | 5.207 | 0 | 1.3647 |  |  |  | 0.37262 | 0.046578 | 0.046578
7 | 2026 | 2026-07-21 | 0.046251 | 0.42085 | 0.46251 | 4.2085 | 0 | 5.1704 | 0 | 1.3551 |  |  |  | 0.37001 | 0.046251 | 0.046251
7 | 2026 | 2026-07-22 | 0.046138 | 0.42155 | 0.46138 | 4.2155 | 0 | 5.1578 | 0 | 1.3518 |  |  |  | 0.3691 | 0.046138 | 0.046138
7 | 2026 | 2026-07-23 | 0.045743 | 0.41663 | 0.45743 | 4.1663 | 0 | 5.1136 | 0 | 1.3403 |  |  |  | 0.36594 | 0.045743 | 0.045743
7 | 2026 | 2026-07-24 | 0.045504 | 0.41524 | 0.45504 | 4.1524 | 0 | 5.0869 | 0 | 1.3333 |  |  |  | 0.36403 | 0.045504 | 0.045504
7 | 2026 | 2026-07-25 | 0.0377 | 0.36144 | 0.377 | 3.6144 | 0 | 4.2146 | 0 | 1.1046 |  |  |  | 0.3016 | 0.0377 | 0.0377
7 | 2026 | 2026-07-26 | 0.037483 | 0.36101 | 0.37483 | 3.6101 | 0 | 4.1902 | 0 | 1.0982 |  |  |  | 0.29986 | 0.037483 | 0.037483
7 | 2026 | 2026-07-27 | 0.04488 | 0.41456 | 0.4488 | 4.1456 | 0 | 5.0171 | 0 | 1.315 |  |  |  | 0.35904 | 0.04488 | 0.04488
7 | 2026 | 2026-07-28 | 0.044041 | 0.40171 | 0.44041 | 4.0171 | 0 | 4.9234 | 0 | 1.2904 |  |  |  | 0.35233 | 0.044041 | 0.044041
7 | 2026 | 2026-07-29 | 0.043828 | 0.40217 | 0.43828 | 4.0217 | 0 | 4.8996 | 0 | 1.2842 |  |  |  | 0.35063 | 0.043828 | 0.043828
7 | 2026 | 2026-07-30 | 0.043482 | 0.40008 | 0.43482 | 4.0008 | 0 | 4.8609 | 0 | 1.274 |  |  |  | 0.34786 | 0.043482 | 0.043482
7 | 2026 | 2026-07-31 | 0.043061 | 0.3967 | 0.43061 | 3.967 | 0 | 4.8139 | 0 | 1.2617 |  |  |  | 0.34449 | 0.043061 | 0.043061
8 | 2026 | 2026-08-01 | 0.022649 | 0.19295 | 0.22649 | 1.9295 | 0 | 2.532 | 0 | 0.66362 |  |  |  | 0.18119 | 0.022649 | 0.022649
8 | 2026 | 2026-08-02 | 0.021083 | 0.17784 | 0.21083 | 1.7784 | 0 | 2.3569 | 0 | 0.61774 |  |  |  | 0.16867 | 0.021083 | 0.021083
8 | 2026 | 2026-08-03 | 0.030457 | 0.25086 | 0.30457 | 2.5086 | 0 | 3.4048 | 0 | 0.89238 |  |  |  | 0.24365 | 0.030457 | 0.030457
8 | 2026 | 2026-08-04 | 0.029247 | 0.23969 | 0.29247 | 2.3969 | 0 | 3.2696 | 0 | 0.85695 |  |  |  | 0.23398 | 0.029247 | 0.029247
8 | 2026 | 2026-08-05 | 0.028027 | 0.22848 | 0.28027 | 2.2848 | 0 | 3.1331 | 0 | 0.82119 |  |  |  | 0.22421 | 0.028027 | 0.028027
8 | 2026 | 2026-08-06 | 0.027751 | 0.2274 | 0.27751 | 2.274 | 0 | 3.1023 | 0 | 0.8131 |  |  |  | 0.22201 | 0.027751 | 0.027751
8 | 2026 | 2026-08-07 | 0.027466 | 0.22629 | 0.27466 | 2.2629 | 0 | 3.0705 | 0 | 0.80477 |  |  |  | 0.21973 | 0.027466 | 0.027466
8 | 2026 | 2026-08-08 | 0.019658 | 0.17351 | 0.19658 | 1.7351 | 0 | 2.1976 | 0 | 0.57598 |  |  |  | 0.15727 | 0.019658 | 0.019658
8 | 2026 | 2026-08-09 | 0.019169 | 0.17037 | 0.19169 | 1.7037 | 0 | 2.143 | 0 | 0.56166 |  |  |  | 0.15336 | 0.019169 | 0.019169
8 | 2026 | 2026-08-10 | 0.026574 | 0.22296 | 0.26574 | 2.2296 | 0 | 2.9708 | 0 | 0.77863 |  |  |  | 0.2126 | 0.026574 | 0.026574
8 | 2026 | 2026-08-11 | 0.025887 | 0.21784 | 0.25887 | 2.1784 | 0 | 2.894 | 0 | 0.7585 |  |  |  | 0.2071 | 0.025887 | 0.025887
8 | 2026 | 2026-08-12 | 0.025772 | 0.21885 | 0.25772 | 2.1885 | 0 | 2.881 | 0 | 0.75511 |  |  |  | 0.20617 | 0.025772 | 0.025772
8 | 2026 | 2026-08-13 | 0.025274 | 0.21585 | 0.25274 | 2.1585 | 0 | 2.8254 | 0 | 0.74054 |  |  |  | 0.2022 | 0.025274 | 0.025274
8 | 2026 | 2026-08-14 | 0.023825 | 0.20277 | 0.23825 | 2.0277 | 0 | 2.6634 | 0 | 0.69806 |  |  |  | 0.1906 | 0.023825 | 0.023825
8 | 2026 | 2026-08-15 | 0.016007 | 0.1503 | 0.16007 | 1.503 | 0 | 1.7895 | 0 | 0.46902 |  |  |  | 0.12806 | 0.016007 | 0.016007
8 | 2026 | 2026-08-16 | 0.016094 | 0.15364 | 0.16094 | 1.5364 | 0 | 1.7992 | 0 | 0.47155 |  |  |  | 0.12875 | 0.016094 | 0.016094
8 | 2026 | 2026-08-17 | 0.023513 | 0.20673 | 0.23513 | 2.0673 | 0 | 2.6286 | 0 | 0.68894 |  |  |  | 0.18811 | 0.023513 | 0.023513
8 | 2026 | 2026-08-18 | 0.023616 | 0.21031 | 0.23616 | 2.1031 | 0 | 2.6401 | 0 | 0.69195 |  |  |  | 0.18893 | 0.023616 | 0.023616
8 | 2026 | 2026-08-19 | 0.020676 | 0.18155 | 0.20676 | 1.8155 | 0 | 2.3114 | 0 | 0.6058 |  |  |  | 0.16541 | 0.020676 | 0.020676
8 | 2026 | 2026-08-20 | 0.021758 | 0.19557 | 0.21758 | 1.9557 | 0 | 2.4323 | 0 | 0.6375 |  |  |  | 0.17406 | 0.021758 | 0.021758
8 | 2026 | 2026-08-21 | 0.019227 | 0.17119 | 0.19227 | 1.7119 | 0 | 2.1494 | 0 | 0.56335 |  |  |  | 0.15382 | 0.019227 | 0.019227
8 | 2026 | 2026-08-22 | 0.014352 | 0.15016 | 0.14352 | 1.5016 | 0 | 1.6044 | 0 | 0.4205 |  |  |  | 0.11481 | 0.014352 | 0.014352
8 | 2026 | 2026-08-23 | 0.013766 | 0.14646 | 0.13766 | 1.4646 | 0 | 1.5389 | 0 | 0.40335 |  |  |  | 0.11013 | 0.013766 | 0.013766
8 | 2026 | 2026-08-24 | 0.018046 | 0.16622 | 0.18046 | 1.6622 | 0 | 2.0173 | 0 | 0.52874 |  |  |  | 0.14437 | 0.018046 | 0.018046
8 | 2026 | 2026-08-25 | 0.019986 | 0.18935 | 0.19986 | 1.8935 | 0 | 2.2343 | 0 | 0.5856 |  |  |  | 0.15989 | 0.019986 | 0.019986
8 | 2026 | 2026-08-26 | 0.020234 | 0.19446 | 0.20234 | 1.9446 | 0 | 2.262 | 0 | 0.59286 |  |  |  | 0.16187 | 0.020234 | 0.020234
8 | 2026 | 2026-08-27 | 0.019364 | 0.18764 | 0.19364 | 1.8764 | 0 | 2.1647 | 0 | 0.56736 |  |  |  | 0.15491 | 0.019364 | 0.019364
8 | 2026 | 2026-08-28 | 0.018905 | 0.18514 | 0.18905 | 1.8514 | 0 | 2.1134 | 0 | 0.55391 |  |  |  | 0.15124 | 0.018905 | 0.018905
8 | 2026 | 2026-08-29 | 0.0079063 | 0.098793 | 0.079063 | 0.98793 | 0 | 0.88385 | 0 | 0.23165 |  |  |  | 0.06325 | 0.0079063 | 0.0079063
8 | 2026 | 2026-08-30 | 0.010948 | 0.13342 | 0.10948 | 1.3342 | 0 | 1.2239 | 0 | 0.32079 |  |  |  | 0.087587 | 0.010948 | 0.010948
8 | 2026 | 2026-08-31 | 0.017725 | 0.17941 | 0.17725 | 1.7941 | 0 | 1.9814 | 0 | 0.51933 |  |  |  | 0.1418 | 0.017725 | 0.017725
9 | 2026 | 2026-09-01 | 0.033007 | 0.35165 | 0.33007 | 3.5165 | 0 | 3.6898 | 0 | 0.96709 |  |  |  | 0.26405 | 0.033007 | 0.033007
9 | 2026 | 2026-09-02 | 0.034096 | 0.36778 | 0.34096 | 3.6778 | 0 | 3.8116 | 0 | 0.999 |  |  |  | 0.27276 | 0.034096 | 0.034096
9 | 2026 | 2026-09-03 | 0.03436 | 0.37305 | 0.3436 | 3.7305 | 0 | 3.8411 | 0 | 1.0068 |  |  |  | 0.27488 | 0.03436 | 0.03436
9 | 2026 | 2026-09-04 | 0.033326 | 0.36181 | 0.33326 | 3.6181 | 0 | 3.7256 | 0 | 0.97646 |  |  |  | 0.26661 | 0.033326 | 0.033326
9 | 2026 | 2026-09-05 | 0.025447 | 0.30695 | 0.25447 | 3.0695 | 0 | 2.8448 | 0 | 0.74561 |  |  |  | 0.20358 | 0.025447 | 0.025447
9 | 2026 | 2026-09-06 | 0.025477 | 0.30896 | 0.25477 | 3.0896 | 0 | 2.8481 | 0 | 0.74648 |  |  |  | 0.20382 | 0.025477 | 0.025477
9 | 2026 | 2026-09-07 | 0.032982 | 0.36151 | 0.32982 | 3.6151 | 0 | 3.6871 | 0 | 0.96637 |  |  |  | 0.26386 | 0.032982 | 0.032982
9 | 2026 | 2026-09-08 | 0.033947 | 0.37454 | 0.33947 | 3.7454 | 0 | 3.795 | 0 | 0.99465 |  |  |  | 0.27158 | 0.033947 | 0.033947
9 | 2026 | 2026-09-09 | 0.034398 | 0.38083 | 0.34398 | 3.8083 | 0 | 3.8454 | 0 | 1.0079 |  |  |  | 0.27519 | 0.034398 | 0.034398
9 | 2026 | 2026-09-10 | 0.034904 | 0.38754 | 0.34904 | 3.8754 | 0 | 3.902 | 0 | 1.0227 |  |  |  | 0.27923 | 0.034904 | 0.034904
9 | 2026 | 2026-09-11 | 0.034886 | 0.38775 | 0.34886 | 3.8775 | 0 | 3.9 | 0 | 1.0222 |  |  |  | 0.27909 | 0.034886 | 0.034886
9 | 2026 | 2026-09-12 | 0.027215 | 0.33396 | 0.27215 | 3.3396 | 0 | 3.0424 | 0 | 0.7974 |  |  |  | 0.21772 | 0.027215 | 0.027215
9 | 2026 | 2026-09-13 | 0.027746 | 0.33993 | 0.27746 | 3.3993 | 0 | 3.1017 | 0 | 0.81295 |  |  |  | 0.22197 | 0.027746 | 0.027746
9 | 2026 | 2026-09-14 | 0.035528 | 0.39441 | 0.35528 | 3.9441 | 0 | 3.9716 | 0 | 1.041 |  |  |  | 0.28422 | 0.035528 | 0.035528
9 | 2026 | 2026-09-15 | 0.036572 | 0.40687 | 0.36572 | 4.0687 | 0 | 4.0884 | 0 | 1.0716 |  |  |  | 0.29257 | 0.036572 | 0.036572
9 | 2026 | 2026-09-16 | 0.036574 | 0.40502 | 0.36574 | 4.0502 | 0 | 4.0886 | 0 | 1.0716 |  |  |  | 0.29259 | 0.036574 | 0.036574
9 | 2026 | 2026-09-17 | 0.037911 | 0.4202 | 0.37911 | 4.202 | 0 | 4.2381 | 0 | 1.1108 |  |  |  | 0.30329 | 0.037911 | 0.037911
9 | 2026 | 2026-09-18 | 0.039241 | 0.43556 | 0.39241 | 4.3556 | 0 | 4.3868 | 0 | 1.1498 |  |  |  | 0.31393 | 0.039241 | 0.039241
9 | 2026 | 2026-09-19 | 0.033717 | 0.40642 | 0.33717 | 4.0642 | 0 | 3.7693 | 0 | 0.98791 |  |  |  | 0.26974 | 0.033717 | 0.033717
9 | 2026 | 2026-09-20 | 0.034109 | 0.40894 | 0.34109 | 4.0894 | 0 | 3.8131 | 0 | 0.9994 |  |  |  | 0.27287 | 0.034109 | 0.034109
9 | 2026 | 2026-09-21 | 0.042549 | 0.46947 | 0.42549 | 4.6947 | 0 | 4.7566 | 0 | 1.2467 |  |  |  | 0.34039 | 0.042549 | 0.042549
9 | 2026 | 2026-09-22 | 0.044256 | 0.48655 | 0.44256 | 4.8655 | 0 | 4.9474 | 0 | 1.2967 |  |  |  | 0.35405 | 0.044256 | 0.044256
9 | 2026 | 2026-09-23 | 0.044931 | 0.49079 | 0.44931 | 4.9079 | 0 | 5.0229 | 0 | 1.3165 |  |  |  | 0.35945 | 0.044931 | 0.044931
9 | 2026 | 2026-09-24 | 0.044618 | 0.4815 | 0.44618 | 4.815 | 0 | 4.9879 | 0 | 1.3073 |  |  |  | 0.35694 | 0.044618 | 0.044618
9 | 2026 | 2026-09-25 | 0.047618 | 0.51524 | 0.47618 | 5.1524 | 0 | 5.3233 | 0 | 1.3952 |  |  |  | 0.38095 | 0.047618 | 0.047618
9 | 2026 | 2026-09-26 | 0.041815 | 0.47971 | 0.41815 | 4.7971 | 0 | 4.6745 | 0 | 1.2252 |  |  |  | 0.33452 | 0.041815 | 0.041815
9 | 2026 | 2026-09-27 | 0.045528 | 0.52154 | 0.45528 | 5.2154 | 1 | 5.0896 | 4.4203 | 1.334 |  |  |  | 0.36422 | 0.045528 | 0.045528
9 | 2026 | 2026-09-28 | 0.054097 | 0.57956 | 0.54097 | 5.7956 | 1 | 6.0475 | 5.2522 | 1.585 |  |  |  | 0.43277 | 0.054097 | 0.054097
9 | 2026 | 2026-09-29 | 0.056551 | 0.60349 | 0.56551 | 6.0349 | 0 | 6.3219 | 0 | 1.657 |  |  |  | 0.45241 | 0.056551 | 0.056551
9 | 2026 | 2026-09-30 | 0.058847 | 0.62722 | 0.58847 | 6.2722 | 1 | 6.5786 | 5.7134 | 1.7242 |  |  |  | 0.47078 | 0.058847 | 0.058847
10 | 2026 | 2026-10-01 | 0.054726 | 0.59064 | 0.54726 | 5.9064 | 1 | 6.1178 | 5.3133 | 1.6035 |  |  |  | 0.43781 | 0.054726 | 0.054726
10 | 2026 | 2026-10-02 | 0.05988 | 0.64084 | 0.5988 | 6.4084 | 1 | 6.694 | 5.8137 | 1.7545 |  |  |  | 0.47904 | 0.05988 | 0.05988
10 | 2026 | 2026-10-03 | 0.051514 | 0.5712 | 0.51514 | 5.712 | 2 | 5.7588 | 5.0276 | 1.5094 |  |  |  | 0.41211 | 0.051514 | 0.051514
10 | 2026 | 2026-10-04 | 0.053859 | 0.59226 | 0.53859 | 5.9226 | 1 | 6.021 | 5.2292 | 1.5781 |  |  |  | 0.43087 | 0.053859 | 0.053859
10 | 2026 | 2026-10-05 | 0.066032 | 0.6865 | 0.66032 | 6.865 | 2 | 7.3817 | 6.4445 | 1.9347 |  |  |  | 0.52825 | 0.066032 | 0.066032
10 | 2026 | 2026-10-06 | 0.070746 | 0.74083 | 0.70746 | 7.4083 | 3 | 7.9087 | 6.9409 | 2.0729 |  |  |  | 0.56597 | 0.070746 | 0.070746
10 | 2026 | 2026-10-07 | 0.071233 | 0.74212 | 0.71233 | 7.4212 | 3 | 7.9631 | 6.9887 | 2.0871 |  |  |  | 0.56986 | 0.071233 | 0.071233
10 | 2026 | 2026-10-08 | 0.074411 | 0.76512 | 0.74411 | 7.6512 | 2 | 8.3185 | 7.2624 | 2.1803 |  |  |  | 0.59529 | 0.074411 | 0.074411
10 | 2026 | 2026-10-09 | 0.077124 | 0.77686 | 0.77124 | 7.7686 | 3 | 8.6218 | 7.5668 | 2.2597 |  |  |  | 0.617 | 0.077124 | 0.077124
10 | 2026 | 2026-10-10 | 0.070964 | 0.73652 | 0.70964 | 7.3652 | 3 | 7.9331 | 6.9624 | 2.0792 |  |  |  | 0.56771 | 0.070964 | 0.070964
10 | 2026 | 2026-10-11 | 0.076884 | 0.79608 | 0.76884 | 7.9608 | 3 | 8.595 | 7.5432 | 2.2527 |  |  |  | 0.61508 | 0.076884 | 0.076884
10 | 2026 | 2026-10-12 | 0.087353 | 0.86342 | 0.87353 | 8.6342 | 3 | 9.7653 | 8.5703 | 2.5594 |  |  |  | 0.69882 | 0.087353 | 0.087353
10 | 2026 | 2026-10-13 | 0.086209 | 0.84875 | 0.86209 | 8.4875 | 3 | 9.6374 | 8.4581 | 2.5259 |  |  |  | 0.68967 | 0.086209 | 0.086209
10 | 2026 | 2026-10-14 | 0.090376 | 0.88554 | 0.90376 | 8.8554 | 3 | 10.1032 | 8.8669 | 2.648 |  |  |  | 0.72301 | 0.090376 | 0.090376
10 | 2026 | 2026-10-15 | 0.095671 | 0.9374 | 0.95671 | 9.374 | 4 | 10.6952 | 9.436 | 2.8032 |  |  |  | 0.76537 | 0.095671 | 0.095671
10 | 2026 | 2026-10-16 | 0.1013 | 0.98971 | 1.013 | 9.8971 | 5 | 11.3245 | 10.0444 | 2.9681 |  |  |  | 0.81041 | 0.1013 | 0.1013
10 | 2026 | 2026-10-17 | 0.096387 | 0.95489 | 0.96387 | 9.5489 | 5 | 10.7752 | 9.5572 | 2.8241 |  |  |  | 0.7711 | 0.096387 | 0.096387
10 | 2026 | 2026-10-18 | 0.10037 | 0.98974 | 1.0037 | 9.8974 | 4 | 11.2204 | 9.8994 | 2.9408 |  |  |  | 0.80296 | 0.10037 | 0.10037
10 | 2026 | 2026-10-19 | 0.11264 | 1.0769 | 1.1264 | 10.7689 | 5 | 12.5917 | 11.1683 | 3.3002 |  |  |  | 0.90109 | 0.11264 | 0.11264
10 | 2026 | 2026-10-20 | 0.11434 | 1.0797 | 1.1434 | 10.7969 | 5 | 12.7818 | 11.337 | 3.3501 |  |  |  | 0.9147 | 0.11434 | 0.11434
10 | 2026 | 2026-10-21 | 0.12174 | 1.1482 | 1.2174 | 11.4824 | 5 | 13.6099 | 12.0715 | 3.5671 |  |  |  | 0.97396 | 0.12174 | 0.12174
10 | 2026 | 2026-10-22 | 0.1223 | 1.1479 | 1.223 | 11.4791 | 7 | 13.6722 | 12.257 | 3.5834 |  |  |  | 0.97841 | 0.1223 | 0.1223
10 | 2026 | 2026-10-23 | 0.12955 | 1.2138 | 1.2955 | 12.1385 | 7 | 14.4822 | 12.9832 | 3.7957 |  |  |  | 1.0364 | 0.12955 | 0.12955
10 | 2026 | 2026-10-24 | 0.12756 | 1.2103 | 1.2756 | 12.103 | 8 | 14.26 | 12.8531 | 3.7375 |  |  |  | 1.0205 | 0.12756 | 0.12756
10 | 2026 | 2026-10-25 | 0.13363 | 1.2673 | 1.3363 | 12.6732 | 9 | 14.9383 | 13.5376 | 3.9153 |  |  |  | 1.069 | 0.13363 | 0.13363
10 | 2026 | 2026-10-26 | 0.14499 | 1.3408 | 1.4499 | 13.4084 | 11 | 16.2084 | 14.8499 | 4.2482 |  |  |  | 1.1599 | 0.14499 | 0.14499
10 | 2026 | 2026-10-27 | 0.15124 | 1.3982 | 1.5124 | 13.9816 | 10 | 16.9075 | 15.4058 | 4.4314 |  |  |  | 1.2099 | 0.15124 | 0.15124
10 | 2026 | 2026-10-28 | 0.1568 | 1.4495 | 1.568 | 14.4948 | 10 | 17.5285 | 15.9717 | 4.5942 |  |  |  | 1.2544 | 0.1568 | 0.1568
10 | 2026 | 2026-10-29 | 0.16191 | 1.4893 | 1.6191 | 14.8927 | 11 | 18.0995 | 16.5825 | 4.7438 |  |  |  | 1.2952 | 0.16191 | 0.16191
10 | 2026 | 2026-10-30 | 0.16272 | 1.4813 | 1.6272 | 14.8131 | 11 | 18.1906 | 16.666 | 4.7677 |  |  |  | 1.3018 | 0.16272 | 0.16272
10 | 2026 | 2026-10-31 | 0.16139 | 1.4871 | 1.6139 | 14.8711 | 11 | 18.0424 | 16.5303 | 4.7289 |  |  |  | 1.2912 | 0.16139 | 0.16139
11 | 2026 | 2026-11-01 | 0.16371 | 1.3026 | 1.6371 | 13.0257 | 11 | 18.3009 | 16.7671 | 4.7966 |  |  |  | 1.3097 | 0.16371 | 0.16371
11 | 2026 | 2026-11-02 | 0.17374 | 1.3689 | 1.7374 | 13.6888 | 9 | 19.4226 | 17.6014 | 5.0906 |  |  |  | 1.3899 | 0.17374 | 0.17374
11 | 2026 | 2026-11-03 | 0.18073 | 1.4188 | 1.8073 | 14.1882 | 9 | 20.2041 | 18.3096 | 5.2954 |  |  |  | 1.4459 | 0.18073 | 0.18073
11 | 2026 | 2026-11-04 | 0.18553 | 1.4517 | 1.8553 | 14.5175 | 9 | 20.7411 | 18.7962 | 5.4362 |  |  |  | 1.4843 | 0.18553 | 0.18553
11 | 2026 | 2026-11-05 | 0.1881 | 1.4686 | 1.881 | 14.6862 | 10 | 21.0276 | 19.16 | 5.5113 |  |  |  | 1.5048 | 0.1881 | 0.1881
11 | 2026 | 2026-11-06 | 0.19743 | 1.5334 | 1.9743 | 15.3339 | 11 | 22.0709 | 20.2211 | 5.7847 |  |  |  | 1.5794 | 0.19743 | 0.19743
11 | 2026 | 2026-11-07 | 0.19157 | 1.4865 | 1.9157 | 14.8651 | 12 | 9.491 | 19.729 | 5.6129 |  |  |  | 0.5747 | 1.1494 | 0.19157
11 | 2026 | 2026-11-08 | 0.19122 | 1.4797 | 1.9122 | 14.7968 | 11 | 21.3762 | 19.5846 | 5.6026 |  |  |  | 1.5297 | 0.19122 | 0.19122
11 | 2026 | 2026-11-09 | 0.21107 | 1.6182 | 2.1107 | 16.1819 | 12 | 10.4569 | 21.7369 | 6.1842 |  |  |  | 0.6332 | 1.2664 | 0.21107
11 | 2026 | 2026-11-10 | 0.22031 | 1.6844 | 2.2031 | 16.8442 | 14 | 10.915 | 23.0266 | 6.4551 |  |  |  | 0.66093 | 1.3219 | 0.22031
11 | 2026 | 2026-11-11 | 0.22275 | 1.6941 | 2.2275 | 16.9409 | 13 | 11.0358 | 23.0675 | 6.5265 |  |  |  | 0.66824 | 1.3365 | 0.22275
11 | 2026 | 2026-11-12 | 0.22386 | 1.6972 | 2.2386 | 16.9715 | 12 | 11.0906 | 23.0542 | 6.559 |  |  |  | 0.67157 | 1.3431 | 0.22386
11 | 2026 | 2026-11-13 | 0.22177 | 1.6698 | 2.2177 | 16.6976 | 14 | 10.9875 | 23.1796 | 6.498 |  |  |  | 0.66532 | 1.3306 | 0.22177
11 | 2026 | 2026-11-14 | 0.22435 | 1.6917 | 2.2435 | 16.9175 | 14 | 11.1151 | 23.4487 | 6.5734 |  |  |  | 0.67305 | 1.3461 | 0.22435
11 | 2026 | 2026-11-15 | 0.22503 | 1.6902 | 2.2503 | 16.9025 | 14 | 11.1486 | 23.5196 | 6.5933 |  |  |  | 0.67508 | 1.3502 | 0.22503
11 | 2026 | 2026-11-16 | 0.23438 | 1.7519 | 2.3438 | 17.5186 | 16 | 11.6118 | 24.9596 | 6.8672 |  |  |  | 0.70313 | 1.4063 | 0.23438
11 | 2026 | 2026-11-17 | 0.24153 | 1.7933 | 2.4153 | 17.9334 | 16 | 11.9662 | 25.7214 | 7.0768 |  |  |  | 0.72459 | 1.4492 | 0.24153
11 | 2026 | 2026-11-18 | 0.24454 | 1.8158 | 2.4454 | 18.1583 | 16 | 12.1153 | 26.0419 | 7.165 |  |  |  | 0.73362 | 1.4672 | 0.24454
11 | 2026 | 2026-11-19 | 0.25404 | 1.8792 | 2.5404 | 18.7917 | 16 | 12.586 | 27.0535 | 7.4433 |  |  |  | 0.76211 | 1.5242 | 0.25404
11 | 2026 | 2026-11-20 | 0.2569 | 1.896 | 2.569 | 18.9597 | 14 | 12.7276 | 26.8505 | 7.527 |  |  |  | 0.77069 | 1.5414 | 0.2569
11 | 2026 | 2026-11-21 | 0.25597 | 1.891 | 2.5597 | 18.9104 | 16 | 12.6819 | 27.2597 | 7.5 |  |  |  | 0.76792 | 1.5358 | 0.25597
11 | 2026 | 2026-11-22 | 0.26278 | 1.9349 | 2.6278 | 19.3488 | 16 | 13.0192 | 27.9847 | 7.6995 |  |  |  | 0.78835 | 1.5767 | 0.26278
11 | 2026 | 2026-11-23 | 0.26635 | 1.9463 | 2.6635 | 19.4635 | 13 | 13.1959 | 27.5827 | 7.804 |  |  |  | 0.79904 | 1.5981 | 0.26635
11 | 2026 | 2026-11-24 | 0.27548 | 2.0096 | 2.7548 | 20.0958 | 14 | 13.6481 | 28.7926 | 8.0715 |  |  |  | 0.82643 | 1.6529 | 0.27548
11 | 2026 | 2026-11-25 | 0.285 | 2.0754 | 2.85 | 20.7537 | 15 | 14.1201 | 30.0671 | 8.3506 |  |  |  | 0.85501 | 1.71 | 0.285
11 | 2026 | 2026-11-26 | 0.29561 | 2.1488 | 2.9561 | 21.4877 | 18 | 14.6458 | 32.0873 | 8.6615 |  |  |  | 0.88684 | 1.7737 | 0.29561
11 | 2026 | 2026-11-27 | 0.28953 | 2.0899 | 2.8953 | 20.899 | 19 | 14.3445 | 31.7329 | 8.4833 |  |  |  | 0.8686 | 1.7372 | 0.28953
11 | 2026 | 2026-11-28 | 0.29214 | 2.1116 | 2.9214 | 21.1164 | 18 | 14.4735 | 31.7098 | 8.5596 |  |  |  | 0.87641 | 1.7528 | 0.29214
11 | 2026 | 2026-11-29 | 0.30015 | 2.1694 | 3.0015 | 21.6941 | 20 | 14.8704 | 33.2192 | 8.7943 |  |  |  | 0.90044 | 1.8009 | 0.30015
11 | 2026 | 2026-11-30 | 0.31577 | 2.2731 | 3.1577 | 22.7314 | 21 | 15.6445 | 35.2951 | 9.2521 |  |  |  | 0.94732 | 1.8946 | 0.31577
12 | 2026 | 2026-12-01 | 0.31943 | 2.095 | 3.1943 | 20.9501 | 20 | 15.8258 | 35.3536 | 9.3594 |  |  |  | 0.9583 | 1.9166 | 0.31943
12 | 2026 | 2026-12-02 | 0.32393 | 2.113 | 3.2393 | 21.1295 | 20 | 16.0486 | 35.8512 | 9.4911 |  |  |  | 0.97178 | 1.9436 | 0.32393
12 | 2026 | 2026-12-03 | 0.33286 | 2.1642 | 3.3286 | 21.6418 | 21 | 16.4911 | 37.2051 | 9.7528 |  |  |  | 0.99858 | 1.9972 | 0.33286
12 | 2026 | 2026-12-04 | 0.32936 | 2.1452 | 3.2936 | 21.4523 | 21 | 16.3176 | 36.8137 | 9.6502 |  |  |  | 0.98808 | 1.9762 | 0.32936
12 | 2026 | 2026-12-05 | 0.32556 | 2.1112 | 3.2556 | 21.1123 | 22 | 16.1296 | 36.7539 | 9.539 |  |  |  | 0.97669 | 1.9534 | 0.32556
12 | 2026 | 2026-12-06 | 0.33015 | 2.1313 | 3.3015 | 21.3131 | 21 | 16.3568 | 36.9022 | 9.6734 |  |  |  | 0.99045 | 1.9809 | 0.33015
12 | 2026 | 2026-12-07 | 0.34075 | 2.2044 | 3.4075 | 22.0441 | 22 | 16.8821 | 38.4686 | 9.984 |  |  |  | 1.0223 | 2.0445 | 0.34075
12 | 2026 | 2026-12-08 | 0.34733 | 2.2456 | 3.4733 | 22.456 | 21 | 17.2079 | 38.8222 | 10.1767 |  |  |  | 1.042 | 2.084 | 0.34733
12 | 2026 | 2026-12-09 | 0.34739 | 2.2432 | 3.4739 | 22.4315 | 22 | 17.211 | 39.2181 | 10.1785 |  |  |  | 1.0422 | 2.0843 | 0.34739
12 | 2026 | 2026-12-10 | 0.35458 | 2.279 | 3.5458 | 22.7898 | 21 | 17.5674 | 39.6333 | 10.3893 |  |  |  | 1.0638 | 2.1275 | 0.35458
12 | 2026 | 2026-12-11 | 0.36222 | 2.3203 | 3.6222 | 23.2025 | 22 | 17.9455 | 40.8918 | 10.6129 |  |  |  | 1.0866 | 2.1733 | 0.36222
12 | 2026 | 2026-12-12 | 0.35014 | 2.2346 | 3.5014 | 22.3463 | 22 | 17.3471 | 39.5281 | 10.259 |  |  |  | 1.0504 | 2.1008 | 0.35014
12 | 2026 | 2026-12-13 | 0.35965 | 2.2827 | 3.5965 | 22.8269 | 22 | 17.8185 | 40.6024 | 10.5378 |  |  |  | 1.079 | 2.1579 | 0.35965
12 | 2026 | 2026-12-14 | 0.36915 | 2.3429 | 3.6915 | 23.4287 | 23 | 18.2892 | 42.0966 | 10.8162 |  |  |  | 1.1075 | 2.2149 | 0.36915
12 | 2026 | 2026-12-15 | 0.37081 | 2.3559 | 3.7081 | 23.5592 | 24 | 18.3713 | 42.7178 | 10.8648 |  |  |  | 1.1124 | 2.2249 | 0.37081
12 | 2026 | 2026-12-16 | 0.36874 | 2.334 | 3.6874 | 23.34 | 23 | 18.2687 | 42.0494 | 10.8041 |  |  |  | 1.1062 | 2.2124 | 0.36874
12 | 2026 | 2026-12-17 | 0.37524 | 2.3698 | 3.7524 | 23.6979 | 24 | 18.5907 | 43.2279 | 10.9945 |  |  |  | 1.1257 | 2.2514 | 0.37524
12 | 2026 | 2026-12-18 | 0.37208 | 2.3493 | 3.7208 | 23.4934 | 23 | 18.4343 | 42.4307 | 10.902 |  |  |  | 1.1162 | 2.2325 | 0.37208
12 | 2026 | 2026-12-19 | 0.36616 | 2.3091 | 3.6616 | 23.0911 | 21 | 18.1411 | 40.9276 | 10.7286 |  |  |  | 1.0985 | 2.197 | 0.36616
12 | 2026 | 2026-12-20 | 0.36335 | 2.2723 | 3.6335 | 22.7235 | 22 | 18.0015 | 41.0195 | 10.6461 |  |  |  | 1.09 | 2.1801 | 0.36335
12 | 2026 | 2026-12-21 | 0.49436 | 2.9953 | 4.9436 | 29.9535 | 61 | 2.2451 | 102.0107 | 4.3454 |  |  |  | 0.24718 | 4.5481 | 0.14831
12 | 2026 | 2026-12-22 | 0.38705 | 2.4261 | 3.8705 | 24.2607 | 24 | 19.1758 | 44.5884 | 11.3405 |  |  |  | 1.1611 | 2.3223 | 0.38705
12 | 2026 | 2026-12-23 | 0.384 | 2.3985 | 3.84 | 23.9852 | 26 | 29.8957 | 45.1598 | 22.5022 |  |  |  | 1.152 | 2.304 | 0.384
12 | 2026 | 2026-12-24 | 0.39262 | 2.4472 | 3.9262 | 24.4719 | 25 | 19.4517 | 45.697 | 11.5037 |  |  |  | 1.1779 | 2.3557 | 0.39262
12 | 2026 | 2026-12-25 | 0.39088 | 2.4376 | 3.9088 | 24.376 | 25 | 19.3655 | 45.4943 | 11.4527 |  |  |  | 1.1726 | 2.3453 | 0.39088
12 | 2026 | 2026-12-26 | 0.37964 | 2.36 | 3.7964 | 23.6004 | 25 | 18.8089 | 44.1868 | 11.1235 |  |  |  | 1.1389 | 2.2779 | 0.37964
12 | 2026 | 2026-12-27 | 0.38152 | 2.3706 | 3.8152 | 23.7061 | 24 | 18.9021 | 43.9519 | 11.1786 |  |  |  | 1.1446 | 2.2891 | 0.38152
12 | 2026 | 2026-12-28 | 0.3844 | 2.3946 | 3.844 | 23.9455 | 24 | 19.0445 | 44.2831 | 11.2629 |  |  |  | 1.1532 | 2.3064 | 0.3844
12 | 2026 | 2026-12-29 | 0.37094 | 2.2992 | 3.7094 | 22.9923 | 23 | 18.3777 | 42.3002 | 10.8685 |  |  |  | 1.1128 | 2.2256 | 0.37094
12 | 2026 | 2026-12-30 | 0.37368 | 2.3133 | 3.7368 | 23.1332 | 23 | 18.5134 | 42.6126 | 10.9488 |  |  |  | 1.121 | 2.2421 | 0.37368
12 | 2026 | 2026-12-31 | 0.38159 | 2.3616 | 3.8159 | 23.6163 | 23 | 18.9055 | 43.5152 | 11.1807 |  |  |  | 1.1448 | 2.2896 | 0.38159
1 | 2027 | 2027-01-01 | 0.40771 | 2.5317 | 4.0771 | 25.3166 | 23 | 20.1994 | 46.4934 | 11.9459 |  |  |  | 1.2231 | 2.4463 | 0.40771
1 | 2027 | 2027-01-02 | 0.40123 | 2.4899 | 4.0123 | 24.8986 | 23 | 19.8784 | 45.7544 | 11.756 |  |  |  | 1.2037 | 2.4074 | 0.40123
1 | 2027 | 2027-01-03 | 0.39739 | 2.4628 | 3.9739 | 24.6283 | 21 | 19.6883 | 44.4181 | 11.6436 |  |  |  | 1.1922 | 2.3844 | 0.39739
1 | 2027 | 2027-01-04 | 0.40671 | 2.5267 | 4.0671 | 25.2666 | 22 | 20.1501 | 45.9153 | 11.9167 |  |  |  | 1.2201 | 2.4403 | 0.40671
1 | 2027 | 2027-01-05 | 0.40176 | 2.4975 | 4.0176 | 24.9749 | 22 | 19.9048 | 45.3565 | 11.7717 |  |  |  | 1.2053 | 2.4106 | 0.40176
1 | 2027 | 2027-01-06 | 0.40669 | 2.5255 | 4.0669 | 25.2553 | 22 | 20.149 | 45.9128 | 11.9161 |  |  |  | 1.2201 | 2.4401 | 0.40669
1 | 2027 | 2027-01-07 | 0.40575 | 2.5107 | 4.0575 | 25.1066 | 24 | 20.1022 | 46.7424 | 11.8884 |  |  |  | 1.2172 | 2.4345 | 0.40575
1 | 2027 | 2027-01-08 | 0.41525 | 2.5631 | 4.1525 | 25.6312 | 24 | 20.5731 | 47.8374 | 12.1669 |  |  |  | 1.2458 | 2.4915 | 0.41525
1 | 2027 | 2027-01-09 | 0.40483 | 2.4943 | 4.0483 | 24.9426 | 26 | 31.5179 | 47.6102 | 23.7231 |  |  |  | 1.2145 | 2.429 | 0.40483
1 | 2027 | 2027-01-10 | 0.40791 | 2.5028 | 4.0791 | 25.0279 | 24 | 20.2095 | 46.992 | 11.9519 |  |  |  | 1.2237 | 2.4475 | 0.40791
1 | 2027 | 2027-01-11 | 0.41178 | 2.5282 | 4.1178 | 25.2823 | 24 | 20.401 | 47.4373 | 12.0651 |  |  |  | 1.2353 | 2.4707 | 0.41178
1 | 2027 | 2027-01-12 | 0.41253 | 2.5349 | 4.1253 | 25.3488 | 25 | 20.4384 | 48.015 | 12.0872 |  |  |  | 1.2376 | 2.4752 | 0.41253
1 | 2027 | 2027-01-13 | 0.41153 | 2.5323 | 4.1153 | 25.3233 | 25 | 20.3885 | 47.8977 | 12.0577 |  |  |  | 1.2346 | 2.4692 | 0.41153
1 | 2027 | 2027-01-14 | 0.4098 | 2.5164 | 4.098 | 25.1642 | 23 | 20.3031 | 46.732 | 12.0072 |  |  |  | 1.2294 | 2.4588 | 0.4098
1 | 2027 | 2027-01-15 | 0.40427 | 2.4894 | 4.0427 | 24.894 | 22 | 20.029 | 45.6394 | 11.8451 |  |  |  | 1.2128 | 2.4256 | 0.40427
1 | 2027 | 2027-01-16 | 0.39534 | 2.4237 | 3.9534 | 24.2366 | 22 | 19.5867 | 44.6315 | 11.5835 |  |  |  | 1.186 | 2.3721 | 0.39534
1 | 2027 | 2027-01-17 | 0.39164 | 2.4034 | 3.9164 | 24.0338 | 21 | 19.403 | 43.7746 | 11.4749 |  |  |  | 1.1749 | 2.3498 | 0.39164
1 | 2027 | 2027-01-18 | 0.39834 | 2.4479 | 3.9834 | 24.4786 | 21 | 19.7353 | 44.5243 | 11.6714 |  |  |  | 1.195 | 2.3901 | 0.39834
1 | 2027 | 2027-01-19 | 0.39795 | 2.4411 | 3.9795 | 24.4105 | 22 | 19.7157 | 44.9255 | 11.6598 |  |  |  | 1.1938 | 2.3877 | 0.39795
1 | 2027 | 2027-01-20 | 0.40131 | 2.4625 | 4.0131 | 24.6254 | 23 | 19.8822 | 45.7633 | 11.7583 |  |  |  | 1.2039 | 2.4078 | 0.40131
1 | 2027 | 2027-01-21 | 0.39941 | 2.4495 | 3.9941 | 24.495 | 24 | 19.7882 | 46.0125 | 11.7027 |  |  |  | 1.1982 | 2.3965 | 0.39941
1 | 2027 | 2027-01-22 | 0.39072 | 2.3989 | 3.9072 | 23.9889 | 21 | 19.3575 | 43.6719 | 11.448 |  |  |  | 1.1722 | 2.3443 | 0.39072
1 | 2027 | 2027-01-23 | 0.37621 | 2.3081 | 3.7621 | 23.0811 | 20 | 18.639 | 41.638 | 11.0231 |  |  |  | 1.1286 | 2.2573 | 0.37621
1 | 2027 | 2027-01-24 | 0.36909 | 2.2658 | 3.6909 | 22.6581 | 20 | 18.2863 | 40.85 | 10.8145 |  |  |  | 1.1073 | 2.2146 | 0.36909
1 | 2027 | 2027-01-25 | 0.38298 | 2.3524 | 3.8298 | 23.524 | 19 | 18.9743 | 41.9748 | 11.2213 |  |  |  | 1.1489 | 2.2979 | 0.38298
1 | 2027 | 2027-01-26 | 0.37356 | 2.2935 | 3.7356 | 22.935 | 20 | 18.5076 | 41.3445 | 10.9454 |  |  |  | 1.1207 | 2.2414 | 0.37356
1 | 2027 | 2027-01-27 | 0.36878 | 2.2697 | 3.6878 | 22.6974 | 18 | 18.2705 | 40.0288 | 10.8051 |  |  |  | 1.1063 | 2.2127 | 0.36878
1 | 2027 | 2027-01-28 | 0.36804 | 2.2645 | 3.6804 | 22.6447 | 17 | 18.2339 | 39.5676 | 10.7835 |  |  |  | 1.1041 | 2.2082 | 0.36804
1 | 2027 | 2027-01-29 | 0.37187 | 2.2831 | 3.7187 | 22.8307 | 17 | 18.4239 | 39.9799 | 10.8959 |  |  |  | 1.1156 | 2.2312 | 0.37187
1 | 2027 | 2027-01-30 | 0.366 | 2.2384 | 3.66 | 22.3843 | 17 | 18.133 | 39.3485 | 10.7238 |  |  |  | 1.098 | 2.196 | 0.366
1 | 2027 | 2027-01-31 | 0.36174 | 2.2063 | 3.6174 | 22.0635 | 19 | 17.9219 | 39.6468 | 10.599 |  |  |  | 1.0852 | 2.1704 | 0.36174
2 | 2027 | 2027-02-01 | 0.37473 | 2.3261 | 3.7473 | 23.2606 | 20 | 18.5657 | 41.4743 | 10.9797 |  |  |  | 1.1242 | 2.2484 | 0.37473
2 | 2027 | 2027-02-02 | 0.37321 | 2.3164 | 3.7321 | 23.164 | 21 | 18.4901 | 41.7149 | 10.935 |  |  |  | 1.1196 | 2.2392 | 0.37321
2 | 2027 | 2027-02-03 | 0.3747 | 2.3243 | 3.747 | 23.2425 | 21 | 18.5639 | 41.8815 | 10.9787 |  |  |  | 1.1241 | 2.2482 | 0.3747
2 | 2027 | 2027-02-04 | 0.3752 | 2.324 | 3.752 | 23.2397 | 20 | 18.5888 | 41.5259 | 10.9934 |  |  |  | 1.1256 | 2.2512 | 0.3752
2 | 2027 | 2027-02-05 | 0.3689 | 2.2874 | 3.689 | 22.8737 | 20 | 18.2768 | 40.8288 | 10.8089 |  |  |  | 1.1067 | 2.2134 | 0.3689
2 | 2027 | 2027-02-06 | 0.35604 | 2.2035 | 3.5604 | 22.0348 | 19 | 17.6397 | 39.0225 | 10.4321 |  |  |  | 1.0681 | 2.1363 | 0.35604
2 | 2027 | 2027-02-07 | 0.35807 | 2.2139 | 3.5807 | 22.1391 | 20 | 17.7403 | 39.6304 | 10.4916 |  |  |  | 1.0742 | 2.1484 | 0.35807
2 | 2027 | 2027-02-08 | 0.36491 | 2.2611 | 3.6491 | 22.6112 | 20 | 18.0792 | 40.3874 | 10.692 |  |  |  | 1.0947 | 2.1895 | 0.36491
2 | 2027 | 2027-02-09 | 0.36672 | 2.2709 | 3.6672 | 22.7093 | 21 | 18.1686 | 40.9897 | 10.7449 |  |  |  | 1.1002 | 2.2003 | 0.36672
2 | 2027 | 2027-02-10 | 0.36708 | 2.2729 | 3.6708 | 22.7286 | 21 | 18.1867 | 41.0304 | 10.7556 |  |  |  | 1.1013 | 2.2025 | 0.36708
2 | 2027 | 2027-02-11 | 0.36196 | 2.2431 | 3.6196 | 22.4308 | 20 | 17.9326 | 40.0601 | 10.6053 |  |  |  | 1.0859 | 2.1717 | 0.36196
2 | 2027 | 2027-02-12 | 0.35653 | 2.2107 | 3.5653 | 22.1073 | 21 | 17.6637 | 39.8505 | 10.4463 |  |  |  | 1.0696 | 2.1392 | 0.35653
2 | 2027 | 2027-02-13 | 0.34649 | 2.1434 | 3.4649 | 21.4339 | 21 | 17.1663 | 38.7284 | 10.1521 |  |  |  | 1.0395 | 2.0789 | 0.34649
2 | 2027 | 2027-02-14 | 0.34757 | 2.149 | 3.4757 | 21.4898 | 21 | 17.2197 | 38.8488 | 10.1837 |  |  |  | 1.0427 | 2.0854 | 0.34757
2 | 2027 | 2027-02-15 | 0.34954 | 2.1687 | 3.4954 | 21.6875 | 21 | 17.3176 | 39.0697 | 10.2416 |  |  |  | 1.0486 | 2.0973 | 0.34954
2 | 2027 | 2027-02-16 | 0.34806 | 2.1581 | 3.4806 | 21.5813 | 20 | 17.2442 | 38.5222 | 10.1982 |  |  |  | 1.0442 | 2.0884 | 0.34806
2 | 2027 | 2027-02-17 | 0.33953 | 2.1086 | 3.3953 | 21.086 | 19 | 16.8216 | 37.2128 | 9.9483 |  |  |  | 1.0186 | 2.0372 | 0.33953
2 | 2027 | 2027-02-18 | 0.33518 | 2.0828 | 3.3518 | 20.8276 | 20 | 16.6059 | 37.0962 | 9.8207 |  |  |  | 1.0055 | 2.0111 | 0.33518
2 | 2027 | 2027-02-19 | 0.32897 | 2.0467 | 3.2897 | 20.4665 | 18 | 16.2985 | 35.7082 | 9.6389 |  |  |  | 0.98692 | 1.9738 | 0.32897
2 | 2027 | 2027-02-20 | 0.31935 | 1.9822 | 3.1935 | 19.8218 | 19 | 15.8218 | 35.0008 | 9.3569 |  |  |  | 0.95805 | 1.9161 | 0.31935
2 | 2027 | 2027-02-21 | 0.31906 | 1.9797 | 3.1906 | 19.7965 | 19 | 15.8072 | 34.9687 | 9.3484 |  |  |  | 0.95717 | 1.9143 | 0.31906
2 | 2027 | 2027-02-22 | 0.3255 | 2.023 | 3.255 | 20.2296 | 18 | 16.1264 | 35.3312 | 9.5371 |  |  |  | 0.9765 | 1.953 | 0.3255
2 | 2027 | 2027-02-23 | 0.31932 | 1.9882 | 3.1932 | 19.8823 | 16 | 15.8203 | 34.0057 | 9.3561 |  |  |  | 0.95796 | 1.9159 | 0.31932
2 | 2027 | 2027-02-24 | 0.313 | 1.9514 | 3.13 | 19.5145 | 17 | 15.5071 | 33.6504 | 9.1709 |  |  |  | 0.939 | 1.878 | 0.313
2 | 2027 | 2027-02-25 | 0.31396 | 1.9547 | 3.1396 | 19.5474 | 16 | 15.5548 | 33.4349 | 9.1991 |  |  |  | 0.94188 | 1.8838 | 0.31396
2 | 2027 | 2027-02-26 | 0.30911 | 1.9285 | 3.0911 | 19.2854 | 16 | 15.3144 | 32.9182 | 9.0569 |  |  |  | 0.92732 | 1.8546 | 0.30911
2 | 2027 | 2027-02-27 | 0.29159 | 1.8176 | 2.9159 | 18.1759 | 15 | 14.4466 | 30.7623 | 8.5437 |  |  |  | 0.87478 | 1.7496 | 0.29159
2 | 2027 | 2027-02-28 | 0.29038 | 1.8097 | 2.9038 | 18.097 | 14 | 14.3866 | 30.3504 | 8.5082 |  |  |  | 0.87115 | 1.7423 | 0.29038
3 | 2027 | 2027-03-01 | 0.30147 | 1.947 | 3.0147 | 19.4696 | 14 | 14.9361 | 31.5098 | 8.8332 |  |  |  | 0.90442 | 1.8088 | 0.30147
3 | 2027 | 2027-03-02 | 0.29901 | 1.9319 | 2.9901 | 19.3189 | 13 | 14.8141 | 30.9653 | 8.7611 |  |  |  | 0.89704 | 1.7941 | 0.29901
3 | 2027 | 2027-03-03 | 0.29696 | 1.9194 | 2.9696 | 19.1939 | 15 | 14.7126 | 31.3288 | 8.701 |  |  |  | 0.89089 | 1.7818 | 0.29696
3 | 2027 | 2027-03-04 | 0.29295 | 1.8946 | 2.9295 | 18.9461 | 13 | 14.5138 | 30.3376 | 8.5835 |  |  |  | 0.87885 | 1.7577 | 0.29295
3 | 2027 | 2027-03-05 | 0.28558 | 1.8479 | 2.8558 | 18.4785 | 13 | 14.1486 | 29.5741 | 8.3674 |  |  |  | 0.85673 | 1.7135 | 0.28558
3 | 2027 | 2027-03-06 | 0.2798 | 1.8082 | 2.798 | 18.0817 | 13 | 13.8622 | 28.9754 | 8.1981 |  |  |  | 0.83939 | 1.6788 | 0.2798
3 | 2027 | 2027-03-07 | 0.27785 | 1.7965 | 2.7785 | 17.9648 | 13 | 13.7656 | 28.7735 | 8.1409 |  |  |  | 0.83354 | 1.6671 | 0.27785
3 | 2027 | 2027-03-08 | 0.28087 | 1.82 | 2.8087 | 18.2003 | 13 | 13.9155 | 29.0869 | 8.2296 |  |  |  | 0.84262 | 1.6852 | 0.28087
3 | 2027 | 2027-03-09 | 0.279 | 1.8086 | 2.79 | 18.0857 | 13 | 13.8225 | 28.8926 | 8.1746 |  |  |  | 0.83699 | 1.674 | 0.279
3 | 2027 | 2027-03-10 | 0.27525 | 1.7851 | 2.7525 | 17.8506 | 13 | 13.6369 | 28.5047 | 8.0649 |  |  |  | 0.82575 | 1.6515 | 0.27525
3 | 2027 | 2027-03-11 | 0.26721 | 1.7341 | 2.6721 | 17.3415 | 11 | 29.8713 | 27.3677 | 7.8292 |  |  |  | 2.1377 | 0.26721 | 0.26721
3 | 2027 | 2027-03-12 | 0.26159 | 1.6986 | 2.6159 | 16.9861 | 10 | 29.2431 | 26.6458 | 7.6645 |  |  |  | 2.0927 | 0.26159 | 0.26159
3 | 2027 | 2027-03-13 | 0.25217 | 1.6353 | 2.5217 | 16.3533 | 10 | 28.1902 | 25.6865 | 7.3886 |  |  |  | 2.0174 | 0.25217 | 0.25217
3 | 2027 | 2027-03-14 | 0.24735 | 1.6048 | 2.4735 | 16.0482 | 10 | 27.6515 | 25.1956 | 7.2474 |  |  |  | 1.9788 | 0.24735 | 0.24735
3 | 2027 | 2027-03-15 | 0.25148 | 1.6352 | 2.5148 | 16.3524 | 11 | 28.1129 | 25.7566 | 7.3683 |  |  |  | 2.0118 | 0.25148 | 0.25148
3 | 2027 | 2027-03-16 | 0.24794 | 1.6131 | 2.4794 | 16.1306 | 10 | 27.7177 | 25.2559 | 7.2647 |  |  |  | 1.9835 | 0.24794 | 0.24794
3 | 2027 | 2027-03-17 | 0.2434 | 1.5844 | 2.434 | 15.844 | 10 | 27.2103 | 24.7936 | 7.1317 |  |  |  | 1.9472 | 0.2434 | 0.2434
3 | 2027 | 2027-03-18 | 0.24082 | 1.5683 | 2.4082 | 15.6828 | 11 | 26.9216 | 24.6652 | 7.0561 |  |  |  | 1.9266 | 0.24082 | 0.24082
3 | 2027 | 2027-03-19 | 0.24129 | 1.5718 | 2.4129 | 15.7184 | 11 | 26.9744 | 24.7137 | 7.0699 |  |  |  | 1.9304 | 0.24129 | 0.24129
3 | 2027 | 2027-03-20 | 0.22938 | 1.4922 | 2.2938 | 14.9223 | 11 | 25.6426 | 23.4934 | 6.7208 |  |  |  | 1.835 | 0.22938 | 0.22938
3 | 2027 | 2027-03-21 | 0.23205 | 1.5099 | 2.3205 | 15.0991 | 13 | 11.4967 | 24.031 | 6.7991 |  |  |  | 0.69616 | 1.3923 | 0.23205
3 | 2027 | 2027-03-22 | 0.23861 | 1.5558 | 2.3861 | 15.5577 | 12 | 11.8217 | 24.574 | 6.9914 |  |  |  | 0.71584 | 1.4317 | 0.23861
3 | 2027 | 2027-03-23 | 0.23838 | 1.5545 | 2.3838 | 15.5452 | 11 | 26.6482 | 24.4148 | 6.9844 |  |  |  | 1.907 | 0.23838 | 0.23838
3 | 2027 | 2027-03-24 | 0.23542 | 1.5359 | 2.3542 | 15.3585 | 12 | 11.6638 | 24.2456 | 6.8979 |  |  |  | 0.70627 | 1.4125 | 0.23542
3 | 2027 | 2027-03-25 | 0.22518 | 1.4704 | 2.2518 | 14.7035 | 10 | 25.1727 | 22.937 | 6.5977 |  |  |  | 1.8014 | 0.22518 | 0.22518
3 | 2027 | 2027-03-26 | 0.21823 | 1.426 | 2.1823 | 14.2596 | 10 | 24.3959 | 22.2292 | 6.3941 |  |  |  | 1.7458 | 0.21823 | 0.21823
3 | 2027 | 2027-03-27 | 0.20654 | 1.3476 | 2.0654 | 13.4756 | 8 | 23.0888 | 20.8108 | 6.0515 |  |  |  | 1.6523 | 0.20654 | 0.20654
3 | 2027 | 2027-03-28 | 0.19487 | 1.2726 | 1.9487 | 12.7263 | 7 | 21.7851 | 19.5302 | 5.7098 |  |  |  | 1.559 | 0.19487 | 0.19487
3 | 2027 | 2027-03-29 | 0.19852 | 1.2997 | 1.9852 | 12.9969 | 8 | 22.1929 | 20.0033 | 5.8167 |  |  |  | 1.5882 | 0.19852 | 0.19852
3 | 2027 | 2027-03-30 | 0.20335 | 1.3309 | 2.0335 | 13.3089 | 9 | 22.7325 | 20.601 | 5.9581 |  |  |  | 1.6268 | 0.20335 | 0.20335
3 | 2027 | 2027-03-31 | 0.20995 | 1.3735 | 2.0995 | 13.7354 | 10 | 23.4708 | 21.3862 | 6.1516 |  |  |  | 1.6796 | 0.20995 | 0.20995
4 | 2027 | 2027-04-01 | 0.19743 | 1.2563 | 1.9743 | 12.5632 | 11 | 22.0714 | 20.2215 | 5.7848 |  |  |  | 1.5795 | 0.19743 | 0.19743
4 | 2027 | 2027-04-02 | 0.19471 | 1.2388 | 1.9471 | 12.3879 | 11 | 21.7665 | 19.9422 | 5.7049 |  |  |  | 1.5577 | 0.19471 | 0.19471
4 | 2027 | 2027-04-03 | 0.1908 | 1.2058 | 1.908 | 12.0585 | 11 | 21.3297 | 19.542 | 5.5904 |  |  |  | 1.5264 | 0.1908 | 0.1908
4 | 2027 | 2027-04-04 | 0.18448 | 1.1681 | 1.8448 | 11.6812 | 10 | 20.6232 | 18.7916 | 5.4053 |  |  |  | 1.4758 | 0.18448 | 0.18448
4 | 2027 | 2027-04-05 | 0.18235 | 1.1628 | 1.8235 | 11.6281 | 9 | 20.3848 | 18.4734 | 5.3428 |  |  |  | 1.4588 | 0.18235 | 0.18235
4 | 2027 | 2027-04-06 | 0.17153 | 1.0992 | 1.7153 | 10.9917 | 9 | 19.1758 | 17.3777 | 5.0259 |  |  |  | 1.3723 | 0.17153 | 0.17153
4 | 2027 | 2027-04-07 | 0.16786 | 1.0773 | 1.6786 | 10.7728 | 7 | 18.7654 | 16.8231 | 4.9184 |  |  |  | 1.3429 | 0.16786 | 0.16786
4 | 2027 | 2027-04-08 | 0.16645 | 1.0674 | 1.6645 | 10.6736 | 8 | 18.6079 | 16.772 | 4.8771 |  |  |  | 1.3316 | 0.16645 | 0.16645
4 | 2027 | 2027-04-09 | 0.16329 | 1.0476 | 1.6329 | 10.4765 | 7 | 18.2546 | 16.3652 | 4.7845 |  |  |  | 1.3063 | 0.16329 | 0.16329
4 | 2027 | 2027-04-10 | 0.15231 | 0.97504 | 1.5231 | 9.7504 | 7 | 17.0268 | 15.2644 | 4.4627 |  |  |  | 1.2185 | 0.15231 | 0.15231
4 | 2027 | 2027-04-11 | 0.1455 | 0.93436 | 1.455 | 9.3436 | 6 | 16.266 | 14.5044 | 4.2633 |  |  |  | 1.164 | 0.1455 | 0.1455
4 | 2027 | 2027-04-12 | 0.14686 | 0.94845 | 1.4686 | 9.4845 | 6 | 16.4173 | 14.6393 | 4.3029 |  |  |  | 1.1749 | 0.14686 | 0.14686
4 | 2027 | 2027-04-13 | 0.14553 | 0.94031 | 1.4553 | 9.4031 | 6 | 16.2687 | 14.5068 | 4.264 |  |  |  | 1.1642 | 0.14553 | 0.14553
4 | 2027 | 2027-04-14 | 0.14617 | 0.9426 | 1.4617 | 9.426 | 7 | 16.3403 | 14.649 | 4.2827 |  |  |  | 1.1693 | 0.14617 | 0.14617
4 | 2027 | 2027-04-15 | 0.15103 | 0.96803 | 1.5103 | 9.6803 | 7 | 16.8834 | 15.1359 | 4.4251 |  |  |  | 1.2082 | 0.15103 | 0.15103
4 | 2027 | 2027-04-16 | 0.14745 | 0.94674 | 1.4745 | 9.4674 | 7 | 16.4833 | 14.7772 | 4.3202 |  |  |  | 1.1796 | 0.14745 | 0.14745
4 | 2027 | 2027-04-17 | 0.12948 | 0.83389 | 1.2948 | 8.3389 | 6 | 14.4746 | 12.907 | 3.7937 |  |  |  | 1.0358 | 0.12948 | 0.12948
4 | 2027 | 2027-04-18 | 0.12886 | 0.82891 | 1.2886 | 8.2891 | 6 | 14.4055 | 12.8454 | 3.7756 |  |  |  | 1.0309 | 0.12886 | 0.12886
4 | 2027 | 2027-04-19 | 0.13671 | 0.88123 | 1.3671 | 8.8123 | 6 | 15.283 | 13.6279 | 4.0056 |  |  |  | 1.0937 | 0.13671 | 0.13671
4 | 2027 | 2027-04-20 | 0.12675 | 0.82299 | 1.2675 | 8.2299 | 4 | 14.1697 | 12.5015 | 3.7138 |  |  |  | 1.014 | 0.12675 | 0.12675
4 | 2027 | 2027-04-21 | 0.12947 | 0.83776 | 1.2947 | 8.3776 | 5 | 14.4738 | 12.8377 | 3.7935 |  |  |  | 1.0358 | 0.12947 | 0.12947
4 | 2027 | 2027-04-22 | 0.12824 | 0.8295 | 1.2824 | 8.295 | 6 | 14.3359 | 12.7834 | 3.7574 |  |  |  | 1.0259 | 0.12824 | 0.12824
4 | 2027 | 2027-04-23 | 0.12162 | 0.7906 | 1.2162 | 7.906 | 5 | 13.596 | 12.0591 | 3.5635 |  |  |  | 0.97296 | 0.12162 | 0.12162
4 | 2027 | 2027-04-24 | 0.10434 | 0.68169 | 1.0434 | 6.8169 | 4 | 11.6645 | 10.2913 | 3.0572 |  |  |  | 0.83474 | 0.10434 | 0.10434
4 | 2027 | 2027-04-25 | 0.098602 | 0.64795 | 0.98602 | 6.4795 | 3 | 11.0228 | 9.6739 | 2.889 |  |  |  | 0.78882 | 0.098602 | 0.098602
4 | 2027 | 2027-04-26 | 0.1083 | 0.71124 | 1.083 | 7.1124 | 3 | 12.1071 | 10.6256 | 3.1732 |  |  |  | 0.86641 | 0.1083 | 0.1083
4 | 2027 | 2027-04-27 | 0.10743 | 0.70594 | 1.0743 | 7.0594 | 4 | 12.0095 | 10.5956 | 3.1477 |  |  |  | 0.85943 | 0.10743 | 0.10743
4 | 2027 | 2027-04-28 | 0.10551 | 0.69357 | 1.0551 | 6.9357 | 4 | 11.7952 | 10.4066 | 3.0915 |  |  |  | 0.84409 | 0.10551 | 0.10551
4 | 2027 | 2027-04-29 | 0.10379 | 0.68384 | 1.0379 | 6.8384 | 5 | 11.603 | 10.2914 | 3.0411 |  |  |  | 0.83034 | 0.10379 | 0.10379
4 | 2027 | 2027-04-30 | 0.10534 | 0.69168 | 1.0534 | 6.9168 | 4 | 11.7765 | 10.39 | 3.0866 |  |  |  | 0.84275 | 0.10534 | 0.10534
5 | 2027 | 2027-05-01 | 0.079157 | 0.54126 | 0.79157 | 5.4126 | 4 | 8.8491 | 7.8073 | 2.3193 |  |  |  | 0.63326 | 0.079157 | 0.079157
5 | 2027 | 2027-05-02 | 0.077397 | 0.53044 | 0.77397 | 5.3044 | 4 | 8.6522 | 7.6336 | 2.2677 |  |  |  | 0.61917 | 0.077397 | 0.077397
5 | 2027 | 2027-05-03 | 0.083385 | 0.5733 | 0.83385 | 5.733 | 3 | 9.3217 | 8.181 | 2.4432 |  |  |  | 0.66708 | 0.083385 | 0.083385
5 | 2027 | 2027-05-04 | 0.08101 | 0.55493 | 0.8101 | 5.5493 | 3 | 9.0562 | 7.9479 | 2.3736 |  |  |  | 0.64808 | 0.08101 | 0.08101
5 | 2027 | 2027-05-05 | 0.079536 | 0.54538 | 0.79536 | 5.4538 | 3 | 8.8914 | 7.8034 | 2.3304 |  |  |  | 0.63629 | 0.079536 | 0.079536
5 | 2027 | 2027-05-06 | 0.077708 | 0.53508 | 0.77708 | 5.3508 | 2 | 8.6871 | 7.5841 | 2.2768 |  |  |  | 0.62167 | 0.077708 | 0.077708
5 | 2027 | 2027-05-07 | 0.075365 | 0.52123 | 0.75365 | 5.2123 | 3 | 8.4251 | 7.3941 | 2.2082 |  |  |  | 0.60292 | 0.075365 | 0.075365
5 | 2027 | 2027-05-08 | 0.067248 | 0.46651 | 0.67248 | 4.6651 | 3 | 7.5177 | 6.5978 | 1.9704 |  |  |  | 0.53799 | 0.067248 | 0.067248
5 | 2027 | 2027-05-09 | 0.067482 | 0.46871 | 0.67482 | 4.6871 | 4 | 7.5438 | 6.6557 | 1.9772 |  |  |  | 0.53985 | 0.067482 | 0.067482
5 | 2027 | 2027-05-10 | 0.072797 | 0.50833 | 0.72797 | 5.0833 | 3 | 8.138 | 7.1422 | 2.1329 |  |  |  | 0.58237 | 0.072797 | 0.072797
5 | 2027 | 2027-05-11 | 0.071066 | 0.49661 | 0.71066 | 4.9661 | 3 | 7.9445 | 6.9723 | 2.0822 |  |  |  | 0.56852 | 0.071066 | 0.071066
5 | 2027 | 2027-05-12 | 0.069235 | 0.48614 | 0.69235 | 4.8614 | 3 | 7.7398 | 6.7927 | 2.0286 |  |  |  | 0.55388 | 0.069235 | 0.069235
5 | 2027 | 2027-05-13 | 0.069124 | 0.48795 | 0.69124 | 4.8795 | 3 | 7.7274 | 6.7818 | 2.0253 |  |  |  | 0.55299 | 0.069124 | 0.069124
5 | 2027 | 2027-05-14 | 0.066483 | 0.47063 | 0.66483 | 4.7063 | 3 | 7.4322 | 6.5227 | 1.9479 |  |  |  | 0.53186 | 0.066483 | 0.066483
5 | 2027 | 2027-05-15 | 0.05764 | 0.4096 | 0.5764 | 4.096 | 2 | 6.4436 | 5.6255 | 1.6889 |  |  |  | 0.46112 | 0.05764 | 0.05764
5 | 2027 | 2027-05-16 | 0.057595 | 0.40921 | 0.57595 | 4.0921 | 2 | 6.4386 | 5.6211 | 1.6875 |  |  |  | 0.46076 | 0.057595 | 0.057595
5 | 2027 | 2027-05-17 | 0.065161 | 0.46347 | 0.65161 | 4.6347 | 2 | 7.2844 | 6.3595 | 1.9092 |  |  |  | 0.52129 | 0.065161 | 0.065161
5 | 2027 | 2027-05-18 | 0.062503 | 0.44609 | 0.62503 | 4.4609 | 2 | 6.9873 | 6.1002 | 1.8314 |  |  |  | 0.50003 | 0.062503 | 0.062503
5 | 2027 | 2027-05-19 | 0.060521 | 0.43402 | 0.60521 | 4.3402 | 1 | 6.7656 | 5.8759 | 1.7733 |  |  |  | 0.48416 | 0.060521 | 0.060521
5 | 2027 | 2027-05-20 | 0.060392 | 0.43567 | 0.60392 | 4.3567 | 1 | 6.7513 | 5.8634 | 1.7695 |  |  |  | 0.48314 | 0.060392 | 0.060392
5 | 2027 | 2027-05-21 | 0.059325 | 0.42853 | 0.59325 | 4.2853 | 1 | 6.632 | 5.7599 | 1.7382 |  |  |  | 0.4746 | 0.059325 | 0.059325
5 | 2027 | 2027-05-22 | 0.05096 | 0.37086 | 0.5096 | 3.7086 | 1 | 5.6968 | 4.9477 | 1.4931 |  |  |  | 0.40768 | 0.05096 | 0.05096
5 | 2027 | 2027-05-23 | 0.051984 | 0.38229 | 0.51984 | 3.8229 | 1 | 5.8113 | 5.047 | 1.5231 |  |  |  | 0.41587 | 0.051984 | 0.051984
5 | 2027 | 2027-05-24 | 0.056329 | 0.41228 | 0.56329 | 4.1228 | 1 | 6.2971 | 5.4689 | 1.6504 |  |  |  | 0.45063 | 0.056329 | 0.056329
5 | 2027 | 2027-05-25 | 0.055711 | 0.41006 | 0.55711 | 4.1006 | 2 | 6.2279 | 5.4372 | 1.6323 |  |  |  | 0.44569 | 0.055711 | 0.055711
5 | 2027 | 2027-05-26 | 0.056032 | 0.41316 | 0.56032 | 4.1316 | 2 | 6.2639 | 5.4686 | 1.6417 |  |  |  | 0.44826 | 0.056032 | 0.056032
5 | 2027 | 2027-05-27 | 0.053898 | 0.4011 | 0.53898 | 4.011 | 1 | 6.0253 | 5.233 | 1.5792 |  |  |  | 0.43119 | 0.053898 | 0.053898
5 | 2027 | 2027-05-28 | 0.053377 | 0.39876 | 0.53377 | 3.9876 | 1 | 5.9671 | 5.1824 | 1.5639 |  |  |  | 0.42702 | 0.053377 | 0.053377
5 | 2027 | 2027-05-29 | 0.045191 | 0.34373 | 0.45191 | 3.4373 | 1 | 5.0519 | 4.3875 | 1.3241 |  |  |  | 0.36153 | 0.045191 | 0.045191
5 | 2027 | 2027-05-30 | 0.043791 | 0.33697 | 0.43791 | 3.3697 | 1 | 4.8954 | 4.2516 | 1.2831 |  |  |  | 0.35033 | 0.043791 | 0.043791
5 | 2027 | 2027-05-31 | 0.051627 | 0.39169 | 0.51627 | 3.9169 | 1 | 5.7714 | 5.0124 | 1.5127 |  |  |  | 0.41301 | 0.051627 | 0.051627
6 | 2027 | 2027-06-01 | 0.048099 | 0.37769 | 0.48099 | 3.7769 | 0 | 5.3771 | 0 | 1.4093 |  |  |  | 0.38479 | 0.048099 | 0.048099
6 | 2027 | 2027-06-02 | 0.047961 | 0.3786 | 0.47961 | 3.786 | 1 | 5.3616 | 4.6565 | 1.4053 |  |  |  | 0.38369 | 0.047961 | 0.047961
6 | 2027 | 2027-06-03 | 0.047335 | 0.37512 | 0.47335 | 3.7512 | 1 | 5.2916 | 4.5957 | 1.3869 |  |  |  | 0.37868 | 0.047335 | 0.047335
6 | 2027 | 2027-06-04 | 0.047076 | 0.3751 | 0.47076 | 3.751 | 0 | 5.2626 | 0 | 1.3793 |  |  |  | 0.37661 | 0.047076 | 0.047076
6 | 2027 | 2027-06-05 | 0.03918 | 0.3219 | 0.3918 | 3.219 | 0 | 4.38 | 0 | 1.148 |  |  |  | 0.31344 | 0.03918 | 0.03918
6 | 2027 | 2027-06-06 | 0.038857 | 0.32073 | 0.38857 | 3.2073 | 0 | 4.3438 | 0 | 1.1385 |  |  |  | 0.31085 | 0.038857 | 0.038857
6 | 2027 | 2027-06-07 | 0.046466 | 0.37502 | 0.46466 | 3.7502 | 0 | 5.1945 | 0 | 1.3615 |  |  |  | 0.37173 | 0.046466 | 0.046466
6 | 2027 | 2027-06-08 | 0.046051 | 0.37291 | 0.46051 | 3.7291 | 1 | 5.148 | 4.471 | 1.3493 |  |  |  | 0.3684 | 0.046051 | 0.046051
6 | 2027 | 2027-06-09 | 0.046102 | 0.37496 | 0.46102 | 3.7496 | 0 | 5.1538 | 0 | 1.3508 |  |  |  | 0.36881 | 0.046102 | 0.046102
6 | 2027 | 2027-06-10 | 0.045939 | 0.37521 | 0.45939 | 3.7521 | 0 | 5.1356 | 0 | 1.346 |  |  |  | 0.36751 | 0.045939 | 0.045939
6 | 2027 | 2027-06-11 | 0.045786 | 0.3755 | 0.45786 | 3.755 | 0 | 5.1185 | 0 | 1.3415 |  |  |  | 0.36629 | 0.045786 | 0.045786
6 | 2027 | 2027-06-12 | 0.03823 | 0.32492 | 0.3823 | 3.2492 | 0 | 4.2738 | 0 | 1.1201 |  |  |  | 0.30584 | 0.03823 | 0.03823
6 | 2027 | 2027-06-13 | 0.038181 | 0.32546 | 0.38181 | 3.2546 | 1 | 4.2683 | 3.707 | 1.1187 |  |  |  | 0.30545 | 0.038181 | 0.038181
6 | 2027 | 2027-06-14 | 0.045568 | 0.37766 | 0.45568 | 3.7766 | 1 | 5.0941 | 4.4242 | 1.3351 |  |  |  | 0.36454 | 0.045568 | 0.045568
6 | 2027 | 2027-06-15 | 0.045574 | 0.37913 | 0.45574 | 3.7913 | 0 | 5.0948 | 0 | 1.3353 |  |  |  | 0.36459 | 0.045574 | 0.045574
6 | 2027 | 2027-06-16 | 0.04579 | 0.38166 | 0.4579 | 3.8166 | 0 | 5.1189 | 0 | 1.3416 |  |  |  | 0.36632 | 0.04579 | 0.04579
6 | 2027 | 2027-06-17 | 0.045923 | 0.38438 | 0.45923 | 3.8438 | 0 | 5.1338 | 0 | 1.3456 |  |  |  | 0.36739 | 0.045923 | 0.045923
6 | 2027 | 2027-06-18 | 0.045895 | 0.38547 | 0.45895 | 3.8547 | 0 | 5.1307 | 0 | 1.3447 |  |  |  | 0.36716 | 0.045895 | 0.045895
6 | 2027 | 2027-06-19 | 0.038494 | 0.33589 | 0.38494 | 3.3589 | 0 | 4.3033 | 0 | 1.1279 |  |  |  | 0.30795 | 0.038494 | 0.038494
6 | 2027 | 2027-06-20 | 0.03843 | 0.33601 | 0.3843 | 3.3601 | 0 | 4.2961 | 0 | 1.126 |  |  |  | 0.30744 | 0.03843 | 0.03843
6 | 2027 | 2027-06-21 | 0.045992 | 0.38935 | 0.45992 | 3.8935 | 0 | 5.1414 | 0 | 1.3476 |  |  |  | 0.36793 | 0.045992 | 0.045992
6 | 2027 | 2027-06-22 | 0.045969 | 0.38946 | 0.45969 | 3.8946 | 1 | 5.1389 | 4.4631 | 1.3469 |  |  |  | 0.36775 | 0.045969 | 0.045969
6 | 2027 | 2027-06-23 | 0.046317 | 0.39323 | 0.46317 | 3.9323 | 0 | 5.1778 | 0 | 1.3571 |  |  |  | 0.37053 | 0.046317 | 0.046317
6 | 2027 | 2027-06-24 | 0.046121 | 0.392 | 0.46121 | 3.92 | 0 | 5.1559 | 0 | 1.3513 |  |  |  | 0.36897 | 0.046121 | 0.046121
6 | 2027 | 2027-06-25 | 0.045805 | 0.38922 | 0.45805 | 3.8922 | 0 | 5.1206 | 0 | 1.3421 |  |  |  | 0.36644 | 0.045805 | 0.045805
6 | 2027 | 2027-06-26 | 0.038275 | 0.33817 | 0.38275 | 3.3817 | 0 | 4.2788 | 0 | 1.1215 |  |  |  | 0.3062 | 0.038275 | 0.038275
6 | 2027 | 2027-06-27 | 0.038606 | 0.34142 | 0.38606 | 3.4142 | 0 | 4.3158 | 0 | 1.1311 |  |  |  | 0.30885 | 0.038606 | 0.038606
6 | 2027 | 2027-06-28 | 0.046212 | 0.39412 | 0.46212 | 3.9412 | 0 | 5.166 | 0 | 1.354 |  |  |  | 0.36969 | 0.046212 | 0.046212
6 | 2027 | 2027-06-29 | 0.046332 | 0.39596 | 0.46332 | 3.9596 | 0 | 5.1794 | 0 | 1.3575 |  |  |  | 0.37065 | 0.046332 | 0.046332
6 | 2027 | 2027-06-30 | 0.046448 | 0.39773 | 0.46448 | 3.9773 | 0 | 5.1925 | 0 | 1.3609 |  |  |  | 0.37158 | 0.046448 | 0.046448
7 | 2027 | 2027-07-01 | 0.047291 | 0.42734 | 0.47291 | 4.2734 | 0 | 5.2867 | 0 | 1.3856 |  |  |  | 0.37833 | 0.047291 | 0.047291
7 | 2027 | 2027-07-02 | 0.04763 | 0.43379 | 0.4763 | 4.3379 | 0 | 5.3246 | 0 | 1.3956 |  |  |  | 0.38104 | 0.04763 | 0.04763
7 | 2027 | 2027-07-03 | 0.040417 | 0.38788 | 0.40417 | 3.8788 | 0 | 4.5182 | 0 | 1.1842 |  |  |  | 0.32333 | 0.040417 | 0.040417
7 | 2027 | 2027-07-04 | 0.03998 | 0.3783 | 0.3998 | 3.783 | 0 | 4.4694 | 0 | 1.1714 |  |  |  | 0.31984 | 0.03998 | 0.03998
7 | 2027 | 2027-07-05 | 0.047606 | 0.43185 | 0.47606 | 4.3185 | 0 | 5.322 | 0 | 1.3949 |  |  |  | 0.38085 | 0.047606 | 0.047606
7 | 2027 | 2027-07-06 | 0.04753 | 0.42997 | 0.4753 | 4.2997 | 0 | 5.3135 | 0 | 1.3926 |  |  |  | 0.38024 | 0.04753 | 0.04753
7 | 2027 | 2027-07-07 | 0.047648 | 0.43223 | 0.47648 | 4.3223 | 0 | 5.3266 | 0 | 1.3961 |  |  |  | 0.38118 | 0.047648 | 0.047648
7 | 2027 | 2027-07-08 | 0.047577 | 0.43071 | 0.47577 | 4.3071 | 0 | 5.3187 | 0 | 1.394 |  |  |  | 0.38062 | 0.047577 | 0.047577
7 | 2027 | 2027-07-09 | 0.047698 | 0.43332 | 0.47698 | 4.3332 | 0 | 5.3322 | 0 | 1.3975 |  |  |  | 0.38158 | 0.047698 | 0.047698
7 | 2027 | 2027-07-10 | 0.040522 | 0.38902 | 0.40522 | 3.8902 | 0 | 4.53 | 0 | 1.1873 |  |  |  | 0.32418 | 0.040522 | 0.040522
7 | 2027 | 2027-07-11 | 0.039999 | 0.37857 | 0.39999 | 3.7857 | 0 | 4.4716 | 0 | 1.172 |  |  |  | 0.31999 | 0.039999 | 0.039999
7 | 2027 | 2027-07-12 | 0.047288 | 0.42611 | 0.47288 | 4.2611 | 0 | 5.2864 | 0 | 1.3855 |  |  |  | 0.3783 | 0.047288 | 0.047288
7 | 2027 | 2027-07-13 | 0.047446 | 0.43022 | 0.47446 | 4.3022 | 0 | 5.304 | 0 | 1.3902 |  |  |  | 0.37957 | 0.047446 | 0.047446
7 | 2027 | 2027-07-14 | 0.047313 | 0.42848 | 0.47313 | 4.2848 | 0 | 5.2892 | 0 | 1.3863 |  |  |  | 0.3785 | 0.047313 | 0.047313
7 | 2027 | 2027-07-15 | 0.047455 | 0.43268 | 0.47455 | 4.3268 | 0 | 5.305 | 0 | 1.3904 |  |  |  | 0.37964 | 0.047455 | 0.047455
7 | 2027 | 2027-07-16 | 0.047374 | 0.43247 | 0.47374 | 4.3247 | 0 | 5.2959 | 0 | 1.388 |  |  |  | 0.37899 | 0.047374 | 0.047374
7 | 2027 | 2027-07-17 | 0.039845 | 0.38228 | 0.39845 | 3.8228 | 0 | 4.4543 | 0 | 1.1675 |  |  |  | 0.31876 | 0.039845 | 0.039845
7 | 2027 | 2027-07-18 | 0.039668 | 0.38055 | 0.39668 | 3.8055 | 0 | 4.4346 | 0 | 1.1623 |  |  |  | 0.31735 | 0.039668 | 0.039668
7 | 2027 | 2027-07-19 | 0.046901 | 0.4285 | 0.46901 | 4.285 | 0 | 5.2431 | 0 | 1.3742 |  |  |  | 0.37521 | 0.046901 | 0.046901
7 | 2027 | 2027-07-20 | 0.046627 | 0.42526 | 0.46627 | 4.2526 | 0 | 5.2125 | 0 | 1.3662 |  |  |  | 0.37302 | 0.046627 | 0.046627
7 | 2027 | 2027-07-21 | 0.046305 | 0.42126 | 0.46305 | 4.2126 | 0 | 5.1765 | 0 | 1.3567 |  |  |  | 0.37044 | 0.046305 | 0.046305
7 | 2027 | 2027-07-22 | 0.046197 | 0.422 | 0.46197 | 4.22 | 0 | 5.1644 | 0 | 1.3536 |  |  |  | 0.36958 | 0.046197 | 0.046197
7 | 2027 | 2027-07-23 | 0.045807 | 0.41712 | 0.45807 | 4.1712 | 0 | 5.1208 | 0 | 1.3421 |  |  |  | 0.36645 | 0.045807 | 0.045807
7 | 2027 | 2027-07-24 | 0.038056 | 0.36409 | 0.38056 | 3.6409 | 0 | 4.2543 | 0 | 1.1151 |  |  |  | 0.30445 | 0.038056 | 0.038056
7 | 2027 | 2027-07-25 | 0.037774 | 0.36199 | 0.37774 | 3.6199 | 0 | 4.2228 | 0 | 1.1068 |  |  |  | 0.30219 | 0.037774 | 0.037774
7 | 2027 | 2027-07-26 | 0.045077 | 0.41325 | 0.45077 | 4.1325 | 0 | 5.0392 | 0 | 1.3208 |  |  |  | 0.36062 | 0.045077 | 0.045077
7 | 2027 | 2027-07-27 | 0.044962 | 0.41516 | 0.44962 | 4.1516 | 0 | 5.0264 | 0 | 1.3174 |  |  |  | 0.3597 | 0.044962 | 0.044962
7 | 2027 | 2027-07-28 | 0.044128 | 0.40235 | 0.44128 | 4.0235 | 0 | 4.9331 | 0 | 1.2929 |  |  |  | 0.35302 | 0.044128 | 0.044128
7 | 2027 | 2027-07-29 | 0.043919 | 0.40282 | 0.43919 | 4.0282 | 0 | 4.9098 | 0 | 1.2868 |  |  |  | 0.35136 | 0.043919 | 0.043919
7 | 2027 | 2027-07-30 | 0.043577 | 0.40077 | 0.43577 | 4.0077 | 0 | 4.8715 | 0 | 1.2768 |  |  |  | 0.34862 | 0.043577 | 0.043577
7 | 2027 | 2027-07-31 | 0.035644 | 0.34574 | 0.35644 | 3.4574 | 0 | 3.9847 | 0 | 1.0444 |  |  |  | 0.28516 | 0.035644 | 0.035644
8 | 2027 | 2027-08-01 | 0.022752 | 0.19367 | 0.22752 | 1.9367 | 0 | 2.5435 | 0 | 0.66664 |  |  |  | 0.18202 | 0.022752 | 0.022752
8 | 2027 | 2027-08-02 | 0.028706 | 0.23023 | 0.28706 | 2.3023 | 0 | 3.2091 | 0 | 0.84109 |  |  |  | 0.22965 | 0.028706 | 0.028706
8 | 2027 | 2027-08-03 | 0.030566 | 0.25161 | 0.30566 | 2.5161 | 0 | 3.417 | 0 | 0.8956 |  |  |  | 0.24453 | 0.030566 | 0.030566
8 | 2027 | 2027-08-04 | 0.02936 | 0.24046 | 0.2936 | 2.4046 | 0 | 3.2822 | 0 | 0.86025 |  |  |  | 0.23488 | 0.02936 | 0.02936
8 | 2027 | 2027-08-05 | 0.028142 | 0.22926 | 0.28142 | 2.2926 | 0 | 3.146 | 0 | 0.82456 |  |  |  | 0.22514 | 0.028142 | 0.028142
8 | 2027 | 2027-08-06 | 0.027869 | 0.22818 | 0.27869 | 2.2818 | 0 | 3.1154 | 0 | 0.81655 |  |  |  | 0.22295 | 0.027869 | 0.027869
8 | 2027 | 2027-08-07 | 0.02007 | 0.17542 | 0.2007 | 1.7542 | 0 | 2.2436 | 0 | 0.58804 |  |  |  | 0.16056 | 0.02007 | 0.02007
8 | 2027 | 2027-08-08 | 0.019779 | 0.1743 | 0.19779 | 1.743 | 0 | 2.2112 | 0 | 0.57954 |  |  |  | 0.15824 | 0.019779 | 0.019779
8 | 2027 | 2027-08-09 | 0.026808 | 0.22281 | 0.26808 | 2.2281 | 0 | 2.9969 | 0 | 0.78549 |  |  |  | 0.21447 | 0.026808 | 0.026808
8 | 2027 | 2027-08-10 | 0.026698 | 0.22374 | 0.26698 | 2.2374 | 0 | 2.9846 | 0 | 0.78225 |  |  |  | 0.21358 | 0.026698 | 0.026698
8 | 2027 | 2027-08-11 | 0.026012 | 0.21861 | 0.26012 | 2.1861 | 0 | 2.9079 | 0 | 0.76214 |  |  |  | 0.20809 | 0.026012 | 0.026012
8 | 2027 | 2027-08-12 | 0.025896 | 0.21961 | 0.25896 | 2.1961 | 0 | 2.8949 | 0 | 0.75876 |  |  |  | 0.20717 | 0.025896 | 0.025896
8 | 2027 | 2027-08-13 | 0.025399 | 0.21659 | 0.25399 | 2.1659 | 0 | 2.8393 | 0 | 0.74418 |  |  |  | 0.20319 | 0.025399 | 0.025399
8 | 2027 | 2027-08-14 | 0.016432 | 0.15184 | 0.16432 | 1.5184 | 0 | 1.8369 | 0 | 0.48145 |  |  |  | 0.13145 | 0.016432 | 0.016432
8 | 2027 | 2027-08-15 | 0.01613 | 0.151 | 0.1613 | 1.51 | 0 | 1.8032 | 0 | 0.47261 |  |  |  | 0.12904 | 0.01613 | 0.01613
8 | 2027 | 2027-08-16 | 0.023731 | 0.20598 | 0.23731 | 2.0598 | 0 | 2.6529 | 0 | 0.69533 |  |  |  | 0.18985 | 0.023731 | 0.023731
8 | 2027 | 2027-08-17 | 0.023632 | 0.20737 | 0.23632 | 2.0737 | 0 | 2.6419 | 0 | 0.69242 |  |  |  | 0.18906 | 0.023632 | 0.023632
8 | 2027 | 2027-08-18 | 0.023733 | 0.21092 | 0.23733 | 2.1092 | 0 | 2.6531 | 0 | 0.69537 |  |  |  | 0.18986 | 0.023733 | 0.023733
8 | 2027 | 2027-08-19 | 0.020789 | 0.18212 | 0.20789 | 1.8212 | 0 | 2.3241 | 0 | 0.60913 |  |  |  | 0.16632 | 0.020789 | 0.020789
8 | 2027 | 2027-08-20 | 0.021868 | 0.19611 | 0.21868 | 1.9611 | 0 | 2.4446 | 0 | 0.64072 |  |  |  | 0.17494 | 0.021868 | 0.021868
8 | 2027 | 2027-08-21 | 0.011817 | 0.12003 | 0.11817 | 1.2003 | 0 | 1.321 | 0 | 0.34623 |  |  |  | 0.094535 | 0.011817 | 0.011817
8 | 2027 | 2027-08-22 | 0.014453 | 0.15061 | 0.14453 | 1.5061 | 0 | 1.6157 | 0 | 0.42348 |  |  |  | 0.11563 | 0.014453 | 0.014453
8 | 2027 | 2027-08-23 | 0.021379 | 0.19852 | 0.21379 | 1.9852 | 0 | 2.39 | 0 | 0.62641 |  |  |  | 0.17103 | 0.021379 | 0.021379
8 | 2027 | 2027-08-24 | 0.018137 | 0.16656 | 0.18137 | 1.6656 | 0 | 2.0275 | 0 | 0.53141 |  |  |  | 0.1451 | 0.018137 | 0.018137
8 | 2027 | 2027-08-25 | 0.020072 | 0.18964 | 0.20072 | 1.8964 | 0 | 2.2438 | 0 | 0.5881 |  |  |  | 0.16057 | 0.020072 | 0.020072
8 | 2027 | 2027-08-26 | 0.020313 | 0.19468 | 0.20313 | 1.9468 | 0 | 2.2708 | 0 | 0.59516 |  |  |  | 0.1625 | 0.020313 | 0.020313
8 | 2027 | 2027-08-27 | 0.019435 | 0.18779 | 0.19435 | 1.8779 | 0 | 2.1727 | 0 | 0.56946 |  |  |  | 0.15548 | 0.019435 | 0.019435
8 | 2027 | 2027-08-28 | 0.011452 | 0.13358 | 0.11452 | 1.3358 | 0 | 1.2803 | 0 | 0.33556 |  |  |  | 0.091619 | 0.011452 | 0.011452
8 | 2027 | 2027-08-29 | 0.0079624 | 0.098811 | 0.079624 | 0.98811 | 0 | 0.89013 | 0 | 0.2333 |  |  |  | 0.063699 | 0.0079624 | 0.0079624
8 | 2027 | 2027-08-30 | 0.018512 | 0.18502 | 0.18512 | 1.8502 | 0 | 2.0695 | 0 | 0.54241 |  |  |  | 0.1481 | 0.018512 | 0.018512
8 | 2027 | 2027-08-31 | 0.017763 | 0.17928 | 0.17763 | 1.7928 | 0 | 1.9857 | 0 | 0.52046 |  |  |  | 0.1421 | 0.017763 | 0.017763
9 | 2027 | 2027-09-01 | 0.033185 | 0.35346 | 0.33185 | 3.5346 | 0 | 3.7098 | 0 | 0.97232 |  |  |  | 0.26548 | 0.033185 | 0.033185
9 | 2027 | 2027-09-02 | 0.034114 | 0.36748 | 0.34114 | 3.6748 | 0 | 3.8137 | 0 | 0.99955 |  |  |  | 0.27291 | 0.034114 | 0.034114
9 | 2027 | 2027-09-03 | 0.034368 | 0.37266 | 0.34368 | 3.7266 | 0 | 3.8421 | 0 | 1.007 |  |  |  | 0.27495 | 0.034368 | 0.034368
9 | 2027 | 2027-09-04 | 0.025807 | 0.30967 | 0.25807 | 3.0967 | 0 | 2.885 | 0 | 0.75614 |  |  |  | 0.20645 | 0.025807 | 0.025807
9 | 2027 | 2027-09-05 | 0.025732 | 0.31045 | 0.25732 | 3.1045 | 0 | 2.8766 | 0 | 0.75395 |  |  |  | 0.20586 | 0.025732 | 0.025732
9 | 2027 | 2027-09-06 | 0.033415 | 0.36605 | 0.33415 | 3.6605 | 0 | 3.7355 | 0 | 0.97907 |  |  |  | 0.26732 | 0.033415 | 0.033415
9 | 2027 | 2027-09-07 | 0.033392 | 0.36684 | 0.33392 | 3.6684 | 0 | 3.7329 | 0 | 0.97837 |  |  |  | 0.26713 | 0.033392 | 0.033392
9 | 2027 | 2027-09-08 | 0.034493 | 0.38181 | 0.34493 | 3.8181 | 0 | 3.856 | 0 | 1.0106 |  |  |  | 0.27594 | 0.034493 | 0.034493
9 | 2027 | 2027-09-09 | 0.034781 | 0.38596 | 0.34781 | 3.8596 | 0 | 3.8882 | 0 | 1.0191 |  |  |  | 0.27825 | 0.034781 | 0.034781
9 | 2027 | 2027-09-10 | 0.035573 | 0.39663 | 0.35573 | 3.9663 | 0 | 3.9767 | 0 | 1.0423 |  |  |  | 0.28458 | 0.035573 | 0.035573
9 | 2027 | 2027-09-11 | 0.027725 | 0.34102 | 0.27725 | 3.4102 | 0 | 3.0994 | 0 | 0.81233 |  |  |  | 0.2218 | 0.027725 | 0.027725
9 | 2027 | 2027-09-12 | 0.027854 | 0.34283 | 0.27854 | 3.4283 | 0 | 3.1139 | 0 | 0.81614 |  |  |  | 0.22284 | 0.027854 | 0.027854
9 | 2027 | 2027-09-13 | 0.036186 | 0.40443 | 0.36186 | 4.0443 | 0 | 4.0452 | 0 | 1.0602 |  |  |  | 0.28949 | 0.036186 | 0.036186
9 | 2027 | 2027-09-14 | 0.036585 | 0.40917 | 0.36585 | 4.0917 | 0 | 4.0899 | 0 | 1.0719 |  |  |  | 0.29268 | 0.036585 | 0.036585
9 | 2027 | 2027-09-15 | 0.036567 | 0.40727 | 0.36567 | 4.0727 | 0 | 4.0878 | 0 | 1.0714 |  |  |  | 0.29253 | 0.036567 | 0.036567
9 | 2027 | 2027-09-16 | 0.036553 | 0.40531 | 0.36553 | 4.0531 | 0 | 4.0862 | 0 | 1.071 |  |  |  | 0.29242 | 0.036553 | 0.036553
9 | 2027 | 2027-09-17 | 0.037424 | 0.41427 | 0.37424 | 4.1427 | 0 | 4.1837 | 0 | 1.0965 |  |  |  | 0.29939 | 0.037424 | 0.037424
9 | 2027 | 2027-09-18 | 0.031072 | 0.37582 | 0.31072 | 3.7582 | 0 | 3.4736 | 0 | 0.91041 |  |  |  | 0.24858 | 0.031072 | 0.031072
9 | 2027 | 2027-09-19 | 0.033047 | 0.39822 | 0.33047 | 3.9822 | 1 | 3.6944 | 3.2086 | 0.96829 |  |  |  | 0.26438 | 0.033047 | 0.033047
9 | 2027 | 2027-09-20 | 0.040938 | 0.45228 | 0.40938 | 4.5228 | 0 | 4.5765 | 0 | 1.1995 |  |  |  | 0.32751 | 0.040938 | 0.040938
9 | 2027 | 2027-09-21 | 0.043191 | 0.47934 | 0.43191 | 4.7934 | 1 | 4.8284 | 4.1934 | 1.2655 |  |  |  | 0.34553 | 0.043191 | 0.043191
9 | 2027 | 2027-09-22 | 0.045927 | 0.51055 | 0.45927 | 5.1055 | 1 | 5.1342 | 4.459 | 1.3457 |  |  |  | 0.36742 | 0.045927 | 0.045927
9 | 2027 | 2027-09-23 | 0.045239 | 0.49636 | 0.45239 | 4.9636 | 1 | 5.0573 | 4.3922 | 1.3255 |  |  |  | 0.36191 | 0.045239 | 0.045239
9 | 2027 | 2027-09-24 | 0.045356 | 0.49305 | 0.45356 | 4.9305 | 0 | 5.0704 | 0 | 1.3289 |  |  |  | 0.36285 | 0.045356 | 0.045356
9 | 2027 | 2027-09-25 | 0.039326 | 0.45466 | 0.39326 | 4.5466 | 1 | 4.3963 | 3.8181 | 1.1522 |  |  |  | 0.31461 | 0.039326 | 0.039326
9 | 2027 | 2027-09-26 | 0.04117 | 0.47271 | 0.4117 | 4.7271 | 1 | 4.6024 | 3.9972 | 1.2063 |  |  |  | 0.32936 | 0.04117 | 0.04117
9 | 2027 | 2027-09-27 | 0.051783 | 0.55794 | 0.51783 | 5.5794 | 0 | 5.7888 | 0 | 1.5172 |  |  |  | 0.41426 | 0.051783 | 0.051783
9 | 2027 | 2027-09-28 | 0.054163 | 0.58251 | 0.54163 | 5.8251 | 1 | 6.055 | 5.2587 | 1.587 |  |  |  | 0.43331 | 0.054163 | 0.054163
9 | 2027 | 2027-09-29 | 0.05645 | 0.60428 | 0.5645 | 6.0428 | 1 | 6.3106 | 5.4807 | 1.654 |  |  |  | 0.4516 | 0.05645 | 0.05645
9 | 2027 | 2027-09-30 | 0.057232 | 0.60756 | 0.57232 | 6.0756 | 1 | 6.398 | 5.5566 | 1.6769 |  |  |  | 0.45785 | 0.057232 | 0.057232
10 | 2027 | 2027-10-01 | 0.053774 | 0.58118 | 0.53774 | 5.8118 | 1 | 6.0115 | 5.2209 | 1.5756 |  |  |  | 0.43019 | 0.053774 | 0.053774
10 | 2027 | 2027-10-02 | 0.04908 | 0.5528 | 0.4908 | 5.528 | 1 | 5.4867 | 4.7652 | 1.438 |  |  |  | 0.39264 | 0.04908 | 0.04908
10 | 2027 | 2027-10-03 | 0.054639 | 0.60919 | 0.54639 | 6.0919 | 2 | 6.1081 | 5.3326 | 1.6009 |  |  |  | 0.43711 | 0.054639 | 0.054639
10 | 2027 | 2027-10-04 | 0.065511 | 0.69371 | 0.65511 | 6.9371 | 2 | 7.3235 | 6.3937 | 1.9195 |  |  |  | 0.52409 | 0.065511 | 0.065511
10 | 2027 | 2027-10-05 | 0.065264 | 0.67958 | 0.65264 | 6.7958 | 2 | 7.296 | 6.3696 | 1.9122 |  |  |  | 0.52212 | 0.065264 | 0.065264
10 | 2027 | 2027-10-06 | 0.066619 | 0.69508 | 0.66619 | 6.9508 | 2 | 7.4474 | 6.5018 | 1.9519 |  |  |  | 0.53295 | 0.066619 | 0.066619
10 | 2027 | 2027-10-07 | 0.07043 | 0.735 | 0.7043 | 7.35 | 2 | 7.8734 | 6.8738 | 2.0636 |  |  |  | 0.56344 | 0.07043 | 0.07043
10 | 2027 | 2027-10-08 | 0.074877 | 0.7728 | 0.74877 | 7.728 | 2 | 8.3705 | 7.3078 | 2.1939 |  |  |  | 0.59901 | 0.074877 | 0.074877
10 | 2027 | 2027-10-09 | 0.070313 | 0.73577 | 0.70313 | 7.3577 | 2 | 7.8604 | 6.8624 | 2.0602 |  |  |  | 0.56251 | 0.070313 | 0.070313
10 | 2027 | 2027-10-10 | 0.071138 | 0.74104 | 0.71138 | 7.4104 | 2 | 7.9526 | 6.9429 | 2.0843 |  |  |  | 0.56911 | 0.071138 | 0.071138
10 | 2027 | 2027-10-11 | 0.080959 | 0.81046 | 0.80959 | 8.1046 | 2 | 9.0505 | 7.9014 | 2.3721 |  |  |  | 0.64767 | 0.080959 | 0.080959
10 | 2027 | 2027-10-12 | 0.082609 | 0.81115 | 0.82609 | 8.1115 | 2 | 9.235 | 8.0625 | 2.4205 |  |  |  | 0.66088 | 0.082609 | 0.082609
10 | 2027 | 2027-10-13 | 0.08582 | 0.84705 | 0.8582 | 8.4705 | 2 | 9.5939 | 8.3758 | 2.5145 |  |  |  | 0.68656 | 0.08582 | 0.08582
10 | 2027 | 2027-10-14 | 0.093057 | 0.91951 | 0.93057 | 9.1951 | 3 | 10.4029 | 9.1299 | 2.7266 |  |  |  | 0.74445 | 0.093057 | 0.093057
10 | 2027 | 2027-10-15 | 0.095508 | 0.93853 | 0.95508 | 9.3853 | 3 | 10.6769 | 9.3704 | 2.7984 |  |  |  | 0.76407 | 0.095508 | 0.095508
10 | 2027 | 2027-10-16 | 0.090007 | 0.8974 | 0.90007 | 8.974 | 4 | 10.062 | 8.8774 | 2.6372 |  |  |  | 0.72006 | 0.090007 | 0.090007
10 | 2027 | 2027-10-17 | 0.096452 | 0.95886 | 0.96452 | 9.5886 | 5 | 10.7824 | 9.5636 | 2.826 |  |  |  | 0.77161 | 0.096452 | 0.096452
10 | 2027 | 2027-10-18 | 0.10768 | 1.0423 | 1.0768 | 10.4232 | 5 | 12.0376 | 10.6769 | 3.155 |  |  |  | 0.86144 | 0.10768 | 0.10768
10 | 2027 | 2027-10-19 | 0.11422 | 1.0986 | 1.1422 | 10.9861 | 6 | 12.7683 | 11.3855 | 3.3465 |  |  |  | 0.91373 | 0.11422 | 0.11422
10 | 2027 | 2027-10-20 | 0.1195 | 1.1431 | 1.195 | 11.4306 | 7 | 13.3593 | 11.9766 | 3.5014 |  |  |  | 0.95602 | 0.1195 | 0.1195
10 | 2027 | 2027-10-21 | 0.12381 | 1.1758 | 1.2381 | 11.7581 | 7 | 13.8412 | 12.4085 | 3.6277 |  |  |  | 0.9905 | 0.12381 | 0.12381
10 | 2027 | 2027-10-22 | 0.12616 | 1.1963 | 1.2616 | 11.9629 | 6 | 14.1032 | 12.5759 | 3.6964 |  |  |  | 1.0093 | 0.12616 | 0.12616
10 | 2027 | 2027-10-23 | 0.12356 | 1.1837 | 1.2356 | 11.8371 | 7 | 13.8131 | 12.3833 | 3.6204 |  |  |  | 0.98849 | 0.12356 | 0.12356
10 | 2027 | 2027-10-24 | 0.12548 | 1.1901 | 1.2548 | 11.9007 | 6 | 14.0275 | 12.5084 | 3.6766 |  |  |  | 1.0038 | 0.12548 | 0.12548
10 | 2027 | 2027-10-25 | 0.13854 | 1.2928 | 1.3854 | 12.9276 | 6 | 15.4875 | 13.8102 | 4.0592 |  |  |  | 1.1083 | 0.13854 | 0.13854
10 | 2027 | 2027-10-26 | 0.14443 | 1.3384 | 1.4443 | 13.3843 | 8 | 16.1461 | 14.5531 | 4.2318 |  |  |  | 1.1555 | 0.14443 | 0.14443
10 | 2027 | 2027-10-27 | 0.14888 | 1.3749 | 1.4888 | 13.7487 | 9 | 16.6431 | 15.0825 | 4.3621 |  |  |  | 1.191 | 0.14888 | 0.14888
10 | 2027 | 2027-10-28 | 0.15211 | 1.3994 | 1.5211 | 13.9936 | 8 | 17.0045 | 15.3268 | 4.4568 |  |  |  | 1.2169 | 0.15211 | 0.15211
10 | 2027 | 2027-10-29 | 0.15618 | 1.4272 | 1.5618 | 14.2721 | 9 | 17.4596 | 15.8225 | 4.5761 |  |  |  | 1.2494 | 0.15618 | 0.15618
10 | 2027 | 2027-10-30 | 0.15153 | 1.3914 | 1.5153 | 13.9142 | 8 | 16.9396 | 15.2683 | 4.4398 |  |  |  | 1.2122 | 0.15153 | 0.15153
10 | 2027 | 2027-10-31 | 0.15206 | 1.3833 | 1.5206 | 13.8332 | 8 | 16.9987 | 15.3215 | 4.4553 |  |  |  | 1.2165 | 0.15206 | 0.15206
11 | 2027 | 2027-11-01 | 0.17071 | 1.3513 | 1.7071 | 13.513 | 10 | 19.0835 | 17.3886 | 5.0017 |  |  |  | 1.3657 | 0.17071 | 0.17071
11 | 2027 | 2027-11-02 | 0.17562 | 1.3837 | 1.7562 | 13.837 | 11 | 19.6326 | 17.9871 | 5.1456 |  |  |  | 1.405 | 0.17562 | 0.17562
11 | 2027 | 2027-11-03 | 0.18261 | 1.4337 | 1.8261 | 14.3365 | 10 | 20.4136 | 18.6005 | 5.3503 |  |  |  | 1.4608 | 0.18261 | 0.18261
11 | 2027 | 2027-11-04 | 0.19323 | 1.5097 | 1.9323 | 15.097 | 13 | 9.5734 | 20.0108 | 5.6617 |  |  |  | 0.57969 | 1.1594 | 0.19323
11 | 2027 | 2027-11-05 | 0.19922 | 1.5519 | 1.9922 | 15.5194 | 14 | 9.8701 | 20.8222 | 5.8371 |  |  |  | 0.59766 | 1.1953 | 0.19922
11 | 2027 | 2027-11-06 | 0.19658 | 1.5321 | 1.9658 | 15.3211 | 13 | 9.7392 | 20.3573 | 5.7597 |  |  |  | 0.58973 | 1.1795 | 0.19658
11 | 2027 | 2027-11-07 | 0.19514 | 1.5141 | 1.9514 | 15.141 | 13 | 9.6682 | 20.209 | 5.7177 |  |  |  | 0.58543 | 1.1709 | 0.19514
11 | 2027 | 2027-11-08 | 0.19957 | 1.5387 | 1.9957 | 15.3866 | 10 | 22.3098 | 20.3283 | 5.8473 |  |  |  | 1.5965 | 0.19957 | 0.19957
11 | 2027 | 2027-11-09 | 0.21156 | 1.623 | 2.1156 | 16.2302 | 13 | 10.4813 | 21.9085 | 6.1986 |  |  |  | 0.63467 | 1.2693 | 0.21156
11 | 2027 | 2027-11-10 | 0.22183 | 1.6969 | 2.2183 | 16.969 | 14 | 10.9903 | 23.1855 | 6.4996 |  |  |  | 0.66549 | 1.331 | 0.22183
11 | 2027 | 2027-11-11 | 0.21433 | 1.6331 | 2.1433 | 16.3307 | 14 | 10.6187 | 22.4015 | 6.2799 |  |  |  | 0.64299 | 1.286 | 0.21433
11 | 2027 | 2027-11-12 | 0.21578 | 1.6387 | 2.1578 | 16.3871 | 13 | 10.6906 | 22.3461 | 6.3224 |  |  |  | 0.64735 | 1.2947 | 0.21578
11 | 2027 | 2027-11-13 | 0.2175 | 1.6434 | 2.175 | 16.434 | 16 | 10.7756 | 23.1622 | 6.3727 |  |  |  | 0.65249 | 1.305 | 0.2175
11 | 2027 | 2027-11-14 | 0.22759 | 1.7171 | 2.2759 | 17.171 | 17 | 11.2758 | 24.4684 | 6.6685 |  |  |  | 0.68278 | 1.3656 | 0.22759
11 | 2027 | 2027-11-15 | 0.23613 | 1.7699 | 2.3613 | 17.6986 | 16 | 11.6989 | 25.1468 | 6.9187 |  |  |  | 0.7084 | 1.4168 | 0.23613
11 | 2027 | 2027-11-16 | 0.2462 | 1.8407 | 2.462 | 18.4074 | 17 | 12.1975 | 26.4686 | 7.2136 |  |  |  | 0.73859 | 1.4772 | 0.2462
11 | 2027 | 2027-11-17 | 0.24136 | 1.7935 | 2.4136 | 17.9352 | 17 | 11.9578 | 25.9485 | 7.0718 |  |  |  | 0.72408 | 1.4482 | 0.24136
11 | 2027 | 2027-11-18 | 0.24849 | 1.8465 | 2.4849 | 18.4652 | 15 | 12.311 | 26.2148 | 7.2807 |  |  |  | 0.74546 | 1.4909 | 0.24849
11 | 2027 | 2027-11-19 | 0.25388 | 1.8795 | 2.5388 | 18.795 | 16 | 12.5782 | 27.0368 | 7.4387 |  |  |  | 0.76164 | 1.5233 | 0.25388
11 | 2027 | 2027-11-20 | 0.25506 | 1.8878 | 2.5506 | 18.8784 | 17 | 12.6365 | 27.4211 | 7.4732 |  |  |  | 0.76517 | 1.5303 | 0.25506
11 | 2027 | 2027-11-21 | 0.26543 | 1.9625 | 2.6543 | 19.6254 | 18 | 13.1504 | 28.8112 | 7.7771 |  |  |  | 0.79629 | 1.5926 | 0.26543
11 | 2027 | 2027-11-22 | 0.28113 | 2.0683 | 2.8113 | 20.6827 | 17 | 13.9284 | 30.2247 | 8.2372 |  |  |  | 0.8434 | 1.6868 | 0.28113
11 | 2027 | 2027-11-23 | 0.28439 | 2.0814 | 2.8439 | 20.8141 | 21 | 14.0898 | 31.7876 | 8.3327 |  |  |  | 0.85318 | 1.7064 | 0.28439
11 | 2027 | 2027-11-24 | 0.29524 | 2.1574 | 2.9524 | 21.5742 | 21 | 14.6275 | 33.0006 | 8.6507 |  |  |  | 0.88573 | 1.7715 | 0.29524
11 | 2027 | 2027-11-25 | 0.29827 | 2.1751 | 2.9827 | 21.7512 | 21 | 14.7774 | 33.3388 | 8.7393 |  |  |  | 0.89481 | 1.7896 | 0.29827
11 | 2027 | 2027-11-26 | 0.30272 | 2.203 | 3.0272 | 22.0297 | 20 | 14.9979 | 33.5041 | 8.8697 |  |  |  | 0.90816 | 1.8163 | 0.30272
11 | 2027 | 2027-11-27 | 0.29256 | 2.1179 | 2.9256 | 21.179 | 22 | 14.4947 | 33.0285 | 8.5721 |  |  |  | 0.87769 | 1.7554 | 0.29256
11 | 2027 | 2027-11-28 | 0.29755 | 2.1534 | 2.9755 | 21.5336 | 22 | 14.7419 | 33.5919 | 8.7183 |  |  |  | 0.89266 | 1.7853 | 0.29755
11 | 2027 | 2027-11-29 | 0.31241 | 2.2578 | 3.1241 | 22.5782 | 21 | 15.4779 | 34.9193 | 9.1536 |  |  |  | 0.93723 | 1.8745 | 0.31241
11 | 2027 | 2027-11-30 | 0.31676 | 2.2821 | 3.1676 | 22.821 | 20 | 15.6935 | 35.058 | 9.2811 |  |  |  | 0.95028 | 1.9006 | 0.31676
12 | 2027 | 2027-12-01 | 0.32169 | 2.1074 | 3.2169 | 21.0736 | 20 | 15.9376 | 35.6032 | 9.4254 |  |  |  | 0.96506 | 1.9301 | 0.32169
12 | 2027 | 2027-12-02 | 0.31942 | 2.0889 | 3.1942 | 20.8895 | 21 | 15.8252 | 35.7028 | 9.359 |  |  |  | 0.95826 | 1.9165 | 0.31942
12 | 2027 | 2027-12-03 | 0.32413 | 2.1175 | 3.2413 | 21.175 | 20 | 16.0586 | 35.8736 | 9.497 |  |  |  | 0.97239 | 1.9448 | 0.32413
12 | 2027 | 2027-12-04 | 0.32414 | 2.1063 | 3.2414 | 21.0625 | 20 | 16.0592 | 35.875 | 9.4974 |  |  |  | 0.97243 | 1.9449 | 0.32414
12 | 2027 | 2027-12-05 | 0.33466 | 2.1605 | 3.3466 | 21.6049 | 24 | 16.5802 | 38.5529 | 9.8055 |  |  |  | 1.004 | 2.0079 | 0.33466
12 | 2027 | 2027-12-06 | 0.34381 | 2.2164 | 3.4381 | 22.164 | 23 | 17.0337 | 39.2068 | 10.0737 |  |  |  | 1.0314 | 2.0629 | 0.34381
12 | 2027 | 2027-12-07 | 0.34903 | 2.2494 | 3.4903 | 22.4935 | 25 | 17.2923 | 40.624 | 10.2266 |  |  |  | 1.0471 | 2.0942 | 0.34903
12 | 2027 | 2027-12-08 | 0.36198 | 2.3248 | 3.6198 | 23.2484 | 25 | 17.9338 | 42.131 | 10.606 |  |  |  | 1.0859 | 2.1719 | 0.36198
12 | 2027 | 2027-12-09 | 0.35867 | 2.3043 | 3.5867 | 23.0428 | 25 | 17.7699 | 41.7459 | 10.5091 |  |  |  | 1.076 | 2.152 | 0.35867
12 | 2027 | 2027-12-10 | 0.35614 | 2.2878 | 3.5614 | 22.8781 | 24 | 17.6444 | 41.0276 | 10.4349 |  |  |  | 1.0684 | 2.1368 | 0.35614
12 | 2027 | 2027-12-11 | 0.35288 | 2.2593 | 3.5288 | 22.5931 | 22 | 17.4831 | 39.8382 | 10.3395 |  |  |  | 1.0587 | 2.1173 | 0.35288
12 | 2027 | 2027-12-12 | 0.34919 | 2.23 | 3.4919 | 22.3002 | 22 | 17.3 | 39.4208 | 10.2312 |  |  |  | 1.0476 | 2.0951 | 0.34919
12 | 2027 | 2027-12-13 | 0.36285 | 2.3116 | 3.6285 | 23.1162 | 22 | 17.9768 | 40.9632 | 10.6315 |  |  |  | 1.0885 | 2.1771 | 0.36285
12 | 2027 | 2027-12-14 | 0.36273 | 2.3089 | 3.6273 | 23.0887 | 22 | 17.9711 | 40.9502 | 10.6281 |  |  |  | 1.0882 | 2.1764 | 0.36273
12 | 2027 | 2027-12-15 | 0.3678 | 2.3403 | 3.678 | 23.4028 | 24 | 18.2221 | 42.3708 | 10.7765 |  |  |  | 1.1034 | 2.2068 | 0.3678
12 | 2027 | 2027-12-16 | 0.36363 | 2.3071 | 3.6363 | 23.0709 | 22 | 18.0155 | 41.0513 | 10.6543 |  |  |  | 1.0909 | 2.1818 | 0.36363
12 | 2027 | 2027-12-17 | 0.36718 | 2.327 | 3.6718 | 23.2705 | 22 | 18.1916 | 41.4525 | 10.7585 |  |  |  | 1.1015 | 2.2031 | 0.36718
12 | 2027 | 2027-12-18 | 0.36627 | 2.3075 | 3.6627 | 23.0747 | 23 | 18.1465 | 41.7682 | 10.7318 |  |  |  | 1.0988 | 2.1976 | 0.36627
12 | 2027 | 2027-12-19 | 0.37001 | 2.3304 | 3.7001 | 23.3042 | 23 | 18.3316 | 42.1942 | 10.8413 |  |  |  | 1.11 | 2.2201 | 0.37001
12 | 2027 | 2027-12-20 | 0.36456 | 2.2907 | 3.6456 | 22.9073 | 24 | 18.0617 | 41.9978 | 10.6817 |  |  |  | 1.0937 | 2.1874 | 0.36456
12 | 2027 | 2027-12-21 | 0.494 | 2.9941 | 4.94 | 29.9411 | 61 | 2.2435 | 101.9383 | 4.3423 |  |  |  | 0.247 | 4.5448 | 0.1482
12 | 2027 | 2027-12-22 | 0.38587 | 2.4204 | 3.8587 | 24.2039 | 24 | 19.1175 | 44.4527 | 11.306 |  |  |  | 1.1576 | 2.3152 | 0.38587
12 | 2027 | 2027-12-23 | 0.38114 | 2.3838 | 3.8114 | 23.8384 | 25 | 18.8832 | 44.3615 | 11.1675 |  |  |  | 1.1434 | 2.2869 | 0.38114
12 | 2027 | 2027-12-24 | 0.38597 | 2.4121 | 3.8597 | 24.1211 | 23 | 19.1225 | 44.0146 | 11.309 |  |  |  | 1.1579 | 2.3158 | 0.38597
12 | 2027 | 2027-12-25 | 0.38097 | 2.3738 | 3.8097 | 23.7377 | 25 | 18.8748 | 44.3416 | 11.1625 |  |  |  | 1.1429 | 2.2858 | 0.38097
12 | 2027 | 2027-12-26 | 0.38363 | 2.3822 | 3.8363 | 23.8217 | 26 | 29.8672 | 45.1167 | 22.4807 |  |  |  | 1.1509 | 2.3018 | 0.38363
12 | 2027 | 2027-12-27 | 0.39135 | 2.4354 | 3.9135 | 24.354 | 27 | 13.5416 | 46.5102 | 5.7333 |  |  |  | 0.78271 | 2.9351 | 0.19568
12 | 2027 | 2027-12-28 | 0.39393 | 2.4465 | 3.9393 | 24.4654 | 27 | 13.6309 | 46.817 | 5.7711 |  |  |  | 0.78787 | 2.9545 | 0.19697
12 | 2027 | 2027-12-29 | 0.38261 | 2.3627 | 3.8261 | 23.6272 | 26 | 29.788 | 44.9971 | 22.4211 |  |  |  | 1.1478 | 2.2957 | 0.38261
12 | 2027 | 2027-12-30 | 0.38749 | 2.3883 | 3.8749 | 23.8832 | 27 | 13.4079 | 46.0512 | 5.6767 |  |  |  | 0.77498 | 2.9062 | 0.19375
12 | 2027 | 2027-12-31 | 0.38653 | 2.3889 | 3.8653 | 23.8887 | 25 | 19.15 | 44.9883 | 11.3253 |  |  |  | 1.1596 | 2.3192 | 0.38653
1 | 2028 | 2028-01-01 | 0.39782 | 2.4676 | 3.9782 | 24.6757 | 23 | 19.7094 | 45.3656 | 11.6561 |  |  |  | 1.1935 | 2.3869 | 0.39782
1 | 2028 | 2028-01-02 | 0.39932 | 2.48 | 3.9932 | 24.8001 | 23 | 19.784 | 45.5371 | 11.7002 |  |  |  | 1.198 | 2.3959 | 0.39932
1 | 2028 | 2028-01-03 | 0.40751 | 2.5296 | 4.0751 | 25.2961 | 23 | 20.1897 | 46.4711 | 11.9402 |  |  |  | 1.2225 | 2.4451 | 0.40751
1 | 2028 | 2028-01-04 | 0.40799 | 2.5344 | 4.0799 | 25.3443 | 23 | 20.2134 | 46.5255 | 11.9542 |  |  |  | 1.224 | 2.4479 | 0.40799
1 | 2028 | 2028-01-05 | 0.40845 | 2.5352 | 4.0845 | 25.352 | 23 | 20.2361 | 46.5778 | 11.9676 |  |  |  | 1.2253 | 2.4507 | 0.40845
1 | 2028 | 2028-01-06 | 0.40442 | 2.5136 | 4.0442 | 25.136 | 22 | 20.0362 | 45.6558 | 11.8494 |  |  |  | 1.2132 | 2.4265 | 0.40442
1 | 2028 | 2028-01-07 | 0.40439 | 2.5038 | 4.0439 | 25.038 | 21 | 20.0348 | 45.2 | 11.8486 |  |  |  | 1.2132 | 2.4263 | 0.40439
1 | 2028 | 2028-01-08 | 0.38978 | 2.4127 | 3.8978 | 24.127 | 19 | 19.3111 | 42.72 | 11.4206 |  |  |  | 1.1693 | 2.3387 | 0.38978
1 | 2028 | 2028-01-09 | 0.39004 | 2.413 | 3.9004 | 24.13 | 19 | 19.3239 | 42.7483 | 11.4281 |  |  |  | 1.1701 | 2.3402 | 0.39004
1 | 2028 | 2028-01-10 | 0.39392 | 2.436 | 3.9392 | 24.3599 | 20 | 19.5162 | 43.5976 | 11.5418 |  |  |  | 1.1818 | 2.3635 | 0.39392
1 | 2028 | 2028-01-11 | 0.40241 | 2.477 | 4.0241 | 24.7699 | 22 | 19.9369 | 45.4295 | 11.7906 |  |  |  | 1.2072 | 2.4145 | 0.40241
1 | 2028 | 2028-01-12 | 0.41396 | 2.5434 | 4.1396 | 25.434 | 23 | 20.5091 | 47.2063 | 12.1291 |  |  |  | 1.2419 | 2.4838 | 0.41396
1 | 2028 | 2028-01-13 | 0.40983 | 2.5235 | 4.0983 | 25.2353 | 23 | 20.3044 | 46.7349 | 12.008 |  |  |  | 1.2295 | 2.459 | 0.40983
1 | 2028 | 2028-01-14 | 0.40139 | 2.4704 | 4.0139 | 24.7041 | 22 | 19.8861 | 45.3138 | 11.7606 |  |  |  | 1.2042 | 2.4083 | 0.40139
1 | 2028 | 2028-01-15 | 0.39778 | 2.444 | 3.9778 | 24.4403 | 22 | 19.7077 | 44.9072 | 11.6551 |  |  |  | 1.1934 | 2.3867 | 0.39778
1 | 2028 | 2028-01-16 | 0.39055 | 2.3977 | 3.9055 | 23.9771 | 21 | 19.3494 | 43.6535 | 11.4432 |  |  |  | 1.1717 | 2.3433 | 0.39055
1 | 2028 | 2028-01-17 | 0.40022 | 2.4615 | 4.0022 | 24.6148 | 21 | 19.8281 | 44.7337 | 11.7263 |  |  |  | 1.2006 | 2.4013 | 0.40022
1 | 2028 | 2028-01-18 | 0.39763 | 2.4444 | 3.9763 | 24.4444 | 21 | 19.6999 | 44.4442 | 11.6505 |  |  |  | 1.1929 | 2.3858 | 0.39763
1 | 2028 | 2028-01-19 | 0.39186 | 2.4079 | 3.9186 | 24.0787 | 22 | 19.4141 | 44.2382 | 11.4814 |  |  |  | 1.1756 | 2.3511 | 0.39186
1 | 2028 | 2028-01-20 | 0.39613 | 2.4344 | 3.9613 | 24.344 | 20 | 19.6259 | 43.8426 | 11.6067 |  |  |  | 1.1884 | 2.3768 | 0.39613
1 | 2028 | 2028-01-21 | 0.39066 | 2.4015 | 3.9066 | 24.0155 | 21 | 19.3546 | 43.6654 | 11.4463 |  |  |  | 1.172 | 2.344 | 0.39066
1 | 2028 | 2028-01-22 | 0.37626 | 2.3093 | 3.7626 | 23.0929 | 20 | 18.6413 | 41.6431 | 11.0244 |  |  |  | 1.1288 | 2.2576 | 0.37626
1 | 2028 | 2028-01-23 | 0.37782 | 2.3175 | 3.7782 | 23.1748 | 19 | 18.7186 | 41.4092 | 11.0701 |  |  |  | 1.1335 | 2.2669 | 0.37782
1 | 2028 | 2028-01-24 | 0.38048 | 2.3393 | 3.8048 | 23.3934 | 20 | 18.8502 | 42.1098 | 11.148 |  |  |  | 1.1414 | 2.2829 | 0.38048
1 | 2028 | 2028-01-25 | 0.38327 | 2.3544 | 3.8327 | 23.5445 | 21 | 18.9885 | 42.8394 | 11.2298 |  |  |  | 1.1498 | 2.2996 | 0.38327
1 | 2028 | 2028-01-26 | 0.38644 | 2.3652 | 3.8644 | 23.6523 | 21 | 19.1455 | 43.1935 | 11.3226 |  |  |  | 1.1593 | 2.3186 | 0.38644
1 | 2028 | 2028-01-27 | 0.38436 | 2.3565 | 3.8436 | 23.5645 | 21 | 19.0425 | 42.9613 | 11.2617 |  |  |  | 1.1531 | 2.3062 | 0.38436
1 | 2028 | 2028-01-28 | 0.38139 | 2.3388 | 3.8139 | 23.3881 | 23 | 18.8954 | 43.4918 | 11.1747 |  |  |  | 1.1442 | 2.2883 | 0.38139
1 | 2028 | 2028-01-29 | 0.37637 | 2.2984 | 3.7637 | 22.9835 | 22 | 18.6469 | 42.49 | 11.0277 |  |  |  | 1.1291 | 2.2582 | 0.37637
1 | 2028 | 2028-01-30 | 0.37264 | 2.2756 | 3.7264 | 22.7559 | 23 | 18.462 | 42.4942 | 10.9184 |  |  |  | 1.1179 | 2.2358 | 0.37264
1 | 2028 | 2028-01-31 | 0.38489 | 2.3449 | 3.8489 | 23.4495 | 25 | 19.0688 | 44.7975 | 11.2773 |  |  |  | 1.1547 | 2.3093 | 0.38489
2 | 2028 | 2028-02-01 | 0.38897 | 2.408 | 3.8897 | 24.0795 | 23 | 19.271 | 44.3565 | 11.3968 |  |  |  | 1.1669 | 2.3338 | 0.38897
2 | 2028 | 2028-02-02 | 0.38578 | 2.3887 | 3.8578 | 23.8872 | 23 | 19.1127 | 43.9922 | 11.3032 |  |  |  | 1.1573 | 2.3147 | 0.38578
2 | 2028 | 2028-02-03 | 0.38308 | 2.3726 | 3.8308 | 23.7255 | 22 | 18.979 | 43.2469 | 11.2242 |  |  |  | 1.1492 | 2.2985 | 0.38308
2 | 2028 | 2028-02-04 | 0.37939 | 2.3483 | 3.7939 | 23.4825 | 21 | 18.7964 | 42.406 | 11.1162 |  |  |  | 1.1382 | 2.2763 | 0.37939
2 | 2028 | 2028-02-05 | 0.36013 | 2.2287 | 3.6013 | 22.2875 | 18 | 17.8421 | 39.0901 | 10.5518 |  |  |  | 1.0804 | 2.1608 | 0.36013
2 | 2028 | 2028-02-06 | 0.35606 | 2.2038 | 3.5606 | 22.038 | 19 | 17.6403 | 39.0238 | 10.4324 |  |  |  | 1.0682 | 2.1363 | 0.35606
2 | 2028 | 2028-02-07 | 0.36561 | 2.2659 | 3.6561 | 22.6593 | 17 | 18.1138 | 39.3069 | 10.7125 |  |  |  | 1.0968 | 2.1937 | 0.36561
2 | 2028 | 2028-02-08 | 0.36537 | 2.2639 | 3.6537 | 22.6394 | 18 | 18.1016 | 39.6586 | 10.7052 |  |  |  | 1.0961 | 2.1922 | 0.36537
2 | 2028 | 2028-02-09 | 0.36088 | 2.2377 | 3.6088 | 22.3769 | 19 | 17.8794 | 39.5527 | 10.5738 |  |  |  | 1.0826 | 2.1653 | 0.36088
2 | 2028 | 2028-02-10 | 0.35705 | 2.2156 | 3.5705 | 22.1559 | 19 | 17.6898 | 39.1333 | 10.4617 |  |  |  | 1.0712 | 2.1423 | 0.35705
2 | 2028 | 2028-02-11 | 0.34942 | 2.1714 | 3.4942 | 21.7141 | 19 | 17.3113 | 38.2961 | 10.2379 |  |  |  | 1.0482 | 2.0965 | 0.34942
2 | 2028 | 2028-02-12 | 0.33942 | 2.1043 | 3.3942 | 21.0429 | 18 | 16.8161 | 36.8422 | 9.945 |  |  |  | 1.0183 | 2.0365 | 0.33942
2 | 2028 | 2028-02-13 | 0.33774 | 2.0935 | 3.3774 | 20.9347 | 18 | 16.7331 | 36.6605 | 9.8959 |  |  |  | 1.0132 | 2.0265 | 0.33774
2 | 2028 | 2028-02-14 | 0.34173 | 2.1243 | 3.4173 | 21.2427 | 17 | 16.9304 | 36.7389 | 10.0126 |  |  |  | 1.0252 | 2.0504 | 0.34173
2 | 2028 | 2028-02-15 | 0.33619 | 2.0924 | 3.3619 | 20.9243 | 17 | 16.6563 | 36.1441 | 9.8505 |  |  |  | 1.0086 | 2.0172 | 0.33619
2 | 2028 | 2028-02-16 | 0.33346 | 2.0746 | 3.3346 | 20.7463 | 16 | 16.5209 | 35.5115 | 9.7704 |  |  |  | 1.0004 | 2.0008 | 0.33346
2 | 2028 | 2028-02-17 | 0.32788 | 2.042 | 3.2788 | 20.4199 | 15 | 16.2442 | 34.5902 | 9.6068 |  |  |  | 0.98363 | 1.9673 | 0.32788
2 | 2028 | 2028-02-18 | 0.32479 | 2.0234 | 3.2479 | 20.234 | 15 | 16.0913 | 34.2644 | 9.5163 |  |  |  | 0.97437 | 1.9487 | 0.32479
2 | 2028 | 2028-02-19 | 0.31611 | 1.9646 | 3.1611 | 19.6456 | 15 | 15.6614 | 33.3492 | 9.2621 |  |  |  | 0.94834 | 1.8967 | 0.31611
2 | 2028 | 2028-02-20 | 0.31149 | 1.9373 | 3.1149 | 19.3734 | 16 | 15.4326 | 33.1723 | 9.1268 |  |  |  | 0.93448 | 1.869 | 0.31149
2 | 2028 | 2028-02-21 | 0.31326 | 1.9552 | 3.1326 | 19.5521 | 16 | 15.5203 | 33.3608 | 9.1787 |  |  |  | 0.93979 | 1.8796 | 0.31326
2 | 2028 | 2028-02-22 | 0.3143 | 1.9589 | 3.143 | 19.5893 | 15 | 15.5713 | 33.1573 | 9.2089 |  |  |  | 0.94289 | 1.8858 | 0.3143
2 | 2028 | 2028-02-23 | 0.31022 | 1.9363 | 3.1022 | 19.3627 | 15 | 15.3696 | 32.7276 | 9.0895 |  |  |  | 0.93067 | 1.8613 | 0.31022
2 | 2028 | 2028-02-24 | 0.30601 | 1.9116 | 3.0601 | 19.1155 | 14 | 15.1607 | 31.9835 | 8.966 |  |  |  | 0.91802 | 1.836 | 0.30601
2 | 2028 | 2028-02-25 | 0.30445 | 1.9004 | 3.0445 | 19.0044 | 13 | 15.0837 | 31.5288 | 8.9205 |  |  |  | 0.91336 | 1.8267 | 0.30445
2 | 2028 | 2028-02-26 | 0.28873 | 1.8033 | 2.8873 | 18.0335 | 13 | 14.3047 | 29.9005 | 8.4598 |  |  |  | 0.86619 | 1.7324 | 0.28873
2 | 2028 | 2028-02-27 | 0.28713 | 1.7922 | 2.8713 | 17.9223 | 12 | 14.2257 | 29.5711 | 8.413 |  |  |  | 0.8614 | 1.7228 | 0.28713
2 | 2028 | 2028-02-28 | 0.29176 | 1.8264 | 2.9176 | 18.2639 | 11 | 32.6165 | 29.8828 | 8.5487 |  |  |  | 2.3341 | 0.29176 | 0.29176
2 | 2028 | 2028-02-29 | 0.29736 | 1.8572 | 2.9736 | 18.5717 | 13 | 14.7322 | 30.794 | 8.7126 |  |  |  | 0.89207 | 1.7841 | 0.29736
3 | 2028 | 2028-03-01 | 0.30018 | 1.9393 | 3.0018 | 19.3925 | 14 | 14.872 | 31.3744 | 8.7952 |  |  |  | 0.90054 | 1.8011 | 0.30018
3 | 2028 | 2028-03-02 | 0.29341 | 1.8965 | 2.9341 | 18.9648 | 14 | 14.5366 | 30.6669 | 8.5969 |  |  |  | 0.88023 | 1.7605 | 0.29341
3 | 2028 | 2028-03-03 | 0.29517 | 1.9085 | 2.9517 | 19.0846 | 13 | 14.6238 | 30.5674 | 8.6485 |  |  |  | 0.88551 | 1.771 | 0.29517
3 | 2028 | 2028-03-04 | 0.28697 | 1.8534 | 2.8697 | 18.5345 | 13 | 14.2176 | 29.7185 | 8.4083 |  |  |  | 0.86092 | 1.7218 | 0.28697
3 | 2028 | 2028-03-05 | 0.2815 | 1.8189 | 2.815 | 18.189 | 12 | 13.9465 | 28.9908 | 8.2479 |  |  |  | 0.8445 | 1.689 | 0.2815
3 | 2028 | 2028-03-06 | 0.28549 | 1.8487 | 2.8549 | 18.4869 | 12 | 14.1444 | 29.402 | 8.3649 |  |  |  | 0.85648 | 1.713 | 0.28549
3 | 2028 | 2028-03-07 | 0.28019 | 1.8155 | 2.8019 | 18.1545 | 13 | 13.8819 | 29.0166 | 8.2097 |  |  |  | 0.84058 | 1.6812 | 0.28019
3 | 2028 | 2028-03-08 | 0.28047 | 1.818 | 2.8047 | 18.1798 | 12 | 13.8956 | 28.8848 | 8.2178 |  |  |  | 0.84141 | 1.6828 | 0.28047
3 | 2028 | 2028-03-09 | 0.27143 | 1.7604 | 2.7143 | 17.6042 | 12 | 13.4476 | 27.9536 | 7.9529 |  |  |  | 0.81429 | 1.6286 | 0.27143
3 | 2028 | 2028-03-10 | 0.26577 | 1.7246 | 2.6577 | 17.2457 | 13 | 13.1671 | 27.5226 | 7.787 |  |  |  | 0.7973 | 1.5946 | 0.26577
3 | 2028 | 2028-03-11 | 0.25736 | 1.668 | 2.5736 | 16.68 | 12 | 12.7507 | 26.5049 | 7.5407 |  |  |  | 0.77209 | 1.5442 | 0.25736
3 | 2028 | 2028-03-12 | 0.26081 | 1.6907 | 2.6081 | 16.9074 | 12 | 12.9214 | 26.8597 | 7.6417 |  |  |  | 0.78242 | 1.5648 | 0.26081
3 | 2028 | 2028-03-13 | 0.26499 | 1.7215 | 2.6499 | 17.2152 | 13 | 13.1284 | 27.4417 | 7.7641 |  |  |  | 0.79496 | 1.5899 | 0.26499
3 | 2028 | 2028-03-14 | 0.25826 | 1.6787 | 2.5826 | 16.787 | 12 | 12.7949 | 26.5969 | 7.5669 |  |  |  | 0.77477 | 1.5495 | 0.25826
3 | 2028 | 2028-03-15 | 0.25439 | 1.6544 | 2.5439 | 16.5435 | 11 | 28.4381 | 26.0546 | 7.4535 |  |  |  | 2.0351 | 0.25439 | 0.25439
3 | 2028 | 2028-03-16 | 0.24894 | 1.6199 | 2.4894 | 16.1986 | 10 | 27.8294 | 25.3577 | 7.294 |  |  |  | 1.9915 | 0.24894 | 0.24894
3 | 2028 | 2028-03-17 | 0.24918 | 1.6219 | 2.4918 | 16.2187 | 11 | 27.8555 | 25.5209 | 7.3008 |  |  |  | 1.9934 | 0.24918 | 0.24918
3 | 2028 | 2028-03-18 | 0.24242 | 1.5756 | 2.4242 | 15.7556 | 12 | 12.0102 | 24.9658 | 7.1028 |  |  |  | 0.72725 | 1.4545 | 0.24242
3 | 2028 | 2028-03-19 | 0.2405 | 1.5638 | 2.405 | 15.6376 | 13 | 11.9154 | 24.9063 | 7.0468 |  |  |  | 0.72151 | 1.443 | 0.2405
3 | 2028 | 2028-03-20 | 0.24076 | 1.569 | 2.4076 | 15.6903 | 12 | 11.9281 | 24.7951 | 7.0543 |  |  |  | 0.72228 | 1.4446 | 0.24076
3 | 2028 | 2028-03-21 | 0.23436 | 1.5284 | 2.3436 | 15.2838 | 10 | 26.1998 | 23.8728 | 6.8669 |  |  |  | 1.8749 | 0.23436 | 0.23436
3 | 2028 | 2028-03-22 | 0.23484 | 1.5318 | 2.3484 | 15.3179 | 11 | 26.2534 | 24.053 | 6.8809 |  |  |  | 1.8788 | 0.23484 | 0.23484
3 | 2028 | 2028-03-23 | 0.22936 | 1.4968 | 2.2936 | 14.9678 | 11 | 25.6403 | 23.4914 | 6.7203 |  |  |  | 1.8349 | 0.22936 | 0.22936
3 | 2028 | 2028-03-24 | 0.22116 | 1.4443 | 2.2116 | 14.4435 | 10 | 24.7239 | 22.528 | 6.48 |  |  |  | 1.7693 | 0.22116 | 0.22116
3 | 2028 | 2028-03-25 | 0.2139 | 1.3947 | 2.139 | 13.9473 | 10 | 23.9125 | 21.7887 | 6.2674 |  |  |  | 1.7112 | 0.2139 | 0.2139
3 | 2028 | 2028-03-26 | 0.21412 | 1.3964 | 2.1412 | 13.9641 | 10 | 23.9367 | 21.8107 | 6.2737 |  |  |  | 1.713 | 0.21412 | 0.21412
3 | 2028 | 2028-03-27 | 0.21317 | 1.3937 | 2.1317 | 13.9371 | 9 | 23.8305 | 21.596 | 6.2459 |  |  |  | 1.7054 | 0.21317 | 0.21317
3 | 2028 | 2028-03-28 | 0.21011 | 1.3741 | 2.1011 | 13.7406 | 9 | 23.4881 | 21.2857 | 6.1561 |  |  |  | 1.6809 | 0.21011 | 0.21011
3 | 2028 | 2028-03-29 | 0.20529 | 1.3434 | 2.0529 | 13.4336 | 8 | 22.9497 | 20.6854 | 6.015 |  |  |  | 1.6423 | 0.20529 | 0.20529
3 | 2028 | 2028-03-30 | 0.20106 | 1.3163 | 2.0106 | 13.1628 | 8 | 22.4764 | 20.2588 | 5.891 |  |  |  | 1.6085 | 0.20106 | 0.20106
3 | 2028 | 2028-03-31 | 0.20385 | 1.3344 | 2.0385 | 13.3441 | 9 | 22.7888 | 20.652 | 5.9729 |  |  |  | 1.6308 | 0.20385 | 0.20385
4 | 2028 | 2028-04-01 | 0.18488 | 1.1746 | 1.8488 | 11.7456 | 9 | 20.6676 | 18.7297 | 5.4169 |  |  |  | 1.479 | 0.18488 | 0.18488
4 | 2028 | 2028-04-02 | 0.18013 | 1.1454 | 1.8013 | 11.4543 | 9 | 20.1371 | 18.249 | 5.2779 |  |  |  | 1.4411 | 0.18013 | 0.18013
4 | 2028 | 2028-04-03 | 0.17991 | 1.1506 | 1.7991 | 11.5057 | 9 | 20.1124 | 18.2265 | 5.2714 |  |  |  | 1.4393 | 0.17991 | 0.17991
4 | 2028 | 2028-04-04 | 0.17523 | 1.1222 | 1.7523 | 11.2224 | 7 | 19.5887 | 17.5611 | 5.1341 |  |  |  | 1.4018 | 0.17523 | 0.17523
4 | 2028 | 2028-04-05 | 0.16965 | 1.0887 | 1.6965 | 10.8867 | 7 | 18.9649 | 17.0019 | 4.9706 |  |  |  | 1.3572 | 0.16965 | 0.16965
4 | 2028 | 2028-04-06 | 0.17142 | 1.0974 | 1.7142 | 10.974 | 8 | 19.163 | 17.2724 | 5.0226 |  |  |  | 1.3713 | 0.17142 | 0.17142
4 | 2028 | 2028-04-07 | 0.17182 | 1.0989 | 1.7182 | 10.9892 | 8 | 19.2077 | 17.3126 | 5.0343 |  |  |  | 1.3745 | 0.17182 | 0.17182
4 | 2028 | 2028-04-08 | 0.16372 | 1.0421 | 1.6372 | 10.4209 | 9 | 18.3023 | 16.5861 | 4.797 |  |  |  | 1.3098 | 0.16372 | 0.16372
4 | 2028 | 2028-04-09 | 0.15692 | 1.0015 | 1.5692 | 10.0149 | 8 | 17.5426 | 15.8118 | 4.5979 |  |  |  | 1.2554 | 0.15692 | 0.15692
4 | 2028 | 2028-04-10 | 0.1549 | 0.99733 | 1.549 | 9.9733 | 7 | 17.3169 | 15.5245 | 4.5387 |  |  |  | 1.2392 | 0.1549 | 0.1549
4 | 2028 | 2028-04-11 | 0.15298 | 0.98475 | 1.5298 | 9.8475 | 6 | 17.1021 | 15.25 | 4.4824 |  |  |  | 1.2239 | 0.15298 | 0.15298
4 | 2028 | 2028-04-12 | 0.1513 | 0.97294 | 1.513 | 9.7294 | 7 | 16.9139 | 15.1632 | 4.4331 |  |  |  | 1.2104 | 0.1513 | 0.1513
4 | 2028 | 2028-04-13 | 0.14796 | 0.95327 | 1.4796 | 9.5327 | 7 | 16.5406 | 14.8286 | 4.3352 |  |  |  | 1.1837 | 0.14796 | 0.14796
4 | 2028 | 2028-04-14 | 0.14781 | 0.95102 | 1.4781 | 9.5102 | 7 | 16.5237 | 14.8134 | 4.3308 |  |  |  | 1.1825 | 0.14781 | 0.14781
4 | 2028 | 2028-04-15 | 0.13341 | 0.85731 | 1.3341 | 8.5731 | 6 | 14.9137 | 13.2986 | 3.9088 |  |  |  | 1.0673 | 0.13341 | 0.13341
4 | 2028 | 2028-04-16 | 0.12944 | 0.83383 | 1.2944 | 8.3383 | 6 | 14.4705 | 12.9034 | 3.7927 |  |  |  | 1.0355 | 0.12944 | 0.12944
4 | 2028 | 2028-04-17 | 0.13789 | 0.88974 | 1.3789 | 8.8974 | 7 | 15.4144 | 13.8189 | 4.0401 |  |  |  | 1.1031 | 0.13789 | 0.13789
4 | 2028 | 2028-04-18 | 0.13364 | 0.86393 | 1.3364 | 8.6393 | 6 | 14.9396 | 13.3216 | 3.9156 |  |  |  | 1.0691 | 0.13364 | 0.13364
4 | 2028 | 2028-04-19 | 0.13034 | 0.84376 | 1.3034 | 8.4376 | 5 | 14.5713 | 12.9241 | 3.8191 |  |  |  | 1.0428 | 0.13034 | 0.13034
4 | 2028 | 2028-04-20 | 0.12771 | 0.82766 | 1.2771 | 8.2766 | 5 | 14.2767 | 12.6629 | 3.7419 |  |  |  | 1.0217 | 0.12771 | 0.12771
4 | 2028 | 2028-04-21 | 0.12396 | 0.8053 | 1.2396 | 8.053 | 5 | 13.858 | 12.2915 | 3.6321 |  |  |  | 0.99171 | 0.12396 | 0.12396
4 | 2028 | 2028-04-22 | 0.11362 | 0.73623 | 1.1362 | 7.3623 | 5 | 12.7011 | 11.2654 | 3.3289 |  |  |  | 0.90892 | 0.11362 | 0.11362
4 | 2028 | 2028-04-23 | 0.11148 | 0.72316 | 1.1148 | 7.2316 | 4 | 12.4627 | 10.9955 | 3.2664 |  |  |  | 0.89186 | 0.11148 | 0.11148
4 | 2028 | 2028-04-24 | 0.11413 | 0.74573 | 1.1413 | 7.4573 | 4 | 12.7588 | 11.2568 | 3.3441 |  |  |  | 0.91305 | 0.11413 | 0.11413
4 | 2028 | 2028-04-25 | 0.11085 | 0.72617 | 1.1085 | 7.2617 | 4 | 12.3921 | 10.9332 | 3.2479 |  |  |  | 0.8868 | 0.11085 | 0.11085
4 | 2028 | 2028-04-26 | 0.11022 | 0.72167 | 1.1022 | 7.2167 | 5 | 12.3217 | 10.9289 | 3.2295 |  |  |  | 0.88177 | 0.11022 | 0.11022
4 | 2028 | 2028-04-27 | 0.111 | 0.7259 | 1.11 | 7.259 | 5 | 12.4085 | 11.0059 | 3.2522 |  |  |  | 0.88798 | 0.111 | 0.111
4 | 2028 | 2028-04-28 | 0.10667 | 0.69974 | 1.0667 | 6.9974 | 5 | 11.9252 | 10.5772 | 3.1256 |  |  |  | 0.85339 | 0.10667 | 0.10667
4 | 2028 | 2028-04-29 | 0.10112 | 0.65955 | 1.0112 | 6.5955 | 4 | 11.304 | 9.9732 | 2.9628 |  |  |  | 0.80894 | 0.10112 | 0.10112
4 | 2028 | 2028-04-30 | 0.099858 | 0.65128 | 0.99858 | 6.5128 | 5 | 11.1632 | 9.9014 | 2.9258 |  |  |  | 0.79887 | 0.099858 | 0.099858
5 | 2028 | 2028-05-01 | 0.087387 | 0.60078 | 0.87387 | 6.0078 | 6 | 9.769 | 8.711 | 2.5604 |  |  |  | 0.69909 | 0.087387 | 0.087387
5 | 2028 | 2028-05-02 | 0.086035 | 0.59319 | 0.86035 | 5.9319 | 5 | 9.6179 | 8.5307 | 2.5208 |  |  |  | 0.68828 | 0.086035 | 0.086035
5 | 2028 | 2028-05-03 | 0.083778 | 0.57859 | 0.83778 | 5.7859 | 5 | 9.3656 | 8.3069 | 2.4547 |  |  |  | 0.67022 | 0.083778 | 0.083778
5 | 2028 | 2028-05-04 | 0.081685 | 0.56245 | 0.81685 | 5.6245 | 5 | 9.1317 | 8.0994 | 2.3934 |  |  |  | 0.65348 | 0.081685 | 0.081685
5 | 2028 | 2028-05-05 | 0.080495 | 0.55514 | 0.80495 | 5.5514 | 4 | 8.9986 | 7.9392 | 2.3585 |  |  |  | 0.64396 | 0.080495 | 0.080495
5 | 2028 | 2028-05-06 | 0.070296 | 0.48638 | 0.70296 | 4.8638 | 3 | 7.8584 | 6.8968 | 2.0597 |  |  |  | 0.56237 | 0.070296 | 0.070296
5 | 2028 | 2028-05-07 | 0.067351 | 0.46775 | 0.67351 | 4.6775 | 2 | 7.5292 | 6.5733 | 1.9734 |  |  |  | 0.53881 | 0.067351 | 0.067351
5 | 2028 | 2028-05-08 | 0.073539 | 0.51055 | 0.73539 | 5.1055 | 2 | 8.221 | 7.1772 | 2.1547 |  |  |  | 0.58831 | 0.073539 | 0.073539
5 | 2028 | 2028-05-09 | 0.072918 | 0.50596 | 0.72918 | 5.0596 | 2 | 8.1515 | 7.1166 | 2.1365 |  |  |  | 0.58334 | 0.072918 | 0.072918
5 | 2028 | 2028-05-10 | 0.070369 | 0.49115 | 0.70369 | 4.9115 | 2 | 7.8666 | 6.8678 | 2.0618 |  |  |  | 0.56295 | 0.070369 | 0.070369
5 | 2028 | 2028-05-11 | 0.069175 | 0.48367 | 0.69175 | 4.8367 | 2 | 7.7331 | 6.7513 | 2.0268 |  |  |  | 0.5534 | 0.069175 | 0.069175
5 | 2028 | 2028-05-12 | 0.067502 | 0.47443 | 0.67502 | 4.7443 | 2 | 7.5462 | 6.5881 | 1.9778 |  |  |  | 0.54002 | 0.067502 | 0.067502
5 | 2028 | 2028-05-13 | 0.057882 | 0.40878 | 0.57882 | 4.0878 | 2 | 6.4707 | 5.6492 | 1.696 |  |  |  | 0.46306 | 0.057882 | 0.057882
5 | 2028 | 2028-05-14 | 0.056159 | 0.39871 | 0.56159 | 3.9871 | 1 | 6.2781 | 5.4524 | 1.6455 |  |  |  | 0.44927 | 0.056159 | 0.056159
5 | 2028 | 2028-05-15 | 0.063393 | 0.44924 | 0.63393 | 4.4924 | 1 | 7.0867 | 6.1548 | 1.8574 |  |  |  | 0.50714 | 0.063393 | 0.063393
5 | 2028 | 2028-05-16 | 0.063127 | 0.44708 | 0.63127 | 4.4708 | 1 | 7.057 | 6.1289 | 1.8496 |  |  |  | 0.50501 | 0.063127 | 0.063127
5 | 2028 | 2028-05-17 | 0.061689 | 0.43787 | 0.61689 | 4.3787 | 1 | 6.8963 | 5.9894 | 1.8075 |  |  |  | 0.49351 | 0.061689 | 0.061689
5 | 2028 | 2028-05-18 | 0.061088 | 0.43676 | 0.61088 | 4.3676 | 1 | 6.829 | 5.931 | 1.7899 |  |  |  | 0.4887 | 0.061088 | 0.061088
5 | 2028 | 2028-05-19 | 0.060654 | 0.43694 | 0.60654 | 4.3694 | 1 | 6.7806 | 5.8889 | 1.7772 |  |  |  | 0.48523 | 0.060654 | 0.060654
5 | 2028 | 2028-05-20 | 0.052914 | 0.38615 | 0.52914 | 3.8615 | 2 | 5.9153 | 5.1643 | 1.5504 |  |  |  | 0.42331 | 0.052914 | 0.052914
5 | 2028 | 2028-05-21 | 0.052004 | 0.38024 | 0.52004 | 3.8024 | 2 | 5.8136 | 5.0755 | 1.5237 |  |  |  | 0.41603 | 0.052004 | 0.052004
5 | 2028 | 2028-05-22 | 0.058575 | 0.42509 | 0.58575 | 4.2509 | 1 | 6.5482 | 5.687 | 1.7163 |  |  |  | 0.4686 | 0.058575 | 0.058575
5 | 2028 | 2028-05-23 | 0.057605 | 0.42068 | 0.57605 | 4.2068 | 1 | 6.4397 | 5.5928 | 1.6878 |  |  |  | 0.46084 | 0.057605 | 0.057605
5 | 2028 | 2028-05-24 | 0.056614 | 0.41627 | 0.56614 | 4.1627 | 1 | 6.329 | 5.4966 | 1.6588 |  |  |  | 0.45291 | 0.056614 | 0.056614
5 | 2028 | 2028-05-25 | 0.056152 | 0.41525 | 0.56152 | 4.1525 | 1 | 6.2772 | 5.4517 | 1.6452 |  |  |  | 0.44921 | 0.056152 | 0.056152
5 | 2028 | 2028-05-26 | 0.056755 | 0.42056 | 0.56755 | 4.2056 | 1 | 6.3447 | 5.5103 | 1.6629 |  |  |  | 0.45404 | 0.056755 | 0.056755
5 | 2028 | 2028-05-27 | 0.048398 | 0.36706 | 0.48398 | 3.6706 | 2 | 5.4105 | 4.7235 | 1.4181 |  |  |  | 0.38719 | 0.048398 | 0.048398
5 | 2028 | 2028-05-28 | 0.047398 | 0.36089 | 0.47398 | 3.6089 | 2 | 5.2987 | 4.626 | 1.3888 |  |  |  | 0.37919 | 0.047398 | 0.047398
5 | 2028 | 2028-05-29 | 0.053892 | 0.40634 | 0.53892 | 4.0634 | 1 | 6.0247 | 5.2324 | 1.579 |  |  |  | 0.43114 | 0.053892 | 0.053892
5 | 2028 | 2028-05-30 | 0.053025 | 0.40377 | 0.53025 | 4.0377 | 1 | 5.9277 | 5.1481 | 1.5536 |  |  |  | 0.4242 | 0.053025 | 0.053025
5 | 2028 | 2028-05-31 | 0.053244 | 0.406 | 0.53244 | 4.06 | 2 | 5.9521 | 5.1964 | 1.56 |  |  |  | 0.42595 | 0.053244 | 0.053244
6 | 2028 | 2028-06-01 | 0.048279 | 0.38192 | 0.48279 | 3.8192 | 2 | 5.3972 | 4.7119 | 1.4146 |  |  |  | 0.38623 | 0.048279 | 0.048279
6 | 2028 | 2028-06-02 | 0.047566 | 0.37638 | 0.47566 | 3.7638 | 1 | 5.3174 | 4.6181 | 1.3937 |  |  |  | 0.38052 | 0.047566 | 0.047566
6 | 2028 | 2028-06-03 | 0.039446 | 0.32139 | 0.39446 | 3.2139 | 1 | 4.4097 | 3.8298 | 1.1558 |  |  |  | 0.31557 | 0.039446 | 0.039446
6 | 2028 | 2028-06-04 | 0.039319 | 0.32271 | 0.39319 | 3.2271 | 1 | 4.3955 | 3.8175 | 1.1521 |  |  |  | 0.31455 | 0.039319 | 0.039319
6 | 2028 | 2028-06-05 | 0.046642 | 0.37477 | 0.46642 | 3.7477 | 0 | 5.2142 | 0 | 1.3666 |  |  |  | 0.37314 | 0.046642 | 0.046642
6 | 2028 | 2028-06-06 | 0.046503 | 0.37552 | 0.46503 | 3.7552 | 0 | 5.1986 | 0 | 1.3625 |  |  |  | 0.37202 | 0.046503 | 0.046503
6 | 2028 | 2028-06-07 | 0.046398 | 0.37587 | 0.46398 | 3.7587 | 0 | 5.1869 | 0 | 1.3595 |  |  |  | 0.37118 | 0.046398 | 0.046398
6 | 2028 | 2028-06-08 | 0.046002 | 0.37387 | 0.46002 | 3.7387 | 1 | 5.1426 | 4.4663 | 1.3479 |  |  |  | 0.36801 | 0.046002 | 0.046002
6 | 2028 | 2028-06-09 | 0.045962 | 0.37482 | 0.45962 | 3.7482 | 0 | 5.1382 | 0 | 1.3467 |  |  |  | 0.3677 | 0.045962 | 0.045962
6 | 2028 | 2028-06-10 | 0.038301 | 0.32352 | 0.38301 | 3.2352 | 0 | 4.2816 | 0 | 1.1222 |  |  |  | 0.3064 | 0.038301 | 0.038301
6 | 2028 | 2028-06-11 | 0.038109 | 0.32329 | 0.38109 | 3.2329 | 0 | 4.2603 | 0 | 1.1166 |  |  |  | 0.30488 | 0.038109 | 0.038109
6 | 2028 | 2028-06-12 | 0.045602 | 0.3761 | 0.45602 | 3.761 | 0 | 5.0979 | 0 | 1.3361 |  |  |  | 0.36481 | 0.045602 | 0.045602
6 | 2028 | 2028-06-13 | 0.045676 | 0.37792 | 0.45676 | 3.7792 | 0 | 5.1061 | 0 | 1.3383 |  |  |  | 0.36541 | 0.045676 | 0.045676
6 | 2028 | 2028-06-14 | 0.045451 | 0.37732 | 0.45451 | 3.7732 | 0 | 5.081 | 0 | 1.3317 |  |  |  | 0.36361 | 0.045451 | 0.045451
6 | 2028 | 2028-06-15 | 0.045415 | 0.37825 | 0.45415 | 3.7825 | 0 | 5.077 | 0 | 1.3307 |  |  |  | 0.36332 | 0.045415 | 0.045415
6 | 2028 | 2028-06-16 | 0.045587 | 0.38023 | 0.45587 | 3.8023 | 0 | 5.0963 | 0 | 1.3357 |  |  |  | 0.3647 | 0.045587 | 0.045587
6 | 2028 | 2028-06-17 | 0.037997 | 0.32892 | 0.37997 | 3.2892 | 0 | 4.2477 | 0 | 1.1133 |  |  |  | 0.30397 | 0.037997 | 0.037997
6 | 2028 | 2028-06-18 | 0.037923 | 0.32944 | 0.37923 | 3.2944 | 0 | 4.2394 | 0 | 1.1111 |  |  |  | 0.30338 | 0.037923 | 0.037923
6 | 2028 | 2028-06-19 | 0.045563 | 0.3832 | 0.45563 | 3.832 | 0 | 5.0935 | 0 | 1.335 |  |  |  | 0.3645 | 0.045563 | 0.045563
6 | 2028 | 2028-06-20 | 0.045724 | 0.38574 | 0.45724 | 3.8574 | 0 | 5.1115 | 0 | 1.3397 |  |  |  | 0.36579 | 0.045724 | 0.045724
6 | 2028 | 2028-06-21 | 0.04572 | 0.38683 | 0.4572 | 3.8683 | 0 | 5.1111 | 0 | 1.3396 |  |  |  | 0.36576 | 0.04572 | 0.04572
6 | 2028 | 2028-06-22 | 0.045866 | 0.38873 | 0.45866 | 3.8873 | 0 | 5.1274 | 0 | 1.3439 |  |  |  | 0.36693 | 0.045866 | 0.045866
6 | 2028 | 2028-06-23 | 0.045945 | 0.3895 | 0.45945 | 3.895 | 0 | 5.1362 | 0 | 1.3462 |  |  |  | 0.36756 | 0.045945 | 0.045945
6 | 2028 | 2028-06-24 | 0.038345 | 0.33779 | 0.38345 | 3.3779 | 0 | 4.2866 | 0 | 1.1235 |  |  |  | 0.30676 | 0.038345 | 0.038345
6 | 2028 | 2028-06-25 | 0.038357 | 0.33859 | 0.38357 | 3.3859 | 0 | 4.288 | 0 | 1.1239 |  |  |  | 0.30686 | 0.038357 | 0.038357
6 | 2028 | 2028-06-26 | 0.045861 | 0.39082 | 0.45861 | 3.9082 | 0 | 5.1268 | 0 | 1.3437 |  |  |  | 0.36688 | 0.045861 | 0.045861
6 | 2028 | 2028-06-27 | 0.046136 | 0.39343 | 0.46136 | 3.9343 | 0 | 5.1576 | 0 | 1.3518 |  |  |  | 0.36909 | 0.046136 | 0.046136
6 | 2028 | 2028-06-28 | 0.046334 | 0.39563 | 0.46334 | 3.9563 | 0 | 5.1797 | 0 | 1.3576 |  |  |  | 0.37067 | 0.046334 | 0.046334
6 | 2028 | 2028-06-29 | 0.046397 | 0.39682 | 0.46397 | 3.9682 | 0 | 5.1867 | 0 | 1.3594 |  |  |  | 0.37117 | 0.046397 | 0.046397
6 | 2028 | 2028-06-30 | 0.046292 | 0.39613 | 0.46292 | 3.9613 | 0 | 5.175 | 0 | 1.3563 |  |  |  | 0.37033 | 0.046292 | 0.046292
7 | 2028 | 2028-07-01 | 0.039832 | 0.37642 | 0.39832 | 3.7642 | 0 | 4.4529 | 0 | 1.1671 |  |  |  | 0.31866 | 0.039832 | 0.039832
7 | 2028 | 2028-07-02 | 0.040166 | 0.3828 | 0.40166 | 3.828 | 0 | 4.4902 | 0 | 1.1769 |  |  |  | 0.32133 | 0.040166 | 0.040166
7 | 2028 | 2028-07-03 | 0.04798 | 0.44013 | 0.4798 | 4.4013 | 0 | 5.3637 | 0 | 1.4058 |  |  |  | 0.38384 | 0.04798 | 0.04798
7 | 2028 | 2028-07-04 | 0.047536 | 0.43047 | 0.47536 | 4.3047 | 0 | 5.3141 | 0 | 1.3928 |  |  |  | 0.38029 | 0.047536 | 0.047536
7 | 2028 | 2028-07-05 | 0.047638 | 0.43228 | 0.47638 | 4.3228 | 0 | 5.3255 | 0 | 1.3958 |  |  |  | 0.38111 | 0.047638 | 0.047638
7 | 2028 | 2028-07-06 | 0.047554 | 0.4303 | 0.47554 | 4.303 | 0 | 5.3161 | 0 | 1.3933 |  |  |  | 0.38043 | 0.047554 | 0.047554
7 | 2028 | 2028-07-07 | 0.047662 | 0.43247 | 0.47662 | 4.3247 | 0 | 5.3281 | 0 | 1.3965 |  |  |  | 0.38129 | 0.047662 | 0.047662
7 | 2028 | 2028-07-08 | 0.040065 | 0.3792 | 0.40065 | 3.792 | 0 | 4.4789 | 0 | 1.1739 |  |  |  | 0.32052 | 0.040065 | 0.040065
7 | 2028 | 2028-07-09 | 0.040175 | 0.38171 | 0.40175 | 3.8171 | 0 | 4.4912 | 0 | 1.1771 |  |  |  | 0.3214 | 0.040175 | 0.040175
7 | 2028 | 2028-07-10 | 0.048021 | 0.44062 | 0.48021 | 4.4062 | 0 | 5.3683 | 0 | 1.407 |  |  |  | 0.38417 | 0.048021 | 0.048021
7 | 2028 | 2028-07-11 | 0.047486 | 0.43007 | 0.47486 | 4.3007 | 0 | 5.3085 | 0 | 1.3913 |  |  |  | 0.37989 | 0.047486 | 0.047486
7 | 2028 | 2028-07-12 | 0.047246 | 0.42584 | 0.47246 | 4.2584 | 0 | 5.2817 | 0 | 1.3843 |  |  |  | 0.37797 | 0.047246 | 0.047246
7 | 2028 | 2028-07-13 | 0.047392 | 0.42984 | 0.47392 | 4.2984 | 0 | 5.298 | 0 | 1.3886 |  |  |  | 0.37913 | 0.047392 | 0.047392
7 | 2028 | 2028-07-14 | 0.047245 | 0.42799 | 0.47245 | 4.2799 | 0 | 5.2816 | 0 | 1.3843 |  |  |  | 0.37796 | 0.047245 | 0.047245
7 | 2028 | 2028-07-15 | 0.039857 | 0.38042 | 0.39857 | 3.8042 | 0 | 4.4557 | 0 | 1.1678 |  |  |  | 0.31886 | 0.039857 | 0.039857
7 | 2028 | 2028-07-16 | 0.039762 | 0.3801 | 0.39762 | 3.801 | 0 | 4.4451 | 0 | 1.165 |  |  |  | 0.3181 | 0.039762 | 0.039762
7 | 2028 | 2028-07-17 | 0.047253 | 0.43311 | 0.47253 | 4.3311 | 0 | 5.2824 | 0 | 1.3845 |  |  |  | 0.37802 | 0.047253 | 0.047253
7 | 2028 | 2028-07-18 | 0.047062 | 0.43127 | 0.47062 | 4.3127 | 0 | 5.2611 | 0 | 1.3789 |  |  |  | 0.37649 | 0.047062 | 0.047062
7 | 2028 | 2028-07-19 | 0.046763 | 0.42745 | 0.46763 | 4.2745 | 0 | 5.2277 | 0 | 1.3702 |  |  |  | 0.37411 | 0.046763 | 0.046763
7 | 2028 | 2028-07-20 | 0.046475 | 0.4241 | 0.46475 | 4.241 | 0 | 5.1955 | 0 | 1.3617 |  |  |  | 0.3718 | 0.046475 | 0.046475
7 | 2028 | 2028-07-21 | 0.046138 | 0.42 | 0.46138 | 4.2 | 0 | 5.1578 | 0 | 1.3519 |  |  |  | 0.36911 | 0.046138 | 0.046138
7 | 2028 | 2028-07-22 | 0.0385 | 0.36898 | 0.385 | 3.6898 | 0 | 4.3039 | 0 | 1.128 |  |  |  | 0.308 | 0.0385 | 0.0385
7 | 2028 | 2028-07-23 | 0.038095 | 0.36399 | 0.38095 | 3.6399 | 0 | 4.2586 | 0 | 1.1162 |  |  |  | 0.30476 | 0.038095 | 0.038095
7 | 2028 | 2028-07-24 | 0.045363 | 0.41419 | 0.45363 | 4.1419 | 0 | 5.0711 | 0 | 1.3291 |  |  |  | 0.3629 | 0.045363 | 0.045363
7 | 2028 | 2028-07-25 | 0.045066 | 0.41199 | 0.45066 | 4.1199 | 0 | 5.038 | 0 | 1.3204 |  |  |  | 0.36053 | 0.045066 | 0.045066
7 | 2028 | 2028-07-26 | 0.044839 | 0.4115 | 0.44839 | 4.115 | 0 | 5.0126 | 0 | 1.3138 |  |  |  | 0.35871 | 0.044839 | 0.044839
7 | 2028 | 2028-07-27 | 0.044711 | 0.41333 | 0.44711 | 4.1333 | 0 | 4.9983 | 0 | 1.31 |  |  |  | 0.35769 | 0.044711 | 0.044711
7 | 2028 | 2028-07-28 | 0.043864 | 0.40043 | 0.43864 | 4.0043 | 0 | 4.9035 | 0 | 1.2852 |  |  |  | 0.35091 | 0.043864 | 0.043864
7 | 2028 | 2028-07-29 | 0.036126 | 0.34917 | 0.36126 | 3.4917 | 0 | 4.0386 | 0 | 1.0585 |  |  |  | 0.28901 | 0.036126 | 0.036126
7 | 2028 | 2028-07-30 | 0.035772 | 0.34705 | 0.35772 | 3.4705 | 0 | 3.999 | 0 | 1.0481 |  |  |  | 0.28618 | 0.035772 | 0.035772
7 | 2028 | 2028-07-31 | 0.04286 | 0.39527 | 0.4286 | 3.9527 | 0 | 4.7914 | 0 | 1.2558 |  |  |  | 0.34288 | 0.04286 | 0.04286
8 | 2028 | 2028-08-01 | 0.029957 | 0.24315 | 0.29957 | 2.4315 | 0 | 3.3489 | 0 | 0.87774 |  |  |  | 0.23966 | 0.029957 | 0.029957
8 | 2028 | 2028-08-02 | 0.028384 | 0.228 | 0.28384 | 2.28 | 0 | 3.1731 | 0 | 0.83167 |  |  |  | 0.22708 | 0.028384 | 0.028384
8 | 2028 | 2028-08-03 | 0.030235 | 0.24934 | 0.30235 | 2.4934 | 0 | 3.38 | 0 | 0.8859 |  |  |  | 0.24188 | 0.030235 | 0.030235
8 | 2028 | 2028-08-04 | 0.02902 | 0.23815 | 0.2902 | 2.3815 | 0 | 3.2442 | 0 | 0.85029 |  |  |  | 0.23216 | 0.02902 | 0.02902
8 | 2028 | 2028-08-05 | 0.020278 | 0.17527 | 0.20278 | 1.7527 | 0 | 2.2669 | 0 | 0.59415 |  |  |  | 0.16223 | 0.020278 | 0.020278
8 | 2028 | 2028-08-06 | 0.019998 | 0.17417 | 0.19998 | 1.7417 | 0 | 2.2356 | 0 | 0.58594 |  |  |  | 0.15998 | 0.019998 | 0.019998
8 | 2028 | 2028-08-07 | 0.027226 | 0.22471 | 0.27226 | 2.2471 | 0 | 3.0436 | 0 | 0.79772 |  |  |  | 0.21781 | 0.027226 | 0.027226
8 | 2028 | 2028-08-08 | 0.026931 | 0.2236 | 0.26931 | 2.236 | 0 | 3.0106 | 0 | 0.78907 |  |  |  | 0.21545 | 0.026931 | 0.026931
8 | 2028 | 2028-08-09 | 0.02644 | 0.22046 | 0.2644 | 2.2046 | 0 | 2.9557 | 0 | 0.77468 |  |  |  | 0.21152 | 0.02644 | 0.02644
8 | 2028 | 2028-08-10 | 0.026327 | 0.22141 | 0.26327 | 2.2141 | 0 | 2.9431 | 0 | 0.77137 |  |  |  | 0.21061 | 0.026327 | 0.026327
8 | 2028 | 2028-08-11 | 0.025639 | 0.21631 | 0.25639 | 2.1631 | 0 | 2.8662 | 0 | 0.75121 |  |  |  | 0.20511 | 0.025639 | 0.025639
8 | 2028 | 2028-08-12 | 0.018007 | 0.16568 | 0.18007 | 1.6568 | 0 | 2.013 | 0 | 0.52759 |  |  |  | 0.14405 | 0.018007 | 0.018007
8 | 2028 | 2028-08-13 | 0.01751 | 0.16272 | 0.1751 | 1.6272 | 0 | 1.9575 | 0 | 0.51304 |  |  |  | 0.14008 | 0.01751 | 0.01751
8 | 2028 | 2028-08-14 | 0.023578 | 0.20134 | 0.23578 | 2.0134 | 0 | 2.6358 | 0 | 0.69084 |  |  |  | 0.18863 | 0.023578 | 0.023578
8 | 2028 | 2028-08-15 | 0.02328 | 0.20057 | 0.2328 | 2.0057 | 0 | 2.6025 | 0 | 0.6821 |  |  |  | 0.18624 | 0.02328 | 0.02328
8 | 2028 | 2028-08-16 | 0.02337 | 0.20397 | 0.2337 | 2.0397 | 0 | 2.6125 | 0 | 0.68474 |  |  |  | 0.18696 | 0.02337 | 0.02337
8 | 2028 | 2028-08-17 | 0.023277 | 0.20546 | 0.23277 | 2.0546 | 0 | 2.6022 | 0 | 0.68202 |  |  |  | 0.18622 | 0.023277 | 0.023277
8 | 2028 | 2028-08-18 | 0.023385 | 0.20911 | 0.23385 | 2.0911 | 0 | 2.6143 | 0 | 0.68519 |  |  |  | 0.18708 | 0.023385 | 0.023385
8 | 2028 | 2028-08-19 | 0.012935 | 0.12876 | 0.12935 | 1.2876 | 0 | 1.446 | 0 | 0.379 |  |  |  | 0.10348 | 0.012935 | 0.012935
8 | 2028 | 2028-08-20 | 0.014024 | 0.14287 | 0.14024 | 1.4287 | 0 | 1.5677 | 0 | 0.4109 |  |  |  | 0.11219 | 0.014024 | 0.014024
8 | 2028 | 2028-08-21 | 0.019018 | 0.17024 | 0.19018 | 1.7024 | 0 | 2.126 | 0 | 0.55723 |  |  |  | 0.15214 | 0.019018 | 0.019018
8 | 2028 | 2028-08-22 | 0.021668 | 0.20096 | 0.21668 | 2.0096 | 0 | 2.4223 | 0 | 0.63488 |  |  |  | 0.17335 | 0.021668 | 0.021668
8 | 2028 | 2028-08-23 | 0.021093 | 0.19737 | 0.21093 | 1.9737 | 0 | 2.358 | 0 | 0.61803 |  |  |  | 0.16874 | 0.021093 | 0.021093
8 | 2028 | 2028-08-24 | 0.017868 | 0.16557 | 0.17868 | 1.6557 | 0 | 1.9974 | 0 | 0.52352 |  |  |  | 0.14294 | 0.017868 | 0.017868
8 | 2028 | 2028-08-25 | 0.019821 | 0.18883 | 0.19821 | 1.8883 | 0 | 2.2158 | 0 | 0.58074 |  |  |  | 0.15856 | 0.019821 | 0.019821
8 | 2028 | 2028-08-26 | 0.012565 | 0.1424 | 0.12565 | 1.424 | 0 | 1.4047 | 0 | 0.36816 |  |  |  | 0.10052 | 0.012565 | 0.012565
8 | 2028 | 2028-08-27 | 0.011709 | 0.13571 | 0.11709 | 1.3571 | 0 | 1.309 | 0 | 0.34309 |  |  |  | 0.093676 | 0.011709 | 0.011709
8 | 2028 | 2028-08-28 | 0.018782 | 0.18502 | 0.18782 | 1.8502 | 0 | 2.0997 | 0 | 0.55032 |  |  |  | 0.15026 | 0.018782 | 0.018782
8 | 2028 | 2028-08-29 | 0.015317 | 0.15047 | 0.15317 | 1.5047 | 0 | 1.7123 | 0 | 0.44878 |  |  |  | 0.12253 | 0.015317 | 0.015317
8 | 2028 | 2028-08-30 | 0.018376 | 0.18525 | 0.18376 | 1.8525 | 0 | 2.0543 | 0 | 0.53843 |  |  |  | 0.14701 | 0.018376 | 0.018376
8 | 2028 | 2028-08-31 | 0.017655 | 0.17975 | 0.17655 | 1.7975 | 0 | 1.9736 | 0 | 0.51729 |  |  |  | 0.14124 | 0.017655 | 0.017655
9 | 2028 | 2028-09-01 | 0.032807 | 0.35011 | 0.32807 | 3.5011 | 0 | 3.6675 | 0 | 0.96124 |  |  |  | 0.26246 | 0.032807 | 0.032807
9 | 2028 | 2028-09-02 | 0.026101 | 0.31069 | 0.26101 | 3.1069 | 0 | 2.9178 | 0 | 0.76476 |  |  |  | 0.20881 | 0.026101 | 0.026101
9 | 2028 | 2028-09-03 | 0.026387 | 0.31613 | 0.26387 | 3.1613 | 0 | 2.9498 | 0 | 0.77314 |  |  |  | 0.2111 | 0.026387 | 0.026387
9 | 2028 | 2028-09-04 | 0.033191 | 0.3608 | 0.33191 | 3.608 | 0 | 3.7105 | 0 | 0.97251 |  |  |  | 0.26553 | 0.033191 | 0.033191
9 | 2028 | 2028-09-05 | 0.033301 | 0.3639 | 0.33301 | 3.639 | 0 | 3.7228 | 0 | 0.97573 |  |  |  | 0.26641 | 0.033301 | 0.033301
9 | 2028 | 2028-09-06 | 0.033206 | 0.36406 | 0.33206 | 3.6406 | 0 | 3.7121 | 0 | 0.97293 |  |  |  | 0.26565 | 0.033206 | 0.033206
9 | 2028 | 2028-09-07 | 0.03322 | 0.36515 | 0.3322 | 3.6515 | 0 | 3.7137 | 0 | 0.97334 |  |  |  | 0.26576 | 0.03322 | 0.03322
9 | 2028 | 2028-09-08 | 0.03451 | 0.38246 | 0.3451 | 3.8246 | 0 | 3.8579 | 0 | 1.0112 |  |  |  | 0.27608 | 0.03451 | 0.03451
9 | 2028 | 2028-09-09 | 0.027622 | 0.33933 | 0.27622 | 3.3933 | 0 | 3.0879 | 0 | 0.80932 |  |  |  | 0.22098 | 0.027622 | 0.027622
9 | 2028 | 2028-09-10 | 0.028605 | 0.35236 | 0.28605 | 3.5236 | 0 | 3.1978 | 0 | 0.83812 |  |  |  | 0.22884 | 0.028605 | 0.028605
9 | 2028 | 2028-09-11 | 0.036282 | 0.40648 | 0.36282 | 4.0648 | 0 | 4.0559 | 0 | 1.0631 |  |  |  | 0.29025 | 0.036282 | 0.036282
9 | 2028 | 2028-09-12 | 0.036007 | 0.40253 | 0.36007 | 4.0253 | 0 | 4.0252 | 0 | 1.055 |  |  |  | 0.28806 | 0.036007 | 0.036007
9 | 2028 | 2028-09-13 | 0.036419 | 0.40669 | 0.36419 | 4.0669 | 0 | 4.0713 | 0 | 1.0671 |  |  |  | 0.29135 | 0.036419 | 0.036419
9 | 2028 | 2028-09-14 | 0.036266 | 0.40363 | 0.36266 | 4.0363 | 0 | 4.0542 | 0 | 1.0626 |  |  |  | 0.29013 | 0.036266 | 0.036266
9 | 2028 | 2028-09-15 | 0.036894 | 0.41022 | 0.36894 | 4.1022 | 0 | 4.1244 | 0 | 1.081 |  |  |  | 0.29515 | 0.036894 | 0.036894
9 | 2028 | 2028-09-16 | 0.03001 | 0.36508 | 0.3001 | 3.6508 | 0 | 3.3548 | 0 | 0.87929 |  |  |  | 0.24008 | 0.03001 | 0.03001
9 | 2028 | 2028-09-17 | 0.030782 | 0.37236 | 0.30782 | 3.7236 | 0 | 3.4411 | 0 | 0.9019 |  |  |  | 0.24625 | 0.030782 | 0.030782
9 | 2028 | 2028-09-18 | 0.038765 | 0.4274 | 0.38765 | 4.274 | 0 | 4.3335 | 0 | 1.1358 |  |  |  | 0.31012 | 0.038765 | 0.038765
9 | 2028 | 2028-09-19 | 0.041389 | 0.45829 | 0.41389 | 4.5829 | 0 | 4.627 | 0 | 1.2127 |  |  |  | 0.33112 | 0.041389 | 0.041389
9 | 2028 | 2028-09-20 | 0.041666 | 0.45902 | 0.41666 | 4.5902 | 0 | 4.6579 | 0 | 1.2208 |  |  |  | 0.33333 | 0.041666 | 0.041666
9 | 2028 | 2028-09-21 | 0.042176 | 0.46202 | 0.42176 | 4.6202 | 0 | 4.7149 | 0 | 1.2358 |  |  |  | 0.33741 | 0.042176 | 0.042176
9 | 2028 | 2028-09-22 | 0.044816 | 0.49155 | 0.44816 | 4.9155 | 1 | 5.01 | 4.3512 | 1.3131 |  |  |  | 0.35853 | 0.044816 | 0.044816
9 | 2028 | 2028-09-23 | 0.038161 | 0.44641 | 0.38161 | 4.4641 | 1 | 4.266 | 3.705 | 1.1181 |  |  |  | 0.30528 | 0.038161 | 0.038161
9 | 2028 | 2028-09-24 | 0.039528 | 0.45973 | 0.39528 | 4.5973 | 1 | 4.4189 | 3.8378 | 1.1582 |  |  |  | 0.31623 | 0.039528 | 0.039528
9 | 2028 | 2028-09-25 | 0.049034 | 0.53112 | 0.49034 | 5.3112 | 1 | 5.4816 | 4.7607 | 1.4367 |  |  |  | 0.39228 | 0.049034 | 0.049034
9 | 2028 | 2028-09-26 | 0.050934 | 0.54952 | 0.50934 | 5.4952 | 1 | 5.6939 | 4.9451 | 1.4924 |  |  |  | 0.40747 | 0.050934 | 0.050934
9 | 2028 | 2028-09-27 | 0.053786 | 0.57937 | 0.53786 | 5.7937 | 0 | 6.0127 | 0 | 1.5759 |  |  |  | 0.43029 | 0.053786 | 0.053786
9 | 2028 | 2028-09-28 | 0.056371 | 0.60632 | 0.56371 | 6.0632 | 1 | 6.3017 | 5.473 | 1.6517 |  |  |  | 0.45097 | 0.056371 | 0.056371
9 | 2028 | 2028-09-29 | 0.058862 | 0.63047 | 0.58862 | 6.3047 | 2 | 6.5802 | 5.7448 | 1.7247 |  |  |  | 0.4709 | 0.058862 | 0.058862
9 | 2028 | 2028-09-30 | 0.051584 | 0.57429 | 0.51584 | 5.7429 | 2 | 5.7666 | 5.0345 | 1.5114 |  |  |  | 0.41267 | 0.051584 | 0.051584
10 | 2028 | 2028-10-01 | 0.048355 | 0.54906 | 0.48355 | 5.4906 | 2 | 5.4056 | 4.7193 | 1.4168 |  |  |  | 0.38684 | 0.048355 | 0.048355
10 | 2028 | 2028-10-02 | 0.058234 | 0.61836 | 0.58234 | 6.1836 | 2 | 6.51 | 5.6835 | 1.7063 |  |  |  | 0.46587 | 0.058234 | 0.058234
10 | 2028 | 2028-10-03 | 0.061277 | 0.64528 | 0.61277 | 6.4528 | 2 | 6.8502 | 5.9805 | 1.7954 |  |  |  | 0.49022 | 0.061277 | 0.061277
10 | 2028 | 2028-10-04 | 0.063402 | 0.66357 | 0.63402 | 6.6357 | 2 | 7.0877 | 6.1878 | 1.8577 |  |  |  | 0.50721 | 0.063402 | 0.063402
10 | 2028 | 2028-10-05 | 0.066294 | 0.68551 | 0.66294 | 6.8551 | 2 | 7.411 | 6.4701 | 1.9424 |  |  |  | 0.53035 | 0.066294 | 0.066294
10 | 2028 | 2028-10-06 | 0.067445 | 0.69833 | 0.67445 | 6.9833 | 2 | 7.5397 | 6.5824 | 1.9761 |  |  |  | 0.53956 | 0.067445 | 0.067445
10 | 2028 | 2028-10-07 | 0.063278 | 0.68094 | 0.63278 | 6.8094 | 2 | 7.0739 | 6.1758 | 1.854 |  |  |  | 0.50622 | 0.063278 | 0.063278
10 | 2028 | 2028-10-08 | 0.066749 | 0.70711 | 0.66749 | 7.0711 | 2 | 7.4619 | 6.5145 | 1.9557 |  |  |  | 0.53399 | 0.066749 | 0.066749
10 | 2028 | 2028-10-09 | 0.078298 | 0.78559 | 0.78298 | 7.8559 | 3 | 8.753 | 7.6819 | 2.2941 |  |  |  | 0.62638 | 0.078298 | 0.078298
10 | 2028 | 2028-10-10 | 0.082001 | 0.82391 | 0.82001 | 8.2391 | 4 | 9.167 | 8.0878 | 2.4026 |  |  |  | 0.65601 | 0.082001 | 0.082001
10 | 2028 | 2028-10-11 | 0.083327 | 0.83001 | 0.83327 | 8.3001 | 2 | 9.3152 | 8.1325 | 2.4415 |  |  |  | 0.66662 | 0.083327 | 0.083327
10 | 2028 | 2028-10-12 | 0.083741 | 0.81607 | 0.83741 | 8.1607 | 2 | 9.3615 | 8.1729 | 2.4536 |  |  |  | 0.66993 | 0.083741 | 0.083741
10 | 2028 | 2028-10-13 | 0.085457 | 0.83433 | 0.85457 | 8.3433 | 2 | 9.5533 | 8.3404 | 2.5039 |  |  |  | 0.68366 | 0.085457 | 0.085457
10 | 2028 | 2028-10-14 | 0.084967 | 0.85239 | 0.84967 | 8.5239 | 2 | 9.4985 | 8.2925 | 2.4895 |  |  |  | 0.67973 | 0.084967 | 0.084967
10 | 2028 | 2028-10-15 | 0.093634 | 0.94313 | 0.93634 | 9.4313 | 4 | 10.4674 | 9.2351 | 2.7435 |  |  |  | 0.74907 | 0.093634 | 0.093634
10 | 2028 | 2028-10-16 | 0.10527 | 1.0294 | 1.0527 | 10.2937 | 5 | 11.7679 | 10.4376 | 3.0843 |  |  |  | 0.84213 | 0.10527 | 0.10527
10 | 2028 | 2028-10-17 | 0.10816 | 1.0493 | 1.0816 | 10.4931 | 5 | 12.0908 | 10.724 | 3.1689 |  |  |  | 0.86524 | 0.10816 | 0.10816
10 | 2028 | 2028-10-18 | 0.11294 | 1.0932 | 1.1294 | 10.9322 | 6 | 12.6253 | 11.258 | 3.309 |  |  |  | 0.90349 | 0.11294 | 0.11294
10 | 2028 | 2028-10-19 | 0.1154 | 1.102 | 1.154 | 11.0202 | 6 | 12.9006 | 11.5035 | 3.3812 |  |  |  | 0.9232 | 0.1154 | 0.1154
10 | 2028 | 2028-10-20 | 0.12047 | 1.1437 | 1.2047 | 11.4365 | 5 | 13.4673 | 11.945 | 3.5297 |  |  |  | 0.96375 | 0.12047 | 0.12047
10 | 2028 | 2028-10-21 | 0.11499 | 1.0981 | 1.1499 | 10.9808 | 5 | 12.8543 | 11.4013 | 3.3691 |  |  |  | 0.91989 | 0.11499 | 0.11499
10 | 2028 | 2028-10-22 | 0.11685 | 1.1127 | 1.1685 | 11.1274 | 5 | 13.0629 | 11.5863 | 3.4237 |  |  |  | 0.93481 | 0.11685 | 0.11685
10 | 2028 | 2028-10-23 | 0.12829 | 1.1917 | 1.2829 | 11.9169 | 5 | 14.3421 | 12.7209 | 3.759 |  |  |  | 1.0264 | 0.12829 | 0.12829
10 | 2028 | 2028-10-24 | 0.1305 | 1.2011 | 1.305 | 12.0113 | 5 | 14.5889 | 12.9398 | 3.8237 |  |  |  | 1.044 | 0.1305 | 0.1305
10 | 2028 | 2028-10-25 | 0.13736 | 1.2672 | 1.3736 | 12.6716 | 6 | 15.3557 | 13.6927 | 4.0247 |  |  |  | 1.0989 | 0.13736 | 0.13736
10 | 2028 | 2028-10-26 | 0.14122 | 1.2891 | 1.4122 | 12.8908 | 5 | 15.7876 | 14.003 | 4.1379 |  |  |  | 1.1298 | 0.14122 | 0.14122
10 | 2028 | 2028-10-27 | 0.1457 | 1.3256 | 1.457 | 13.2559 | 5 | 16.2875 | 14.4464 | 4.2689 |  |  |  | 1.1656 | 0.1457 | 0.1457
10 | 2028 | 2028-10-28 | 0.14427 | 1.3313 | 1.4427 | 13.3125 | 7 | 16.1276 | 14.4583 | 4.227 |  |  |  | 1.1541 | 0.14427 | 0.14427
10 | 2028 | 2028-10-29 | 0.1499 | 1.377 | 1.499 | 13.7702 | 9 | 16.7577 | 15.1864 | 4.3921 |  |  |  | 1.1992 | 0.1499 | 0.1499
10 | 2028 | 2028-10-30 | 0.15876 | 1.4267 | 1.5876 | 14.267 | 8 | 17.7481 | 15.9971 | 4.6517 |  |  |  | 1.2701 | 0.15876 | 0.15876
10 | 2028 | 2028-10-31 | 0.16317 | 1.4633 | 1.6317 | 14.633 | 9 | 18.2404 | 16.5301 | 4.7808 |  |  |  | 1.3053 | 0.16317 | 0.16317
11 | 2028 | 2028-11-01 | 0.17192 | 1.3576 | 1.7192 | 13.5756 | 9 | 19.2187 | 17.4166 | 5.0372 |  |  |  | 1.3753 | 0.17192 | 0.17192
11 | 2028 | 2028-11-02 | 0.1717 | 1.3519 | 1.717 | 13.5192 | 8 | 19.1946 | 17.3009 | 5.0309 |  |  |  | 1.3736 | 0.1717 | 0.1717
11 | 2028 | 2028-11-03 | 0.1763 | 1.3841 | 1.763 | 13.8409 | 9 | 19.7088 | 17.8608 | 5.1656 |  |  |  | 1.4104 | 0.1763 | 0.1763
11 | 2028 | 2028-11-04 | 0.17908 | 1.4059 | 1.7908 | 14.059 | 9 | 20.0194 | 18.1422 | 5.247 |  |  |  | 1.4326 | 0.17908 | 0.17908
11 | 2028 | 2028-11-05 | 0.18439 | 1.443 | 1.8439 | 14.4302 | 10 | 20.6131 | 18.7823 | 5.4026 |  |  |  | 1.4751 | 0.18439 | 0.18439
11 | 2028 | 2028-11-06 | 0.19267 | 1.496 | 1.9267 | 14.96 | 11 | 21.5391 | 19.7339 | 5.6453 |  |  |  | 1.5414 | 0.19267 | 0.19267
11 | 2028 | 2028-11-07 | 0.19159 | 1.4804 | 1.9159 | 14.8044 | 10 | 21.4178 | 19.5155 | 5.6135 |  |  |  | 1.5327 | 0.19159 | 0.19159
11 | 2028 | 2028-11-08 | 0.19912 | 1.5319 | 1.9912 | 15.3187 | 10 | 22.2599 | 20.2829 | 5.8343 |  |  |  | 1.593 | 0.19912 | 0.19912
11 | 2028 | 2028-11-09 | 0.20905 | 1.6009 | 2.0905 | 16.009 | 12 | 10.3573 | 21.5298 | 6.1253 |  |  |  | 0.62716 | 1.2543 | 0.20905
11 | 2028 | 2028-11-10 | 0.2231 | 1.7025 | 2.231 | 17.0255 | 14 | 11.053 | 23.3177 | 6.5367 |  |  |  | 0.66929 | 1.3386 | 0.2231
11 | 2028 | 2028-11-11 | 0.22076 | 1.6808 | 2.2076 | 16.8076 | 14 | 10.9371 | 23.0732 | 6.4682 |  |  |  | 0.66227 | 1.3245 | 0.22076
11 | 2028 | 2028-11-12 | 0.21912 | 1.6634 | 2.1912 | 16.6343 | 14 | 10.8558 | 22.9019 | 6.4201 |  |  |  | 0.65735 | 1.3147 | 0.21912
11 | 2028 | 2028-11-13 | 0.22626 | 1.7003 | 2.2626 | 17.0027 | 15 | 11.2097 | 23.8698 | 6.6294 |  |  |  | 0.67878 | 1.3576 | 0.22626
11 | 2028 | 2028-11-14 | 0.23737 | 1.7814 | 2.3737 | 17.8141 | 16 | 11.7603 | 25.2786 | 6.955 |  |  |  | 0.71212 | 1.4242 | 0.23737
11 | 2028 | 2028-11-15 | 0.24044 | 1.7975 | 2.4044 | 17.9753 | 16 | 11.9123 | 25.6054 | 7.0449 |  |  |  | 0.72132 | 1.4426 | 0.24044
11 | 2028 | 2028-11-16 | 0.24363 | 1.8175 | 2.4363 | 18.175 | 15 | 12.0705 | 25.7027 | 7.1385 |  |  |  | 0.7309 | 1.4618 | 0.24363
11 | 2028 | 2028-11-17 | 0.24529 | 1.8183 | 2.4529 | 18.1827 | 17 | 12.1526 | 26.3712 | 7.187 |  |  |  | 0.73587 | 1.4717 | 0.24529
11 | 2028 | 2028-11-18 | 0.24934 | 1.8523 | 2.4934 | 18.5235 | 19 | 12.3532 | 27.3277 | 7.3057 |  |  |  | 0.74802 | 1.496 | 0.24934
11 | 2028 | 2028-11-19 | 0.25711 | 1.9029 | 2.5711 | 19.0286 | 19 | 12.7382 | 28.1795 | 7.5334 |  |  |  | 0.77133 | 1.5427 | 0.25711
11 | 2028 | 2028-11-20 | 0.26507 | 1.9534 | 2.6507 | 19.5341 | 18 | 13.1326 | 28.7721 | 7.7666 |  |  |  | 0.79521 | 1.5904 | 0.26507
11 | 2028 | 2028-11-21 | 0.26685 | 1.9645 | 2.6685 | 19.6447 | 16 | 13.2207 | 28.4179 | 7.8187 |  |  |  | 0.80055 | 1.6011 | 0.26685
11 | 2028 | 2028-11-22 | 0.27741 | 2.036 | 2.7741 | 20.3603 | 17 | 13.7439 | 29.8242 | 8.1281 |  |  |  | 0.83223 | 1.6645 | 0.27741
11 | 2028 | 2028-11-23 | 0.28201 | 2.0591 | 2.8201 | 20.5906 | 19 | 13.9717 | 30.9082 | 8.2629 |  |  |  | 0.84603 | 1.6921 | 0.28201
11 | 2028 | 2028-11-24 | 0.29077 | 2.1196 | 2.9077 | 21.1957 | 20 | 14.406 | 32.1818 | 8.5197 |  |  |  | 0.87232 | 1.7446 | 0.29077
11 | 2028 | 2028-11-25 | 0.28762 | 2.0955 | 2.8762 | 20.9547 | 19 | 14.2498 | 31.5234 | 8.4273 |  |  |  | 0.86286 | 1.7257 | 0.28762
11 | 2028 | 2028-11-26 | 0.2869 | 2.085 | 2.869 | 20.85 | 19 | 14.2139 | 31.444 | 8.4061 |  |  |  | 0.86069 | 1.7214 | 0.2869
11 | 2028 | 2028-11-27 | 0.28968 | 2.0877 | 2.8968 | 20.8773 | 16 | 14.3518 | 30.8491 | 8.4876 |  |  |  | 0.86904 | 1.7381 | 0.28968
11 | 2028 | 2028-11-28 | 0.29977 | 2.1609 | 2.9977 | 21.6092 | 16 | 14.8519 | 31.924 | 8.7834 |  |  |  | 0.89932 | 1.7986 | 0.29977
11 | 2028 | 2028-11-29 | 0.31119 | 2.2438 | 3.1119 | 22.4384 | 19 | 15.4173 | 34.106 | 9.1177 |  |  |  | 0.93356 | 1.8671 | 0.31119
11 | 2028 | 2028-11-30 | 0.31413 | 2.2577 | 3.1413 | 22.5766 | 20 | 15.5629 | 34.7663 | 9.2039 |  |  |  | 0.94238 | 1.8848 | 0.31413
12 | 2028 | 2028-12-01 | 0.32169 | 2.1067 | 3.2169 | 21.067 | 19 | 15.9376 | 35.2572 | 9.4255 |  |  |  | 0.96507 | 1.9301 | 0.32169
12 | 2028 | 2028-12-02 | 0.31821 | 2.0705 | 3.1821 | 20.7048 | 20 | 15.7655 | 35.2189 | 9.3237 |  |  |  | 0.95464 | 1.9093 | 0.31821
12 | 2028 | 2028-12-03 | 0.32585 | 2.1147 | 3.2585 | 21.1465 | 22 | 16.1436 | 36.7858 | 9.5473 |  |  |  | 0.97754 | 1.9551 | 0.32585
12 | 2028 | 2028-12-04 | 0.3383 | 2.1927 | 3.383 | 21.9271 | 22 | 16.7607 | 38.1921 | 9.9123 |  |  |  | 1.0149 | 2.0298 | 0.3383
12 | 2028 | 2028-12-05 | 0.34241 | 2.2124 | 3.4241 | 22.1241 | 21 | 16.9645 | 38.273 | 10.0327 |  |  |  | 1.0272 | 2.0545 | 0.34241
12 | 2028 | 2028-12-06 | 0.33468 | 2.1662 | 3.3468 | 21.6617 | 20 | 16.5814 | 37.0415 | 9.8062 |  |  |  | 1.004 | 2.0081 | 0.33468
12 | 2028 | 2028-12-07 | 0.3407 | 2.2033 | 3.407 | 22.0334 | 21 | 16.8795 | 38.0813 | 9.9825 |  |  |  | 1.0221 | 2.0442 | 0.3407
12 | 2028 | 2028-12-08 | 0.35148 | 2.2671 | 3.5148 | 22.6707 | 21 | 17.4135 | 39.286 | 10.2983 |  |  |  | 1.0544 | 2.1089 | 0.35148
12 | 2028 | 2028-12-09 | 0.34992 | 2.2446 | 3.4992 | 22.4464 | 22 | 17.3363 | 39.5036 | 10.2526 |  |  |  | 1.0498 | 2.0995 | 0.34992
12 | 2028 | 2028-12-10 | 0.35369 | 2.262 | 3.5369 | 22.62 | 24 | 17.523 | 40.7452 | 10.3631 |  |  |  | 1.0611 | 2.1221 | 0.35369
12 | 2028 | 2028-12-11 | 0.36922 | 2.357 | 3.6922 | 23.5696 | 25 | 18.2927 | 42.9741 | 10.8183 |  |  |  | 1.1077 | 2.2153 | 0.36922
12 | 2028 | 2028-12-12 | 0.36293 | 2.3136 | 3.6293 | 23.1364 | 23 | 17.9808 | 41.3868 | 10.6338 |  |  |  | 1.0888 | 2.1776 | 0.36293
12 | 2028 | 2028-12-13 | 0.3669 | 2.3318 | 3.669 | 23.3183 | 22 | 18.1776 | 41.4206 | 10.7502 |  |  |  | 1.1007 | 2.2014 | 0.3669
12 | 2028 | 2028-12-14 | 0.36461 | 2.3173 | 3.6461 | 23.1732 | 23 | 18.0641 | 41.5785 | 10.6831 |  |  |  | 1.0938 | 2.1877 | 0.36461
12 | 2028 | 2028-12-15 | 0.3764 | 2.3848 | 3.764 | 23.8483 | 23 | 18.648 | 42.9225 | 11.0284 |  |  |  | 1.1292 | 2.2584 | 0.3764
12 | 2028 | 2028-12-16 | 0.36423 | 2.2973 | 3.6423 | 22.9734 | 24 | 18.0452 | 41.9594 | 10.6719 |  |  |  | 1.0927 | 2.1854 | 0.36423
12 | 2028 | 2028-12-17 | 0.37196 | 2.3397 | 3.7196 | 23.3973 | 25 | 18.4282 | 43.2925 | 10.8984 |  |  |  | 1.1159 | 2.2318 | 0.37196
12 | 2028 | 2028-12-18 | 0.37755 | 2.3775 | 3.7755 | 23.7752 | 25 | 18.7052 | 43.9433 | 11.0622 |  |  |  | 1.1327 | 2.2653 | 0.37755
12 | 2028 | 2028-12-19 | 0.37572 | 2.3705 | 3.7572 | 23.7048 | 24 | 18.6145 | 43.2831 | 11.0086 |  |  |  | 1.1272 | 2.2543 | 0.37572
12 | 2028 | 2028-12-20 | 0.37201 | 2.3289 | 3.7201 | 23.2892 | 25 | 18.431 | 43.299 | 10.9 |  |  |  | 1.116 | 2.2321 | 0.37201
12 | 2028 | 2028-12-21 | 0.49504 | 2.9977 | 4.9504 | 29.9775 | 61 | 2.2482 | 102.1524 | 4.3514 |  |  |  | 0.24752 | 4.5544 | 0.14851
12 | 2028 | 2028-12-22 | 0.38473 | 2.4123 | 3.8473 | 24.1228 | 24 | 19.0609 | 44.3213 | 11.2726 |  |  |  | 1.1542 | 2.3084 | 0.38473
12 | 2028 | 2028-12-23 | 0.37539 | 2.3397 | 3.7539 | 23.3968 | 23 | 18.5982 | 42.8079 | 10.999 |  |  |  | 1.1262 | 2.2523 | 0.37539
12 | 2028 | 2028-12-24 | 0.37677 | 2.3494 | 3.7677 | 23.4936 | 23 | 18.6666 | 42.9652 | 11.0394 |  |  |  | 1.1303 | 2.2606 | 0.37677
12 | 2028 | 2028-12-25 | 0.38928 | 2.4277 | 3.8928 | 24.2767 | 24 | 19.2865 | 44.8458 | 11.406 |  |  |  | 1.1678 | 2.3357 | 0.38928
12 | 2028 | 2028-12-26 | 0.39018 | 2.4266 | 3.9018 | 24.2661 | 24 | 19.3312 | 44.9497 | 11.4324 |  |  |  | 1.1706 | 2.3411 | 0.39018
12 | 2028 | 2028-12-27 | 0.3933 | 2.4438 | 3.933 | 24.4379 | 24 | 19.4853 | 45.3081 | 11.5236 |  |  |  | 1.1799 | 2.3598 | 0.3933
12 | 2028 | 2028-12-28 | 0.40005 | 2.4774 | 4.0005 | 24.7739 | 26 | 31.1458 | 47.0482 | 23.4431 |  |  |  | 1.2002 | 2.4003 | 0.40005
12 | 2028 | 2028-12-29 | 0.38401 | 2.3682 | 3.8401 | 23.6817 | 27 | 13.2875 | 45.6377 | 5.6258 |  |  |  | 0.76802 | 2.8801 | 0.19201
12 | 2028 | 2028-12-30 | 0.38343 | 2.3532 | 3.8343 | 23.5318 | 27 | 13.2674 | 45.5686 | 5.6172 |  |  |  | 0.76686 | 2.8757 | 0.19171
12 | 2028 | 2028-12-31 | 0.3858 | 2.3716 | 3.858 | 23.7164 | 24 | 19.1138 | 44.4442 | 11.3039 |  |  |  | 1.1574 | 2.3148 | 0.3858
1 | 2029 | 2029-01-01 | 0.41289 | 2.5589 | 4.1289 | 25.5893 | 26 | 32.1454 | 48.5581 | 24.1955 |  |  |  | 1.2387 | 2.4774 | 0.41289
1 | 2029 | 2029-01-02 | 0.41748 | 2.5885 | 4.1748 | 25.8847 | 26 | 32.5026 | 49.0977 | 24.4643 |  |  |  | 1.2524 | 2.5049 | 0.41748
1 | 2029 | 2029-01-03 | 0.4163 | 2.5762 | 4.163 | 25.7615 | 26 | 32.4106 | 48.9587 | 24.3951 |  |  |  | 1.2489 | 2.4978 | 0.4163
1 | 2029 | 2029-01-04 | 0.41402 | 2.5658 | 4.1402 | 25.6575 | 25 | 20.5122 | 48.1883 | 12.1309 |  |  |  | 1.2421 | 2.4841 | 0.41402
1 | 2029 | 2029-01-05 | 0.41397 | 2.5637 | 4.1397 | 25.6373 | 24 | 20.5098 | 47.6902 | 12.1294 |  |  |  | 1.2419 | 2.4838 | 0.41397
1 | 2029 | 2029-01-06 | 0.40416 | 2.5001 | 4.0416 | 25.0013 | 24 | 20.0237 | 46.5598 | 11.8419 |  |  |  | 1.2125 | 2.425 | 0.40416
1 | 2029 | 2029-01-07 | 0.40228 | 2.4801 | 4.0228 | 24.801 | 22 | 19.9305 | 45.4148 | 11.7868 |  |  |  | 1.2068 | 2.4137 | 0.40228
1 | 2029 | 2029-01-08 | 0.39906 | 2.4721 | 3.9906 | 24.7214 | 21 | 19.7708 | 44.6042 | 11.6924 |  |  |  | 1.1972 | 2.3943 | 0.39906
1 | 2029 | 2029-01-09 | 0.39297 | 2.4373 | 3.9297 | 24.3734 | 20 | 19.4693 | 43.4928 | 11.5141 |  |  |  | 1.1789 | 2.3578 | 0.39297
1 | 2029 | 2029-01-10 | 0.39108 | 2.4183 | 3.9108 | 24.1835 | 19 | 19.3754 | 42.8623 | 11.4586 |  |  |  | 1.1732 | 2.3465 | 0.39108
1 | 2029 | 2029-01-11 | 0.39368 | 2.4268 | 3.9368 | 24.2676 | 20 | 19.5042 | 43.5709 | 11.5348 |  |  |  | 1.181 | 2.3621 | 0.39368
1 | 2029 | 2029-01-12 | 0.40113 | 2.4705 | 4.0113 | 24.7054 | 20 | 19.8736 | 44.396 | 11.7532 |  |  |  | 1.2034 | 2.4068 | 0.40113
1 | 2029 | 2029-01-13 | 0.39123 | 2.4087 | 3.9123 | 24.0869 | 20 | 19.3828 | 43.2996 | 11.463 |  |  |  | 1.1737 | 2.3474 | 0.39123
1 | 2029 | 2029-01-14 | 0.39351 | 2.415 | 3.9351 | 24.1499 | 20 | 19.4959 | 43.5523 | 11.5298 |  |  |  | 1.1805 | 2.3611 | 0.39351
1 | 2029 | 2029-01-15 | 0.39905 | 2.4594 | 3.9905 | 24.5936 | 22 | 19.7705 | 45.0504 | 11.6922 |  |  |  | 1.1972 | 2.3943 | 0.39905
1 | 2029 | 2029-01-16 | 0.38908 | 2.3979 | 3.8908 | 23.9788 | 21 | 19.2762 | 43.4885 | 11.3999 |  |  |  | 1.1672 | 2.3345 | 0.38908
1 | 2029 | 2029-01-17 | 0.39656 | 2.4396 | 3.9656 | 24.396 | 22 | 19.6471 | 44.7693 | 11.6193 |  |  |  | 1.1897 | 2.3794 | 0.39656
1 | 2029 | 2029-01-18 | 0.39976 | 2.4546 | 3.9976 | 24.5465 | 23 | 19.8057 | 45.5871 | 11.713 |  |  |  | 1.1993 | 2.3986 | 0.39976
1 | 2029 | 2029-01-19 | 0.39754 | 2.4377 | 3.9754 | 24.3774 | 21 | 19.6955 | 44.4344 | 11.6479 |  |  |  | 1.1926 | 2.3852 | 0.39754
1 | 2029 | 2029-01-20 | 0.3965 | 2.4248 | 3.965 | 24.2483 | 21 | 19.6438 | 44.3178 | 11.6173 |  |  |  | 1.1895 | 2.379 | 0.3965
1 | 2029 | 2029-01-21 | 0.38873 | 2.3793 | 3.8873 | 23.7933 | 22 | 19.2591 | 43.885 | 11.3898 |  |  |  | 1.1662 | 2.3324 | 0.38873
1 | 2029 | 2029-01-22 | 0.39381 | 2.415 | 3.9381 | 24.1504 | 23 | 19.5108 | 44.9083 | 11.5386 |  |  |  | 1.1814 | 2.3629 | 0.39381
1 | 2029 | 2029-01-23 | 0.39937 | 2.4454 | 3.9937 | 24.454 | 23 | 19.7861 | 45.5421 | 11.7015 |  |  |  | 1.1981 | 2.3962 | 0.39937
1 | 2029 | 2029-01-24 | 0.39761 | 2.4328 | 3.9761 | 24.3281 | 24 | 19.6989 | 45.8048 | 11.6499 |  |  |  | 1.1928 | 2.3856 | 0.39761
1 | 2029 | 2029-01-25 | 0.38689 | 2.3731 | 3.8689 | 23.7313 | 23 | 19.1677 | 44.1187 | 11.3358 |  |  |  | 1.1607 | 2.3213 | 0.38689
1 | 2029 | 2029-01-26 | 0.38507 | 2.3564 | 3.8507 | 23.5637 | 24 | 19.0779 | 44.3608 | 11.2826 |  |  |  | 1.1552 | 2.3104 | 0.38507
1 | 2029 | 2029-01-27 | 0.38442 | 2.3455 | 3.8442 | 23.4548 | 24 | 19.0456 | 44.2856 | 11.2635 |  |  |  | 1.1533 | 2.3065 | 0.38442
1 | 2029 | 2029-01-28 | 0.39084 | 2.3799 | 3.9084 | 23.7986 | 25 | 19.3637 | 45.4902 | 11.4516 |  |  |  | 1.1725 | 2.345 | 0.39084
1 | 2029 | 2029-01-29 | 0.40172 | 2.4475 | 4.0172 | 24.4752 | 26 | 31.2754 | 47.2439 | 23.5407 |  |  |  | 1.2052 | 2.4103 | 0.40172
1 | 2029 | 2029-01-30 | 0.39615 | 2.4146 | 3.9615 | 24.1464 | 25 | 19.6268 | 46.1083 | 11.6072 |  |  |  | 1.1885 | 2.3769 | 0.39615
1 | 2029 | 2029-01-31 | 0.38513 | 2.3451 | 3.8513 | 23.4515 | 25 | 19.0808 | 44.8256 | 11.2844 |  |  |  | 1.1554 | 2.3108 | 0.38513
2 | 2029 | 2029-02-01 | 0.38237 | 2.3692 | 3.8237 | 23.6924 | 23 | 18.944 | 43.6038 | 11.2035 |  |  |  | 1.1471 | 2.2942 | 0.38237
2 | 2029 | 2029-02-02 | 0.3825 | 2.3691 | 3.825 | 23.6909 | 22 | 18.9505 | 43.1818 | 11.2073 |  |  |  | 1.1475 | 2.295 | 0.3825
2 | 2029 | 2029-02-03 | 0.36973 | 2.2867 | 3.6973 | 22.8668 | 22 | 18.3179 | 41.7404 | 10.8332 |  |  |  | 1.1092 | 2.2184 | 0.36973
2 | 2029 | 2029-02-04 | 0.36727 | 2.2694 | 3.6727 | 22.6944 | 22 | 18.1961 | 41.4628 | 10.7611 |  |  |  | 1.1018 | 2.2036 | 0.36727
2 | 2029 | 2029-02-05 | 0.37183 | 2.3037 | 3.7183 | 23.0365 | 20 | 18.4219 | 41.153 | 10.8947 |  |  |  | 1.1155 | 2.231 | 0.37183
2 | 2029 | 2029-02-06 | 0.37403 | 2.3147 | 3.7403 | 23.1466 | 21 | 18.5307 | 41.8065 | 10.959 |  |  |  | 1.1221 | 2.2442 | 0.37403
2 | 2029 | 2029-02-07 | 0.3752 | 2.3202 | 3.752 | 23.2018 | 22 | 18.5887 | 42.3575 | 10.9933 |  |  |  | 1.1256 | 2.2512 | 0.3752
2 | 2029 | 2029-02-08 | 0.37492 | 2.318 | 3.7492 | 23.1804 | 22 | 18.5751 | 42.3264 | 10.9853 |  |  |  | 1.1248 | 2.2495 | 0.37492
2 | 2029 | 2029-02-09 | 0.37209 | 2.3013 | 3.7209 | 23.0129 | 23 | 18.4347 | 42.4316 | 10.9023 |  |  |  | 1.1163 | 2.2325 | 0.37209
2 | 2029 | 2029-02-10 | 0.354 | 2.1889 | 3.54 | 21.8889 | 23 | 17.5385 | 40.3687 | 10.3722 |  |  |  | 1.062 | 2.124 | 0.354
2 | 2029 | 2029-02-11 | 0.35138 | 2.1735 | 3.5138 | 21.7346 | 22 | 17.4085 | 39.6681 | 10.2953 |  |  |  | 1.0541 | 2.1083 | 0.35138
2 | 2029 | 2029-02-12 | 0.35177 | 2.1831 | 3.5177 | 21.8305 | 22 | 17.4279 | 39.7122 | 10.3068 |  |  |  | 1.0553 | 2.1106 | 0.35177
2 | 2029 | 2029-02-13 | 0.35301 | 2.189 | 3.5301 | 21.8896 | 22 | 17.4894 | 39.8524 | 10.3432 |  |  |  | 1.059 | 2.1181 | 0.35301
2 | 2029 | 2029-02-14 | 0.35239 | 2.1848 | 3.5239 | 21.8483 | 21 | 17.4587 | 39.3881 | 10.325 |  |  |  | 1.0572 | 2.1143 | 0.35239
2 | 2029 | 2029-02-15 | 0.34138 | 2.1216 | 3.4138 | 21.2157 | 19 | 16.913 | 37.4149 | 10.0023 |  |  |  | 1.0241 | 2.0483 | 0.34138
2 | 2029 | 2029-02-16 | 0.33526 | 2.0844 | 3.3526 | 20.844 | 18 | 16.6101 | 36.3909 | 9.8232 |  |  |  | 1.0058 | 2.0116 | 0.33526
2 | 2029 | 2029-02-17 | 0.32676 | 2.0265 | 3.2676 | 20.2647 | 17 | 16.1889 | 35.1299 | 9.5741 |  |  |  | 0.98028 | 1.9606 | 0.32676
2 | 2029 | 2029-02-18 | 0.31903 | 1.9813 | 3.1903 | 19.8129 | 18 | 15.8061 | 34.6294 | 9.3477 |  |  |  | 0.9571 | 1.9142 | 0.31903
2 | 2029 | 2029-02-19 | 0.33335 | 2.0714 | 3.3335 | 20.7139 | 20 | 16.5154 | 36.894 | 9.7672 |  |  |  | 1.0001 | 2.0001 | 0.33335
2 | 2029 | 2029-02-20 | 0.33207 | 2.0633 | 3.3207 | 20.6332 | 19 | 16.4521 | 36.3952 | 9.7297 |  |  |  | 0.99622 | 1.9924 | 0.33207
2 | 2029 | 2029-02-21 | 0.32799 | 2.0391 | 3.2799 | 20.3907 | 19 | 16.2497 | 35.9476 | 9.61 |  |  |  | 0.98396 | 1.9679 | 0.32799
2 | 2029 | 2029-02-22 | 0.329 | 2.0427 | 3.29 | 20.4268 | 19 | 16.2999 | 36.0587 | 9.6398 |  |  |  | 0.98701 | 1.974 | 0.329
2 | 2029 | 2029-02-23 | 0.32155 | 2.0007 | 3.2155 | 20.0066 | 19 | 15.9309 | 35.2423 | 9.4215 |  |  |  | 0.96466 | 1.9293 | 0.32155
2 | 2029 | 2029-02-24 | 0.31274 | 1.941 | 3.1274 | 19.4105 | 19 | 15.4945 | 34.2769 | 9.1634 |  |  |  | 0.93823 | 1.8765 | 0.31274
2 | 2029 | 2029-02-25 | 0.30614 | 1.901 | 3.0614 | 19.0096 | 17 | 15.1672 | 32.9127 | 8.9698 |  |  |  | 0.91841 | 1.8368 | 0.30614
2 | 2029 | 2029-02-26 | 0.31089 | 1.9384 | 3.1089 | 19.3838 | 17 | 15.4027 | 33.4239 | 9.1091 |  |  |  | 0.93268 | 1.8654 | 0.31089
2 | 2029 | 2029-02-27 | 0.31348 | 1.9512 | 3.1348 | 19.5125 | 18 | 15.5311 | 34.0271 | 9.1851 |  |  |  | 0.94045 | 1.8809 | 0.31348
2 | 2029 | 2029-02-28 | 0.31058 | 1.9337 | 3.1058 | 19.3367 | 17 | 15.3875 | 33.3908 | 9.1001 |  |  |  | 0.93175 | 1.8635 | 0.31058
3 | 2029 | 2029-03-01 | 0.31223 | 2.0165 | 3.1223 | 20.1652 | 17 | 15.4688 | 33.5673 | 9.1482 |  |  |  | 0.93668 | 1.8734 | 0.31223
3 | 2029 | 2029-03-02 | 0.30021 | 1.94 | 3.0021 | 19.4001 | 18 | 14.8735 | 32.5863 | 8.7962 |  |  |  | 0.90063 | 1.8013 | 0.30021
3 | 2029 | 2029-03-03 | 0.28491 | 1.839 | 2.8491 | 18.3897 | 16 | 14.1155 | 30.3412 | 8.3479 |  |  |  | 0.85473 | 1.7095 | 0.28491
3 | 2029 | 2029-03-04 | 0.28853 | 1.8633 | 2.8853 | 18.6326 | 15 | 14.2948 | 30.439 | 8.4539 |  |  |  | 0.86559 | 1.7312 | 0.28853
3 | 2029 | 2029-03-05 | 0.29201 | 1.8896 | 2.9201 | 18.896 | 14 | 14.4671 | 30.5203 | 8.5558 |  |  |  | 0.87602 | 1.752 | 0.29201
3 | 2029 | 2029-03-06 | 0.28944 | 1.8739 | 2.8944 | 18.7389 | 14 | 14.34 | 30.2522 | 8.4806 |  |  |  | 0.86833 | 1.7367 | 0.28944
3 | 2029 | 2029-03-07 | 0.28653 | 1.856 | 2.8653 | 18.5603 | 15 | 14.1959 | 30.2284 | 8.3954 |  |  |  | 0.8596 | 1.7192 | 0.28653
3 | 2029 | 2029-03-08 | 0.29254 | 1.8954 | 2.9254 | 18.9541 | 16 | 14.4934 | 31.1536 | 8.5714 |  |  |  | 0.87762 | 1.7552 | 0.29254
3 | 2029 | 2029-03-09 | 0.29686 | 1.9238 | 2.9686 | 19.2382 | 17 | 14.7077 | 31.9156 | 8.6981 |  |  |  | 0.89059 | 1.7812 | 0.29686
3 | 2029 | 2029-03-10 | 0.27891 | 1.8056 | 2.7891 | 18.0563 | 15 | 13.8184 | 29.4247 | 8.1722 |  |  |  | 0.83674 | 1.6735 | 0.27891
3 | 2029 | 2029-03-11 | 0.27134 | 1.7578 | 2.7134 | 17.5776 | 16 | 13.4434 | 28.8965 | 7.9504 |  |  |  | 0.81403 | 1.6281 | 0.27134
3 | 2029 | 2029-03-12 | 0.26847 | 1.7432 | 2.6847 | 17.4316 | 14 | 13.3007 | 28.0597 | 7.866 |  |  |  | 0.8054 | 1.6108 | 0.26847
3 | 2029 | 2029-03-13 | 0.26274 | 1.7069 | 2.6274 | 17.0694 | 12 | 13.0172 | 27.0591 | 7.6984 |  |  |  | 0.78823 | 1.5765 | 0.26274
3 | 2029 | 2029-03-14 | 0.26079 | 1.6948 | 2.6079 | 16.9483 | 12 | 12.9203 | 26.8575 | 7.641 |  |  |  | 0.78236 | 1.5647 | 0.26079
3 | 2029 | 2029-03-15 | 0.25692 | 1.6705 | 2.5692 | 16.7049 | 11 | 28.721 | 26.3138 | 7.5277 |  |  |  | 2.0553 | 0.25692 | 0.25692
3 | 2029 | 2029-03-16 | 0.2529 | 1.6452 | 2.529 | 16.4522 | 12 | 12.5298 | 26.0458 | 7.4101 |  |  |  | 0.75871 | 1.5174 | 0.2529
3 | 2029 | 2029-03-17 | 0.2461 | 1.5987 | 2.461 | 15.9865 | 12 | 12.1927 | 25.345 | 7.2107 |  |  |  | 0.7383 | 1.4766 | 0.2461
3 | 2029 | 2029-03-18 | 0.2397 | 1.558 | 2.397 | 15.5797 | 11 | 26.796 | 24.5502 | 7.0231 |  |  |  | 1.9176 | 0.2397 | 0.2397
3 | 2029 | 2029-03-19 | 0.24578 | 1.6009 | 2.4578 | 16.0089 | 12 | 12.1767 | 25.3119 | 7.2013 |  |  |  | 0.73733 | 1.4747 | 0.24578
3 | 2029 | 2029-03-20 | 0.2452 | 1.5975 | 2.452 | 15.9749 | 13 | 12.1481 | 25.3926 | 7.1844 |  |  |  | 0.7356 | 1.4712 | 0.2452
3 | 2029 | 2029-03-21 | 0.24024 | 1.566 | 2.4024 | 15.6605 | 12 | 11.9022 | 24.7411 | 7.0389 |  |  |  | 0.72071 | 1.4414 | 0.24024
3 | 2029 | 2029-03-22 | 0.23594 | 1.5388 | 2.3594 | 15.3876 | 10 | 26.376 | 24.0334 | 6.9131 |  |  |  | 1.8875 | 0.23594 | 0.23594
3 | 2029 | 2029-03-23 | 0.23475 | 1.5314 | 2.3475 | 15.3137 | 10 | 26.2431 | 23.9123 | 6.8782 |  |  |  | 1.878 | 0.23475 | 0.23475
3 | 2029 | 2029-03-24 | 0.22429 | 1.461 | 2.2429 | 14.6105 | 12 | 11.112 | 23.0985 | 6.5716 |  |  |  | 0.67286 | 1.3457 | 0.22429
3 | 2029 | 2029-03-25 | 0.21882 | 1.4263 | 2.1882 | 14.2625 | 12 | 10.8409 | 22.5351 | 6.4113 |  |  |  | 0.65645 | 1.3129 | 0.21882
3 | 2029 | 2029-03-26 | 0.22416 | 1.4642 | 2.2416 | 14.6423 | 11 | 25.059 | 22.9587 | 6.5679 |  |  |  | 1.7933 | 0.22416 | 0.22416
3 | 2029 | 2029-03-27 | 0.22237 | 1.4528 | 2.2237 | 14.5285 | 10 | 24.8594 | 22.6514 | 6.5156 |  |  |  | 1.779 | 0.22237 | 0.22237
3 | 2029 | 2029-03-28 | 0.21692 | 1.4178 | 2.1692 | 14.1783 | 12 | 10.7471 | 22.3401 | 6.3558 |  |  |  | 0.65076 | 1.3015 | 0.21692
3 | 2029 | 2029-03-29 | 0.21688 | 1.4178 | 2.1688 | 14.1782 | 11 | 24.2448 | 22.2128 | 6.3545 |  |  |  | 1.735 | 0.21688 | 0.21688
3 | 2029 | 2029-03-30 | 0.21169 | 1.3846 | 2.1169 | 13.8459 | 11 | 23.6644 | 21.6811 | 6.2024 |  |  |  | 1.6935 | 0.21169 | 0.21169
3 | 2029 | 2029-03-31 | 0.19551 | 1.2774 | 1.9551 | 12.7737 | 10 | 21.8557 | 19.9145 | 5.7283 |  |  |  | 1.564 | 0.19551 | 0.19551
4 | 2029 | 2029-04-01 | 0.17939 | 1.1434 | 1.7939 | 11.434 | 9 | 20.0542 | 18.1738 | 5.2562 |  |  |  | 1.4351 | 0.17939 | 0.17939
4 | 2029 | 2029-04-02 | 0.18338 | 1.1729 | 1.8338 | 11.729 | 8 | 20.4997 | 18.4771 | 5.3729 |  |  |  | 1.467 | 0.18338 | 0.18338
4 | 2029 | 2029-04-03 | 0.17766 | 1.138 | 1.7766 | 11.3802 | 8 | 19.861 | 17.9015 | 5.2055 |  |  |  | 1.4213 | 0.17766 | 0.17766
4 | 2029 | 2029-04-04 | 0.17338 | 1.112 | 1.7338 | 11.12 | 8 | 19.3822 | 17.4699 | 5.08 |  |  |  | 1.387 | 0.17338 | 0.17338
4 | 2029 | 2029-04-05 | 0.16942 | 1.0877 | 1.6942 | 10.8773 | 8 | 18.9393 | 17.0707 | 4.9639 |  |  |  | 1.3553 | 0.16942 | 0.16942
4 | 2029 | 2029-04-06 | 0.16875 | 1.0824 | 1.6875 | 10.8244 | 7 | 18.8648 | 16.9122 | 4.9444 |  |  |  | 1.35 | 0.16875 | 0.16875
4 | 2029 | 2029-04-07 | 0.15514 | 0.99496 | 1.5514 | 9.9496 | 7 | 17.3432 | 15.5481 | 4.5456 |  |  |  | 1.2411 | 0.15514 | 0.15514
4 | 2029 | 2029-04-08 | 0.1578 | 1.0084 | 1.578 | 10.0841 | 8 | 17.6402 | 15.8998 | 4.6234 |  |  |  | 1.2624 | 0.1578 | 0.1578
4 | 2029 | 2029-04-09 | 0.16541 | 1.0591 | 1.6541 | 10.5908 | 7 | 18.4911 | 16.5772 | 4.8465 |  |  |  | 1.3233 | 0.16541 | 0.16541
4 | 2029 | 2029-04-10 | 0.16601 | 1.0615 | 1.6601 | 10.6152 | 8 | 18.5582 | 16.7272 | 4.864 |  |  |  | 1.3281 | 0.16601 | 0.16601
4 | 2029 | 2029-04-11 | 0.16286 | 1.0419 | 1.6286 | 10.419 | 8 | 18.2067 | 16.4104 | 4.7719 |  |  |  | 1.3029 | 0.16286 | 0.16286
4 | 2029 | 2029-04-12 | 0.15834 | 1.0137 | 1.5834 | 10.1373 | 8 | 17.7005 | 15.9541 | 4.6392 |  |  |  | 1.2667 | 0.15834 | 0.15834
4 | 2029 | 2029-04-13 | 0.15418 | 0.98936 | 1.5418 | 9.8936 | 8 | 17.2358 | 15.5353 | 4.5174 |  |  |  | 1.2334 | 0.15418 | 0.15418
4 | 2029 | 2029-04-14 | 0.14772 | 0.9424 | 1.4772 | 9.424 | 8 | 16.5139 | 14.8846 | 4.3282 |  |  |  | 1.1818 | 0.14772 | 0.14772
4 | 2029 | 2029-04-15 | 0.14286 | 0.91196 | 1.4286 | 9.1196 | 8 | 15.9702 | 14.3946 | 4.1857 |  |  |  | 1.1429 | 0.14286 | 0.14286
4 | 2029 | 2029-04-16 | 0.14437 | 0.92844 | 1.4437 | 9.2844 | 8 | 16.1398 | 14.5474 | 4.2302 |  |  |  | 1.155 | 0.14437 | 0.14437
4 | 2029 | 2029-04-17 | 0.14205 | 0.91398 | 1.4205 | 9.1398 | 7 | 15.8798 | 14.2362 | 4.162 |  |  |  | 1.1364 | 0.14205 | 0.14205
4 | 2029 | 2029-04-18 | 0.14063 | 0.90444 | 1.4063 | 9.0444 | 7 | 15.7216 | 14.0943 | 4.1206 |  |  |  | 1.1251 | 0.14063 | 0.14063
4 | 2029 | 2029-04-19 | 0.13368 | 0.86323 | 1.3368 | 8.6323 | 7 | 14.9443 | 13.3975 | 3.9169 |  |  |  | 1.0695 | 0.13368 | 0.13368
4 | 2029 | 2029-04-20 | 0.1351 | 0.87039 | 1.351 | 8.7039 | 6 | 15.1024 | 13.4668 | 3.9583 |  |  |  | 1.0808 | 0.1351 | 0.1351
4 | 2029 | 2029-04-21 | 0.12504 | 0.80331 | 1.2504 | 8.0331 | 6 | 13.9785 | 12.4647 | 3.6637 |  |  |  | 1.0003 | 0.12504 | 0.12504
4 | 2029 | 2029-04-22 | 0.1222 | 0.78584 | 1.222 | 7.8584 | 6 | 13.6611 | 12.1816 | 3.5805 |  |  |  | 0.97762 | 0.1222 | 0.1222
4 | 2029 | 2029-04-23 | 0.12677 | 0.81971 | 1.2677 | 8.1971 | 6 | 14.1713 | 12.6366 | 3.7143 |  |  |  | 1.0141 | 0.12677 | 0.12677
4 | 2029 | 2029-04-24 | 0.12027 | 0.78123 | 1.2027 | 7.8123 | 5 | 13.4448 | 11.925 | 3.5238 |  |  |  | 0.96214 | 0.12027 | 0.12027
4 | 2029 | 2029-04-25 | 0.11941 | 0.77559 | 1.1941 | 7.7559 | 5 | 13.3491 | 11.8402 | 3.4988 |  |  |  | 0.95529 | 0.11941 | 0.11941
4 | 2029 | 2029-04-26 | 0.11958 | 0.7757 | 1.1958 | 7.757 | 6 | 13.3685 | 11.9207 | 3.5038 |  |  |  | 0.95668 | 0.11958 | 0.11958
4 | 2029 | 2029-04-27 | 0.1163 | 0.75654 | 1.163 | 7.5654 | 6 | 13.0008 | 11.5928 | 3.4075 |  |  |  | 0.93037 | 0.1163 | 0.1163
4 | 2029 | 2029-04-28 | 0.10242 | 0.667 | 1.0242 | 6.67 | 5 | 11.4495 | 10.1552 | 3.0009 |  |  |  | 0.81935 | 0.10242 | 0.10242
4 | 2029 | 2029-04-29 | 0.10234 | 0.66673 | 1.0234 | 6.6673 | 4 | 11.4408 | 10.0939 | 2.9986 |  |  |  | 0.81873 | 0.10234 | 0.10234
4 | 2029 | 2029-04-30 | 0.1025 | 0.67507 | 1.025 | 6.7507 | 4 | 11.459 | 10.1099 | 3.0034 |  |  |  | 0.82003 | 0.1025 | 0.1025
5 | 2029 | 2029-05-01 | 0.084995 | 0.58109 | 0.84995 | 5.8109 | 3 | 9.5017 | 8.339 | 2.4904 |  |  |  | 0.67996 | 0.084995 | 0.084995
5 | 2029 | 2029-05-02 | 0.083381 | 0.57142 | 0.83381 | 5.7142 | 4 | 9.3212 | 8.2238 | 2.4431 |  |  |  | 0.66705 | 0.083381 | 0.083381
5 | 2029 | 2029-05-03 | 0.082632 | 0.56878 | 0.82632 | 5.6878 | 4 | 9.2375 | 8.15 | 2.4211 |  |  |  | 0.66106 | 0.082632 | 0.082632
5 | 2029 | 2029-05-04 | 0.079644 | 0.54555 | 0.79644 | 5.4555 | 2 | 8.9035 | 7.7731 | 2.3336 |  |  |  | 0.63715 | 0.079644 | 0.079644
5 | 2029 | 2029-05-05 | 0.07118 | 0.48851 | 0.7118 | 4.8851 | 2 | 7.9573 | 6.947 | 2.0856 |  |  |  | 0.56944 | 0.07118 | 0.07118
5 | 2029 | 2029-05-06 | 0.06874 | 0.47334 | 0.6874 | 4.7334 | 3 | 7.6845 | 6.7442 | 2.0141 |  |  |  | 0.54992 | 0.06874 | 0.06874
5 | 2029 | 2029-05-07 | 0.076338 | 0.53036 | 0.76338 | 5.3036 | 2 | 8.5339 | 7.4504 | 2.2367 |  |  |  | 0.6107 | 0.076338 | 0.076338
5 | 2029 | 2029-05-08 | 0.07462 | 0.51842 | 0.7462 | 5.1842 | 2 | 8.3418 | 7.2827 | 2.1864 |  |  |  | 0.59696 | 0.07462 | 0.07462
5 | 2029 | 2029-05-09 | 0.073356 | 0.50874 | 0.73356 | 5.0874 | 2 | 8.2005 | 7.1593 | 2.1493 |  |  |  | 0.58684 | 0.073356 | 0.073356
5 | 2029 | 2029-05-10 | 0.071935 | 0.50288 | 0.71935 | 5.0288 | 3 | 8.0416 | 7.0576 | 2.1077 |  |  |  | 0.57548 | 0.071935 | 0.071935
5 | 2029 | 2029-05-11 | 0.070857 | 0.49632 | 0.70857 | 4.9632 | 3 | 7.9212 | 6.9519 | 2.0761 |  |  |  | 0.56686 | 0.070857 | 0.070857
5 | 2029 | 2029-05-12 | 0.060645 | 0.42732 | 0.60645 | 4.2732 | 2 | 6.7796 | 5.9188 | 1.7769 |  |  |  | 0.48516 | 0.060645 | 0.060645
5 | 2029 | 2029-05-13 | 0.059543 | 0.42127 | 0.59543 | 4.2127 | 2 | 6.6564 | 5.8113 | 1.7446 |  |  |  | 0.47634 | 0.059543 | 0.059543
5 | 2029 | 2029-05-14 | 0.066085 | 0.4688 | 0.66085 | 4.688 | 3 | 7.3877 | 6.4836 | 1.9363 |  |  |  | 0.52868 | 0.066085 | 0.066085
5 | 2029 | 2029-05-15 | 0.066045 | 0.46961 | 0.66045 | 4.6961 | 3 | 7.3832 | 6.4797 | 1.9351 |  |  |  | 0.52836 | 0.066045 | 0.066045
5 | 2029 | 2029-05-16 | 0.067033 | 0.4774 | 0.67033 | 4.774 | 3 | 7.4937 | 6.5767 | 1.9641 |  |  |  | 0.53627 | 0.067033 | 0.067033
5 | 2029 | 2029-05-17 | 0.065079 | 0.4641 | 0.65079 | 4.641 | 3 | 7.2753 | 6.385 | 1.9068 |  |  |  | 0.52063 | 0.065079 | 0.065079
5 | 2029 | 2029-05-18 | 0.062949 | 0.45088 | 0.62949 | 4.5088 | 2 | 7.0371 | 6.1436 | 1.8444 |  |  |  | 0.50359 | 0.062949 | 0.062949
5 | 2029 | 2029-05-19 | 0.05347 | 0.3873 | 0.5347 | 3.873 | 2 | 5.9775 | 5.2186 | 1.5667 |  |  |  | 0.42776 | 0.05347 | 0.05347
5 | 2029 | 2029-05-20 | 0.052224 | 0.38007 | 0.52224 | 3.8007 | 1 | 5.8381 | 5.0704 | 1.5302 |  |  |  | 0.41779 | 0.052224 | 0.052224
5 | 2029 | 2029-05-21 | 0.060212 | 0.43677 | 0.60212 | 4.3677 | 2 | 6.7312 | 5.8766 | 1.7642 |  |  |  | 0.4817 | 0.060212 | 0.060212
5 | 2029 | 2029-05-22 | 0.059383 | 0.4309 | 0.59383 | 4.309 | 1 | 6.6385 | 5.7655 | 1.7399 |  |  |  | 0.47507 | 0.059383 | 0.059383
5 | 2029 | 2029-05-23 | 0.057517 | 0.4194 | 0.57517 | 4.194 | 1 | 6.4299 | 5.5843 | 1.6852 |  |  |  | 0.46013 | 0.057517 | 0.057517
5 | 2029 | 2029-05-24 | 0.056137 | 0.41192 | 0.56137 | 4.1192 | 1 | 6.2756 | 5.4503 | 1.6448 |  |  |  | 0.4491 | 0.056137 | 0.056137
5 | 2029 | 2029-05-25 | 0.055665 | 0.41083 | 0.55665 | 4.1083 | 1 | 6.2228 | 5.4045 | 1.631 |  |  |  | 0.44532 | 0.055665 | 0.055665
5 | 2029 | 2029-05-26 | 0.047857 | 0.35739 | 0.47857 | 3.5739 | 1 | 5.3499 | 4.6464 | 1.4022 |  |  |  | 0.38285 | 0.047857 | 0.047857
5 | 2029 | 2029-05-27 | 0.046627 | 0.35248 | 0.46627 | 3.5248 | 1 | 5.2125 | 4.527 | 1.3662 |  |  |  | 0.37302 | 0.046627 | 0.046627
5 | 2029 | 2029-05-28 | 0.053641 | 0.40192 | 0.53641 | 4.0192 | 1 | 5.9965 | 5.208 | 1.5717 |  |  |  | 0.42913 | 0.053641 | 0.053641
5 | 2029 | 2029-05-29 | 0.052989 | 0.39867 | 0.52989 | 3.9867 | 1 | 5.9237 | 5.1447 | 1.5526 |  |  |  | 0.42391 | 0.052989 | 0.052989
5 | 2029 | 2029-05-30 | 0.050847 | 0.38601 | 0.50847 | 3.8601 | 0 | 5.6843 | 0 | 1.4898 |  |  |  | 0.40678 | 0.050847 | 0.050847
5 | 2029 | 2029-05-31 | 0.050425 | 0.38316 | 0.50425 | 3.8316 | 0 | 5.637 | 0 | 1.4774 |  |  |  | 0.4034 | 0.050425 | 0.050425
6 | 2029 | 2029-06-01 | 0.047654 | 0.37429 | 0.47654 | 3.7429 | 0 | 5.3273 | 0 | 1.3963 |  |  |  | 0.38123 | 0.047654 | 0.047654
6 | 2029 | 2029-06-02 | 0.039798 | 0.32124 | 0.39798 | 3.2124 | 0 | 4.449 | 0 | 1.1661 |  |  |  | 0.31838 | 0.039798 | 0.039798
6 | 2029 | 2029-06-03 | 0.039405 | 0.32027 | 0.39405 | 3.2027 | 1 | 4.4051 | 3.8258 | 1.1546 |  |  |  | 0.31524 | 0.039405 | 0.039405
6 | 2029 | 2029-06-04 | 0.046841 | 0.3738 | 0.46841 | 3.738 | 0 | 5.2364 | 0 | 1.3724 |  |  |  | 0.37473 | 0.046841 | 0.046841
6 | 2029 | 2029-06-05 | 0.046477 | 0.37235 | 0.46477 | 3.7235 | 0 | 5.1957 | 0 | 1.3618 |  |  |  | 0.37181 | 0.046477 | 0.046477
6 | 2029 | 2029-06-06 | 0.046167 | 0.37127 | 0.46167 | 3.7127 | 0 | 5.1611 | 0 | 1.3527 |  |  |  | 0.36934 | 0.046167 | 0.046167
6 | 2029 | 2029-06-07 | 0.046219 | 0.37337 | 0.46219 | 3.7337 | 0 | 5.1669 | 0 | 1.3542 |  |  |  | 0.36975 | 0.046219 | 0.046219
6 | 2029 | 2029-06-08 | 0.046035 | 0.37374 | 0.46035 | 3.7374 | 0 | 5.1462 | 0 | 1.3488 |  |  |  | 0.36828 | 0.046035 | 0.046035
6 | 2029 | 2029-06-09 | 0.038473 | 0.323 | 0.38473 | 3.23 | 1 | 4.3009 | 3.7353 | 1.1273 |  |  |  | 0.30778 | 0.038473 | 0.038473
6 | 2029 | 2029-06-10 | 0.03854 | 0.32572 | 0.3854 | 3.2572 | 0 | 4.3084 | 0 | 1.1292 |  |  |  | 0.30832 | 0.03854 | 0.03854
6 | 2029 | 2029-06-11 | 0.045805 | 0.37653 | 0.45805 | 3.7653 | 0 | 5.1206 | 0 | 1.3421 |  |  |  | 0.36644 | 0.045805 | 0.045805
6 | 2029 | 2029-06-12 | 0.045613 | 0.37585 | 0.45613 | 3.7585 | 0 | 5.0991 | 0 | 1.3364 |  |  |  | 0.3649 | 0.045613 | 0.045613
6 | 2029 | 2029-06-13 | 0.045736 | 0.37824 | 0.45736 | 3.7824 | 0 | 5.1129 | 0 | 1.3401 |  |  |  | 0.36589 | 0.045736 | 0.045736
6 | 2029 | 2029-06-14 | 0.045507 | 0.37763 | 0.45507 | 3.7763 | 0 | 5.0873 | 0 | 1.3334 |  |  |  | 0.36406 | 0.045507 | 0.045507
6 | 2029 | 2029-06-15 | 0.045304 | 0.37674 | 0.45304 | 3.7674 | 0 | 5.0645 | 0 | 1.3274 |  |  |  | 0.36243 | 0.045304 | 0.045304
6 | 2029 | 2029-06-16 | 0.038338 | 0.33125 | 0.38338 | 3.3125 | 0 | 4.2858 | 0 | 1.1233 |  |  |  | 0.3067 | 0.038338 | 0.038338
6 | 2029 | 2029-06-17 | 0.038369 | 0.33279 | 0.38369 | 3.3279 | 0 | 4.2893 | 0 | 1.1242 |  |  |  | 0.30695 | 0.038369 | 0.038369
6 | 2029 | 2029-06-18 | 0.045482 | 0.38136 | 0.45482 | 3.8136 | 0 | 5.0844 | 0 | 1.3326 |  |  |  | 0.36385 | 0.045482 | 0.045482
6 | 2029 | 2029-06-19 | 0.045657 | 0.38405 | 0.45657 | 3.8405 | 0 | 5.104 | 0 | 1.3377 |  |  |  | 0.36526 | 0.045657 | 0.045657
6 | 2029 | 2029-06-20 | 0.045816 | 0.38658 | 0.45816 | 3.8658 | 0 | 5.1218 | 0 | 1.3424 |  |  |  | 0.36653 | 0.045816 | 0.045816
6 | 2029 | 2029-06-21 | 0.045592 | 0.38526 | 0.45592 | 3.8526 | 0 | 5.0968 | 0 | 1.3359 |  |  |  | 0.36474 | 0.045592 | 0.045592
6 | 2029 | 2029-06-22 | 0.045682 | 0.38658 | 0.45682 | 3.8658 | 0 | 5.1068 | 0 | 1.3385 |  |  |  | 0.36545 | 0.045682 | 0.045682
6 | 2029 | 2029-06-23 | 0.038352 | 0.33688 | 0.38352 | 3.3688 | 0 | 4.2874 | 0 | 1.1237 |  |  |  | 0.30682 | 0.038352 | 0.038352
6 | 2029 | 2029-06-24 | 0.038377 | 0.33804 | 0.38377 | 3.3804 | 0 | 4.2902 | 0 | 1.1244 |  |  |  | 0.30701 | 0.038377 | 0.038377
6 | 2029 | 2029-06-25 | 0.046014 | 0.39171 | 0.46014 | 3.9171 | 0 | 5.1439 | 0 | 1.3482 |  |  |  | 0.36811 | 0.046014 | 0.046014
6 | 2029 | 2029-06-26 | 0.046001 | 0.39229 | 0.46001 | 3.9229 | 0 | 5.1425 | 0 | 1.3478 |  |  |  | 0.36801 | 0.046001 | 0.046001
6 | 2029 | 2029-06-27 | 0.046114 | 0.39312 | 0.46114 | 3.9312 | 0 | 5.1551 | 0 | 1.3511 |  |  |  | 0.36891 | 0.046114 | 0.046114
6 | 2029 | 2029-06-28 | 0.046257 | 0.39473 | 0.46257 | 3.9473 | 0 | 5.1711 | 0 | 1.3553 |  |  |  | 0.37006 | 0.046257 | 0.046257
6 | 2029 | 2029-06-29 | 0.046484 | 0.39774 | 0.46484 | 3.9774 | 0 | 5.1965 | 0 | 1.362 |  |  |  | 0.37187 | 0.046484 | 0.046484
6 | 2029 | 2029-06-30 | 0.038755 | 0.34421 | 0.38755 | 3.4421 | 0 | 4.3325 | 0 | 1.1355 |  |  |  | 0.31004 | 0.038755 | 0.038755
7 | 2029 | 2029-07-01 | 0.039814 | 0.37618 | 0.39814 | 3.7618 | 0 | 4.4508 | 0 | 1.1665 |  |  |  | 0.31851 | 0.039814 | 0.039814
7 | 2029 | 2029-07-02 | 0.047666 | 0.43424 | 0.47666 | 4.3424 | 0 | 5.3286 | 0 | 1.3966 |  |  |  | 0.38133 | 0.047666 | 0.047666
7 | 2029 | 2029-07-03 | 0.047965 | 0.43994 | 0.47965 | 4.3994 | 0 | 5.362 | 0 | 1.4054 |  |  |  | 0.38372 | 0.047965 | 0.047965
7 | 2029 | 2029-07-04 | 0.047524 | 0.43031 | 0.47524 | 4.3031 | 0 | 5.3127 | 0 | 1.3924 |  |  |  | 0.38019 | 0.047524 | 0.047524
7 | 2029 | 2029-07-05 | 0.047628 | 0.43214 | 0.47628 | 4.3214 | 0 | 5.3244 | 0 | 1.3955 |  |  |  | 0.38103 | 0.047628 | 0.047628
7 | 2029 | 2029-07-06 | 0.047547 | 0.4302 | 0.47547 | 4.302 | 0 | 5.3153 | 0 | 1.3931 |  |  |  | 0.38037 | 0.047547 | 0.047547
7 | 2029 | 2029-07-07 | 0.040141 | 0.38074 | 0.40141 | 3.8074 | 0 | 4.4874 | 0 | 1.1761 |  |  |  | 0.32113 | 0.040141 | 0.040141
7 | 2029 | 2029-07-08 | 0.040064 | 0.37916 | 0.40064 | 3.7916 | 0 | 4.4788 | 0 | 1.1739 |  |  |  | 0.32051 | 0.040064 | 0.040064
7 | 2029 | 2029-07-09 | 0.047694 | 0.43336 | 0.47694 | 4.3336 | 0 | 5.3318 | 0 | 1.3974 |  |  |  | 0.38156 | 0.047694 | 0.047694
7 | 2029 | 2029-07-10 | 0.048028 | 0.44065 | 0.48028 | 4.4065 | 0 | 5.369 | 0 | 1.4072 |  |  |  | 0.38422 | 0.048028 | 0.048028
7 | 2029 | 2029-07-11 | 0.047497 | 0.43013 | 0.47497 | 4.3013 | 0 | 5.3097 | 0 | 1.3917 |  |  |  | 0.37998 | 0.047497 | 0.047497
7 | 2029 | 2029-07-12 | 0.047261 | 0.42594 | 0.47261 | 4.2594 | 0 | 5.2834 | 0 | 1.3848 |  |  |  | 0.37809 | 0.047261 | 0.047261
7 | 2029 | 2029-07-13 | 0.047411 | 0.42998 | 0.47411 | 4.2998 | 0 | 5.3001 | 0 | 1.3891 |  |  |  | 0.37929 | 0.047411 | 0.047411
7 | 2029 | 2029-07-14 | 0.039753 | 0.3765 | 0.39753 | 3.765 | 0 | 4.444 | 0 | 1.1648 |  |  |  | 0.31802 | 0.039753 | 0.039753
7 | 2029 | 2029-07-15 | 0.039885 | 0.38063 | 0.39885 | 3.8063 | 0 | 4.4588 | 0 | 1.1686 |  |  |  | 0.31908 | 0.039885 | 0.039885
7 | 2029 | 2029-07-16 | 0.047312 | 0.432 | 0.47312 | 4.32 | 0 | 5.289 | 0 | 1.3862 |  |  |  | 0.37849 | 0.047312 | 0.047312
7 | 2029 | 2029-07-17 | 0.04729 | 0.43339 | 0.4729 | 4.3339 | 0 | 5.2866 | 0 | 1.3856 |  |  |  | 0.37832 | 0.04729 | 0.04729
7 | 2029 | 2029-07-18 | 0.047104 | 0.43159 | 0.47104 | 4.3159 | 0 | 5.2658 | 0 | 1.3801 |  |  |  | 0.37683 | 0.047104 | 0.047104
7 | 2029 | 2029-07-19 | 0.046811 | 0.42781 | 0.46811 | 4.2781 | 0 | 5.233 | 0 | 1.3715 |  |  |  | 0.37448 | 0.046811 | 0.046811
7 | 2029 | 2029-07-20 | 0.046527 | 0.4245 | 0.46527 | 4.245 | 0 | 5.2013 | 0 | 1.3632 |  |  |  | 0.37222 | 0.046527 | 0.046527
7 | 2029 | 2029-07-21 | 0.038679 | 0.36877 | 0.38679 | 3.6877 | 0 | 4.3239 | 0 | 1.1333 |  |  |  | 0.30943 | 0.038679 | 0.038679
7 | 2029 | 2029-07-22 | 0.038561 | 0.36944 | 0.38561 | 3.6944 | 0 | 4.3108 | 0 | 1.1298 |  |  |  | 0.30849 | 0.038561 | 0.038561
7 | 2029 | 2029-07-23 | 0.045678 | 0.41615 | 0.45678 | 4.1615 | 0 | 5.1063 | 0 | 1.3384 |  |  |  | 0.36542 | 0.045678 | 0.045678
7 | 2029 | 2029-07-24 | 0.045434 | 0.41472 | 0.45434 | 4.1472 | 0 | 5.0791 | 0 | 1.3312 |  |  |  | 0.36347 | 0.045434 | 0.045434
7 | 2029 | 2029-07-25 | 0.045142 | 0.41255 | 0.45142 | 4.1255 | 0 | 5.0465 | 0 | 1.3227 |  |  |  | 0.36114 | 0.045142 | 0.045142
7 | 2029 | 2029-07-26 | 0.04492 | 0.41209 | 0.4492 | 4.1209 | 0 | 5.0216 | 0 | 1.3161 |  |  |  | 0.35936 | 0.04492 | 0.04492
7 | 2029 | 2029-07-27 | 0.044796 | 0.41395 | 0.44796 | 4.1395 | 0 | 5.0078 | 0 | 1.3125 |  |  |  | 0.35837 | 0.044796 | 0.044796
7 | 2029 | 2029-07-28 | 0.036436 | 0.34942 | 0.36436 | 3.4942 | 0 | 4.0732 | 0 | 1.0676 |  |  |  | 0.29149 | 0.036436 | 0.036436
7 | 2029 | 2029-07-29 | 0.036219 | 0.34984 | 0.36219 | 3.4984 | 0 | 4.049 | 0 | 1.0612 |  |  |  | 0.28976 | 0.036219 | 0.036219
7 | 2029 | 2029-07-30 | 0.043386 | 0.3994 | 0.43386 | 3.994 | 0 | 4.8501 | 0 | 1.2712 |  |  |  | 0.34709 | 0.043386 | 0.043386
7 | 2029 | 2029-07-31 | 0.042961 | 0.39599 | 0.42961 | 3.9599 | 0 | 4.8027 | 0 | 1.2588 |  |  |  | 0.34369 | 0.042961 | 0.042961
8 | 2029 | 2029-08-01 | 0.030062 | 0.24388 | 0.30062 | 2.4388 | 0 | 3.3606 | 0 | 0.88081 |  |  |  | 0.24049 | 0.030062 | 0.030062
8 | 2029 | 2029-08-02 | 0.028493 | 0.22875 | 0.28493 | 2.2875 | 0 | 3.1852 | 0 | 0.83483 |  |  |  | 0.22794 | 0.028493 | 0.028493
8 | 2029 | 2029-08-03 | 0.030346 | 0.2501 | 0.30346 | 2.501 | 0 | 3.3925 | 0 | 0.88915 |  |  |  | 0.24277 | 0.030346 | 0.030346
8 | 2029 | 2029-08-04 | 0.021618 | 0.18727 | 0.21618 | 1.8727 | 0 | 2.4167 | 0 | 0.6334 |  |  |  | 0.17294 | 0.021618 | 0.021618
8 | 2029 | 2029-08-05 | 0.020395 | 0.17605 | 0.20395 | 1.7605 | 0 | 2.2799 | 0 | 0.59756 |  |  |  | 0.16316 | 0.020395 | 0.020395
8 | 2029 | 2029-08-06 | 0.027633 | 0.22661 | 0.27633 | 2.2661 | 0 | 3.0891 | 0 | 0.80964 |  |  |  | 0.22106 | 0.027633 | 0.027633
8 | 2029 | 2029-08-07 | 0.027346 | 0.2255 | 0.27346 | 2.255 | 0 | 3.0571 | 0 | 0.80125 |  |  |  | 0.21877 | 0.027346 | 0.027346
8 | 2029 | 2029-08-08 | 0.027053 | 0.22438 | 0.27053 | 2.2438 | 0 | 3.0243 | 0 | 0.79265 |  |  |  | 0.21642 | 0.027053 | 0.027053
8 | 2029 | 2029-08-09 | 0.026563 | 0.22125 | 0.26563 | 2.2125 | 0 | 2.9695 | 0 | 0.77829 |  |  |  | 0.2125 | 0.026563 | 0.026563
8 | 2029 | 2029-08-10 | 0.026451 | 0.22219 | 0.26451 | 2.2219 | 0 | 2.9569 | 0 | 0.775 |  |  |  | 0.2116 | 0.026451 | 0.026451
8 | 2029 | 2029-08-11 | 0.018247 | 0.16541 | 0.18247 | 1.6541 | 0 | 2.0398 | 0 | 0.53463 |  |  |  | 0.14597 | 0.018247 | 0.018247
8 | 2029 | 2029-08-12 | 0.018131 | 0.16643 | 0.18131 | 1.6643 | 0 | 2.0269 | 0 | 0.53123 |  |  |  | 0.14505 | 0.018131 | 0.018131
8 | 2029 | 2029-08-13 | 0.02515 | 0.21511 | 0.2515 | 2.1511 | 0 | 2.8116 | 0 | 0.7369 |  |  |  | 0.2012 | 0.02515 | 0.02515
8 | 2029 | 2029-08-14 | 0.023701 | 0.20205 | 0.23701 | 2.0205 | 0 | 2.6496 | 0 | 0.69445 |  |  |  | 0.18961 | 0.023701 | 0.023701
8 | 2029 | 2029-08-15 | 0.023402 | 0.20126 | 0.23402 | 2.0126 | 0 | 2.6161 | 0 | 0.68567 |  |  |  | 0.18721 | 0.023402 | 0.023402
8 | 2029 | 2029-08-16 | 0.02349 | 0.20463 | 0.2349 | 2.0463 | 0 | 2.6259 | 0 | 0.68825 |  |  |  | 0.18792 | 0.02349 | 0.02349
8 | 2029 | 2029-08-17 | 0.023395 | 0.20609 | 0.23395 | 2.0609 | 0 | 2.6153 | 0 | 0.68547 |  |  |  | 0.18716 | 0.023395 | 0.023395
8 | 2029 | 2029-08-18 | 0.015984 | 0.15805 | 0.15984 | 1.5805 | 0 | 1.7869 | 0 | 0.46833 |  |  |  | 0.12787 | 0.015984 | 0.015984
8 | 2029 | 2029-08-19 | 0.013047 | 0.12932 | 0.13047 | 1.2932 | 0 | 1.4585 | 0 | 0.38227 |  |  |  | 0.10437 | 0.013047 | 0.013047
8 | 2029 | 2029-08-20 | 0.021648 | 0.19505 | 0.21648 | 1.9505 | 0 | 2.4201 | 0 | 0.6343 |  |  |  | 0.17319 | 0.021648 | 0.021648
8 | 2029 | 2029-08-21 | 0.019122 | 0.17071 | 0.19122 | 1.7071 | 0 | 2.1377 | 0 | 0.56028 |  |  |  | 0.15298 | 0.019122 | 0.019122
8 | 2029 | 2029-08-22 | 0.021767 | 0.20138 | 0.21767 | 2.0138 | 0 | 2.4334 | 0 | 0.63779 |  |  |  | 0.17414 | 0.021767 | 0.021767
8 | 2029 | 2029-08-23 | 0.021187 | 0.19774 | 0.21187 | 1.9774 | 0 | 2.3685 | 0 | 0.62078 |  |  |  | 0.1695 | 0.021187 | 0.021187
8 | 2029 | 2029-08-24 | 0.017956 | 0.16589 | 0.17956 | 1.6589 | 0 | 2.0073 | 0 | 0.52611 |  |  |  | 0.14365 | 0.017956 | 0.017956
8 | 2029 | 2029-08-25 | 0.012386 | 0.13743 | 0.12386 | 1.3743 | 0 | 1.3847 | 0 | 0.36292 |  |  |  | 0.09909 | 0.012386 | 0.012386
8 | 2029 | 2029-08-26 | 0.012641 | 0.14259 | 0.12641 | 1.4259 | 0 | 1.4131 | 0 | 0.37037 |  |  |  | 0.10112 | 0.012641 | 0.012641
8 | 2029 | 2029-08-27 | 0.019294 | 0.1875 | 0.19294 | 1.875 | 0 | 2.1569 | 0 | 0.56531 |  |  |  | 0.15435 | 0.019294 | 0.019294
8 | 2029 | 2029-08-28 | 0.018842 | 0.18507 | 0.18842 | 1.8507 | 0 | 2.1064 | 0 | 0.55208 |  |  |  | 0.15074 | 0.018842 | 0.018842
8 | 2029 | 2029-08-29 | 0.015369 | 0.15045 | 0.15369 | 1.5045 | 0 | 1.7181 | 0 | 0.4503 |  |  |  | 0.12295 | 0.015369 | 0.015369
8 | 2029 | 2029-08-30 | 0.018419 | 0.18516 | 0.18419 | 1.8516 | 0 | 2.0591 | 0 | 0.53969 |  |  |  | 0.14736 | 0.018419 | 0.018419
8 | 2029 | 2029-08-31 | 0.017689 | 0.17957 | 0.17689 | 1.7957 | 0 | 1.9774 | 0 | 0.51827 |  |  |  | 0.14151 | 0.017689 | 0.017689
9 | 2029 | 2029-09-01 | 0.025464 | 0.30023 | 0.25464 | 3.0023 | 0 | 2.8466 | 0 | 0.74609 |  |  |  | 0.20371 | 0.025464 | 0.025464
9 | 2029 | 2029-09-02 | 0.026414 | 0.31441 | 0.26414 | 3.1441 | 0 | 2.9528 | 0 | 0.77392 |  |  |  | 0.21131 | 0.026414 | 0.026414
9 | 2029 | 2029-09-03 | 0.033756 | 0.36532 | 0.33756 | 3.6532 | 0 | 3.7737 | 0 | 0.98907 |  |  |  | 0.27005 | 0.033756 | 0.033756
9 | 2029 | 2029-09-04 | 0.033033 | 0.35824 | 0.33033 | 3.5824 | 0 | 3.6928 | 0 | 0.96787 |  |  |  | 0.26426 | 0.033033 | 0.033033
9 | 2029 | 2029-09-05 | 0.033281 | 0.36328 | 0.33281 | 3.6328 | 0 | 3.7205 | 0 | 0.97512 |  |  |  | 0.26624 | 0.033281 | 0.033281
9 | 2029 | 2029-09-06 | 0.033472 | 0.36742 | 0.33472 | 3.6742 | 0 | 3.7419 | 0 | 0.98073 |  |  |  | 0.26778 | 0.033472 | 0.033472
9 | 2029 | 2029-09-07 | 0.033772 | 0.37247 | 0.33772 | 3.7247 | 0 | 3.7754 | 0 | 0.98953 |  |  |  | 0.27018 | 0.033772 | 0.033772
9 | 2029 | 2029-09-08 | 0.027384 | 0.33598 | 0.27384 | 3.3598 | 0 | 3.0613 | 0 | 0.80234 |  |  |  | 0.21907 | 0.027384 | 0.027384
9 | 2029 | 2029-09-09 | 0.027101 | 0.3322 | 0.27101 | 3.322 | 0 | 3.0296 | 0 | 0.79405 |  |  |  | 0.2168 | 0.027101 | 0.027101
9 | 2029 | 2029-09-10 | 0.034838 | 0.38661 | 0.34838 | 3.8661 | 0 | 3.8945 | 0 | 1.0207 |  |  |  | 0.2787 | 0.034838 | 0.034838
9 | 2029 | 2029-09-11 | 0.034984 | 0.38897 | 0.34984 | 3.8897 | 0 | 3.9109 | 0 | 1.025 |  |  |  | 0.27987 | 0.034984 | 0.034984
9 | 2029 | 2029-09-12 | 0.035442 | 0.39507 | 0.35442 | 3.9507 | 0 | 3.9621 | 0 | 1.0385 |  |  |  | 0.28354 | 0.035442 | 0.035442
9 | 2029 | 2029-09-13 | 0.036736 | 0.41133 | 0.36736 | 4.1133 | 0 | 4.1067 | 0 | 1.0764 |  |  |  | 0.29389 | 0.036736 | 0.036736
9 | 2029 | 2029-09-14 | 0.037316 | 0.41833 | 0.37316 | 4.1833 | 0 | 4.1716 | 0 | 1.0934 |  |  |  | 0.29853 | 0.037316 | 0.037316
9 | 2029 | 2029-09-15 | 0.030261 | 0.37111 | 0.30261 | 3.7111 | 0 | 3.3829 | 0 | 0.88666 |  |  |  | 0.24209 | 0.030261 | 0.030261
9 | 2029 | 2029-09-16 | 0.030728 | 0.37548 | 0.30728 | 3.7548 | 1 | 3.4352 | 2.9834 | 0.90034 |  |  |  | 0.24583 | 0.030728 | 0.030728
9 | 2029 | 2029-09-17 | 0.039 | 0.4343 | 0.39 | 4.343 | 0 | 4.3598 | 0 | 1.1427 |  |  |  | 0.312 | 0.039 | 0.039
9 | 2029 | 2029-09-18 | 0.03915 | 0.4335 | 0.3915 | 4.335 | 0 | 4.3766 | 0 | 1.1471 |  |  |  | 0.3132 | 0.03915 | 0.03915
9 | 2029 | 2029-09-19 | 0.041609 | 0.46224 | 0.41609 | 4.6224 | 0 | 4.6514 | 0 | 1.2191 |  |  |  | 0.33287 | 0.041609 | 0.041609
9 | 2029 | 2029-09-20 | 0.042766 | 0.47505 | 0.42766 | 4.7505 | 0 | 4.7808 | 0 | 1.253 |  |  |  | 0.34212 | 0.042766 | 0.042766
9 | 2029 | 2029-09-21 | 0.042809 | 0.47183 | 0.42809 | 4.7183 | 0 | 4.7857 | 0 | 1.2543 |  |  |  | 0.34248 | 0.042809 | 0.042809
9 | 2029 | 2029-09-22 | 0.037017 | 0.43738 | 0.37017 | 4.3738 | 1 | 4.1382 | 3.594 | 1.0846 |  |  |  | 0.29614 | 0.037017 | 0.037017
9 | 2029 | 2029-09-23 | 0.03816 | 0.44784 | 0.3816 | 4.4784 | 1 | 4.2659 | 3.7049 | 1.1181 |  |  |  | 0.30528 | 0.03816 | 0.03816
9 | 2029 | 2029-09-24 | 0.046876 | 0.51067 | 0.46876 | 5.1067 | 1 | 5.2403 | 4.5512 | 1.3735 |  |  |  | 0.37501 | 0.046876 | 0.046876
9 | 2029 | 2029-09-25 | 0.046903 | 0.50383 | 0.46903 | 5.0383 | 0 | 5.2433 | 0 | 1.3743 |  |  |  | 0.37522 | 0.046903 | 0.046903
9 | 2029 | 2029-09-26 | 0.050878 | 0.5506 | 0.50878 | 5.506 | 1 | 5.6877 | 4.9397 | 1.4907 |  |  |  | 0.40702 | 0.050878 | 0.050878
9 | 2029 | 2029-09-27 | 0.052964 | 0.57017 | 0.52964 | 5.7017 | 1 | 5.9209 | 5.1422 | 1.5518 |  |  |  | 0.42371 | 0.052964 | 0.052964
9 | 2029 | 2029-09-28 | 0.054633 | 0.58479 | 0.54633 | 5.8479 | 1 | 6.1075 | 5.3043 | 1.6007 |  |  |  | 0.43706 | 0.054633 | 0.054633
9 | 2029 | 2029-09-29 | 0.050188 | 0.56531 | 0.50188 | 5.6531 | 1 | 5.6106 | 4.8727 | 1.4705 |  |  |  | 0.4015 | 0.050188 | 0.050188
9 | 2029 | 2029-09-30 | 0.050857 | 0.56678 | 0.50857 | 5.6678 | 1 | 5.6853 | 4.9377 | 1.4901 |  |  |  | 0.40686 | 0.050857 | 0.050857
10 | 2029 | 2029-10-01 | 0.055168 | 0.59417 | 0.55168 | 5.9417 | 2 | 6.1672 | 5.3842 | 1.6164 |  |  |  | 0.44134 | 0.055168 | 0.055168
10 | 2029 | 2029-10-02 | 0.058026 | 0.61767 | 0.58026 | 6.1767 | 1 | 6.4868 | 5.6338 | 1.7002 |  |  |  | 0.46421 | 0.058026 | 0.058026
10 | 2029 | 2029-10-03 | 0.058737 | 0.61767 | 0.58737 | 6.1767 | 1 | 6.5663 | 5.7028 | 1.721 |  |  |  | 0.4699 | 0.058737 | 0.058737
10 | 2029 | 2029-10-04 | 0.061872 | 0.64777 | 0.61872 | 6.4777 | 2 | 6.9167 | 6.0386 | 1.8129 |  |  |  | 0.49498 | 0.061872 | 0.061872
10 | 2029 | 2029-10-05 | 0.061919 | 0.63683 | 0.61919 | 6.3683 | 1 | 6.9219 | 6.0116 | 1.8142 |  |  |  | 0.49535 | 0.061919 | 0.061919
10 | 2029 | 2029-10-06 | 0.058363 | 0.63067 | 0.58363 | 6.3067 | 1 | 6.5244 | 5.6664 | 1.71 |  |  |  | 0.4669 | 0.058363 | 0.058363
10 | 2029 | 2029-10-07 | 0.064523 | 0.6976 | 0.64523 | 6.976 | 2 | 7.2131 | 6.2973 | 1.8905 |  |  |  | 0.51619 | 0.064523 | 0.064523
10 | 2029 | 2029-10-08 | 0.076778 | 0.79023 | 0.76778 | 7.9023 | 3 | 8.5831 | 7.5328 | 2.2496 |  |  |  | 0.61423 | 0.076778 | 0.076778
10 | 2029 | 2029-10-09 | 0.079252 | 0.79909 | 0.79252 | 7.9909 | 3 | 8.8596 | 7.7754 | 2.3221 |  |  |  | 0.63401 | 0.079252 | 0.079252
10 | 2029 | 2029-10-10 | 0.084224 | 0.85221 | 0.84224 | 8.5221 | 3 | 9.4154 | 8.2633 | 2.4678 |  |  |  | 0.67379 | 0.084224 | 0.084224
10 | 2029 | 2029-10-11 | 0.085276 | 0.85525 | 0.85276 | 8.5525 | 3 | 9.5331 | 8.3665 | 2.4986 |  |  |  | 0.68221 | 0.085276 | 0.085276
10 | 2029 | 2029-10-12 | 0.087473 | 0.86208 | 0.87473 | 8.6208 | 4 | 9.7787 | 8.6275 | 2.563 |  |  |  | 0.69979 | 0.087473 | 0.087473
10 | 2029 | 2029-10-13 | 0.079086 | 0.79881 | 0.79086 | 7.9881 | 2 | 8.8411 | 7.7186 | 2.3172 |  |  |  | 0.63269 | 0.079086 | 0.079086
10 | 2029 | 2029-10-14 | 0.085583 | 0.86249 | 0.85583 | 8.6249 | 3 | 9.5673 | 8.3966 | 2.5076 |  |  |  | 0.68466 | 0.085583 | 0.085583
10 | 2029 | 2029-10-15 | 0.097124 | 0.95119 | 0.97124 | 9.5119 | 5 | 10.8575 | 9.6302 | 2.8457 |  |  |  | 0.77699 | 0.097124 | 0.097124
10 | 2029 | 2029-10-16 | 0.10354 | 1.0125 | 1.0354 | 10.1251 | 5 | 11.5747 | 10.2663 | 3.0337 |  |  |  | 0.82831 | 0.10354 | 0.10354
10 | 2029 | 2029-10-17 | 0.10924 | 1.0652 | 1.0924 | 10.6516 | 5 | 12.2121 | 10.8317 | 3.2008 |  |  |  | 0.87393 | 0.10924 | 0.10924
10 | 2029 | 2029-10-18 | 0.11272 | 1.0941 | 1.1272 | 10.9412 | 7 | 12.6014 | 11.2971 | 3.3028 |  |  |  | 0.90179 | 0.11272 | 0.11272
10 | 2029 | 2029-10-19 | 0.11646 | 1.1178 | 1.1646 | 11.1775 | 7 | 13.019 | 11.6715 | 3.4122 |  |  |  | 0.93167 | 0.11646 | 0.11646
10 | 2029 | 2029-10-20 | 0.10988 | 1.06 | 1.0988 | 10.6001 | 5 | 12.2841 | 10.8955 | 3.2196 |  |  |  | 0.87908 | 0.10988 | 0.10988
10 | 2029 | 2029-10-21 | 0.11345 | 1.0839 | 1.1345 | 10.8392 | 4 | 12.6825 | 11.1894 | 3.324 |  |  |  | 0.90759 | 0.11345 | 0.11345
10 | 2029 | 2029-10-22 | 0.12796 | 1.2098 | 1.2796 | 12.0977 | 6 | 14.3048 | 12.7557 | 3.7493 |  |  |  | 1.0237 | 0.12796 | 0.12796
10 | 2029 | 2029-10-23 | 0.13188 | 1.237 | 1.3188 | 12.3703 | 6 | 14.7425 | 13.1459 | 3.864 |  |  |  | 1.055 | 0.13188 | 0.13188
10 | 2029 | 2029-10-24 | 0.13433 | 1.2494 | 1.3433 | 12.4941 | 6 | 15.0169 | 13.3906 | 3.9359 |  |  |  | 1.0746 | 0.13433 | 0.13433
10 | 2029 | 2029-10-25 | 0.13347 | 1.226 | 1.3347 | 12.2604 | 6 | 14.9203 | 13.3045 | 3.9106 |  |  |  | 1.0677 | 0.13347 | 0.13347
10 | 2029 | 2029-10-26 | 0.13912 | 1.2688 | 1.3912 | 12.6878 | 5 | 15.5524 | 13.7943 | 4.0762 |  |  |  | 1.113 | 0.13912 | 0.13912
10 | 2029 | 2029-10-27 | 0.13632 | 1.2566 | 1.3632 | 12.5659 | 6 | 15.2398 | 13.5894 | 3.9943 |  |  |  | 1.0906 | 0.13632 | 0.13632
10 | 2029 | 2029-10-28 | 0.14394 | 1.3318 | 1.4394 | 13.3177 | 7 | 16.0917 | 14.4261 | 4.2176 |  |  |  | 1.1516 | 0.14394 | 0.14394
10 | 2029 | 2029-10-29 | 0.15529 | 1.4083 | 1.5529 | 14.0832 | 8 | 17.3601 | 15.6473 | 4.55 |  |  |  | 1.2423 | 0.15529 | 0.15529
10 | 2029 | 2029-10-30 | 0.15611 | 1.4004 | 1.5611 | 14.0038 | 8 | 17.452 | 15.7301 | 4.5741 |  |  |  | 1.2489 | 0.15611 | 0.15611
10 | 2029 | 2029-10-31 | 0.16694 | 1.5115 | 1.6694 | 15.1146 | 9 | 18.6621 | 16.9122 | 4.8913 |  |  |  | 1.3355 | 0.16694 | 0.16694
11 | 2029 | 2029-11-01 | 0.1762 | 1.3901 | 1.762 | 13.9013 | 11 | 19.6971 | 18.0463 | 5.1626 |  |  |  | 1.4096 | 0.1762 | 0.1762
11 | 2029 | 2029-11-02 | 0.17906 | 1.4073 | 1.7906 | 14.0731 | 11 | 20.0174 | 18.3397 | 5.2465 |  |  |  | 1.4325 | 0.17906 | 0.17906
11 | 2029 | 2029-11-03 | 0.18162 | 1.4284 | 1.8162 | 14.2841 | 12 | 8.9983 | 18.705 | 5.3216 |  |  |  | 0.54487 | 1.0897 | 0.18162
11 | 2029 | 2029-11-04 | 0.18849 | 1.4765 | 1.8849 | 14.7654 | 11 | 21.0712 | 19.3052 | 5.5227 |  |  |  | 1.5079 | 0.18849 | 0.18849
11 | 2029 | 2029-11-05 | 0.19686 | 1.5324 | 1.9686 | 15.3237 | 14 | 9.753 | 20.5753 | 5.7679 |  |  |  | 0.59057 | 1.1811 | 0.19686
11 | 2029 | 2029-11-06 | 0.20653 | 1.5997 | 2.0653 | 15.9965 | 15 | 10.2324 | 21.7888 | 6.0514 |  |  |  | 0.6196 | 1.2392 | 0.20653
11 | 2029 | 2029-11-07 | 0.20579 | 1.5867 | 2.0579 | 15.8665 | 15 | 10.1956 | 21.7103 | 6.0296 |  |  |  | 0.61737 | 1.2347 | 0.20579
11 | 2029 | 2029-11-08 | 0.20681 | 1.5899 | 2.0681 | 15.8993 | 13 | 10.2461 | 21.417 | 6.0595 |  |  |  | 0.62043 | 1.2409 | 0.20681
11 | 2029 | 2029-11-09 | 0.21811 | 1.6691 | 2.1811 | 16.6914 | 14 | 10.8062 | 22.7971 | 6.3908 |  |  |  | 0.65434 | 1.3087 | 0.21811
11 | 2029 | 2029-11-10 | 0.21504 | 1.6482 | 2.1504 | 16.4817 | 14 | 10.654 | 22.4761 | 6.3008 |  |  |  | 0.64513 | 1.2903 | 0.21504
11 | 2029 | 2029-11-11 | 0.21405 | 1.6324 | 2.1405 | 16.3244 | 15 | 10.6049 | 22.582 | 6.2717 |  |  |  | 0.64216 | 1.2843 | 0.21405
11 | 2029 | 2029-11-12 | 0.22884 | 1.7328 | 2.2884 | 17.3275 | 15 | 11.3377 | 24.1424 | 6.7051 |  |  |  | 0.68653 | 1.3731 | 0.22884
11 | 2029 | 2029-11-13 | 0.22676 | 1.7053 | 2.2676 | 17.053 | 14 | 11.2345 | 23.7006 | 6.644 |  |  |  | 0.68028 | 1.3606 | 0.22676
11 | 2029 | 2029-11-14 | 0.22931 | 1.7231 | 2.2931 | 17.2311 | 14 | 11.3607 | 23.9669 | 6.7187 |  |  |  | 0.68792 | 1.3758 | 0.22931
11 | 2029 | 2029-11-15 | 0.22929 | 1.7165 | 2.2929 | 17.1647 | 15 | 11.3601 | 24.1899 | 6.7183 |  |  |  | 0.68788 | 1.3758 | 0.22929
11 | 2029 | 2029-11-16 | 0.23901 | 1.7847 | 2.3901 | 17.8469 | 16 | 11.8412 | 25.4526 | 7.0029 |  |  |  | 0.71702 | 1.434 | 0.23901
11 | 2029 | 2029-11-17 | 0.22767 | 1.6933 | 2.2767 | 16.9329 | 16 | 11.2795 | 24.2453 | 6.6707 |  |  |  | 0.68301 | 1.366 | 0.22767
11 | 2029 | 2029-11-18 | 0.24267 | 1.8045 | 2.4267 | 18.0446 | 16 | 12.0226 | 25.8426 | 7.1102 |  |  |  | 0.728 | 1.456 | 0.24267
11 | 2029 | 2029-11-19 | 0.25796 | 1.9067 | 2.5796 | 19.0671 | 17 | 12.7804 | 27.7335 | 7.5583 |  |  |  | 0.77389 | 1.5478 | 0.25796
11 | 2029 | 2029-11-20 | 0.26698 | 1.9691 | 2.6698 | 19.6908 | 17 | 13.2273 | 28.7032 | 7.8226 |  |  |  | 0.80095 | 1.6019 | 0.26698
11 | 2029 | 2029-11-21 | 0.27563 | 2.0309 | 2.7563 | 20.3094 | 17 | 13.6555 | 29.6324 | 8.0758 |  |  |  | 0.82688 | 1.6538 | 0.27563
11 | 2029 | 2029-11-22 | 0.27523 | 2.0214 | 2.7523 | 20.2144 | 17 | 13.6357 | 29.5895 | 8.0641 |  |  |  | 0.82568 | 1.6514 | 0.27523
11 | 2029 | 2029-11-23 | 0.27675 | 2.0217 | 2.7675 | 20.2173 | 18 | 13.7112 | 30.0398 | 8.1088 |  |  |  | 0.83025 | 1.6605 | 0.27675
11 | 2029 | 2029-11-24 | 0.28315 | 2.0687 | 2.8315 | 20.6872 | 20 | 14.0283 | 31.3381 | 8.2963 |  |  |  | 0.84945 | 1.6989 | 0.28315
11 | 2029 | 2029-11-25 | 0.29198 | 2.1293 | 2.9198 | 21.2934 | 22 | 14.4658 | 32.9628 | 8.5551 |  |  |  | 0.87595 | 1.7519 | 0.29198
11 | 2029 | 2029-11-26 | 0.29879 | 2.1706 | 2.9879 | 21.7062 | 21 | 14.8029 | 33.3964 | 8.7544 |  |  |  | 0.89636 | 1.7927 | 0.29879
11 | 2029 | 2029-11-27 | 0.29749 | 2.1472 | 2.9749 | 21.4715 | 21 | 14.7388 | 33.2517 | 8.7165 |  |  |  | 0.89247 | 1.7849 | 0.29749
11 | 2029 | 2029-11-28 | 0.30725 | 2.2179 | 3.0725 | 22.1791 | 21 | 15.2225 | 34.3431 | 9.0026 |  |  |  | 0.92176 | 1.8435 | 0.30725
11 | 2029 | 2029-11-29 | 0.31183 | 2.2502 | 3.1183 | 22.5022 | 20 | 15.449 | 34.5117 | 9.1365 |  |  |  | 0.93548 | 1.871 | 0.31183
11 | 2029 | 2029-11-30 | 0.32266 | 2.3225 | 3.2266 | 23.2247 | 21 | 15.9859 | 36.0652 | 9.454 |  |  |  | 0.96799 | 1.936 | 0.32266
12 | 2029 | 2029-12-01 | 0.31728 | 2.072 | 3.1728 | 20.72 | 21 | 15.7193 | 35.4639 | 9.2964 |  |  |  | 0.95185 | 1.9037 | 0.31728
12 | 2029 | 2029-12-02 | 0.31583 | 2.0579 | 3.1583 | 20.5792 | 22 | 15.6475 | 35.6554 | 9.2539 |  |  |  | 0.9475 | 1.895 | 0.31583
12 | 2029 | 2029-12-03 | 0.33057 | 2.1516 | 3.3057 | 21.5159 | 22 | 16.3777 | 37.3193 | 9.6857 |  |  |  | 0.99171 | 1.9834 | 0.33057
12 | 2029 | 2029-12-04 | 0.33722 | 2.1872 | 3.3722 | 21.8721 | 22 | 16.7072 | 38.0701 | 9.8806 |  |  |  | 1.0117 | 2.0233 | 0.33722
12 | 2029 | 2029-12-05 | 0.34389 | 2.2207 | 3.4389 | 22.2071 | 22 | 17.0377 | 38.8231 | 10.076 |  |  |  | 1.0317 | 2.0634 | 0.34389
12 | 2029 | 2029-12-06 | 0.34507 | 2.2224 | 3.4507 | 22.2245 | 22 | 17.0962 | 38.9565 | 10.1106 |  |  |  | 1.0352 | 2.0704 | 0.34507
12 | 2029 | 2029-12-07 | 0.35111 | 2.2597 | 3.5111 | 22.5973 | 24 | 17.3951 | 40.4478 | 10.2874 |  |  |  | 1.0533 | 2.1066 | 0.35111
12 | 2029 | 2029-12-08 | 0.3565 | 2.2833 | 3.565 | 22.8332 | 24 | 17.6625 | 41.0696 | 10.4456 |  |  |  | 1.0695 | 2.139 | 0.3565
12 | 2029 | 2029-12-09 | 0.3557 | 2.2762 | 3.557 | 22.762 | 26 | 27.6929 | 41.8323 | 20.8441 |  |  |  | 1.0671 | 2.1342 | 0.3557
12 | 2029 | 2029-12-10 | 0.37251 | 2.375 | 3.7251 | 23.7496 | 26 | 29.0017 | 43.8093 | 21.8292 |  |  |  | 1.1175 | 2.2351 | 0.37251
12 | 2029 | 2029-12-11 | 0.36615 | 2.3409 | 3.6615 | 23.409 | 24 | 18.1402 | 42.1803 | 10.7281 |  |  |  | 1.0984 | 2.1969 | 0.36615
12 | 2029 | 2029-12-12 | 0.36961 | 2.3501 | 3.6961 | 23.5012 | 24 | 18.312 | 42.5799 | 10.8297 |  |  |  | 1.1088 | 2.2177 | 0.36961
12 | 2029 | 2029-12-13 | 0.37318 | 2.3661 | 3.7318 | 23.6615 | 26 | 29.0536 | 43.8877 | 21.8683 |  |  |  | 1.1195 | 2.2391 | 0.37318
12 | 2029 | 2029-12-14 | 0.3726 | 2.3609 | 3.726 | 23.6088 | 24 | 18.4601 | 42.9243 | 10.9173 |  |  |  | 1.1178 | 2.2356 | 0.3726
12 | 2029 | 2029-12-15 | 0.36969 | 2.3381 | 3.6969 | 23.3811 | 24 | 18.3158 | 42.5887 | 10.8319 |  |  |  | 1.1091 | 2.2181 | 0.36969
12 | 2029 | 2029-12-16 | 0.36675 | 2.3115 | 3.6675 | 23.1151 | 25 | 18.1703 | 42.6865 | 10.7459 |  |  |  | 1.1003 | 2.2005 | 0.36675
12 | 2029 | 2029-12-17 | 0.3799 | 2.3943 | 3.799 | 23.9428 | 25 | 18.8217 | 44.2169 | 11.1311 |  |  |  | 1.1397 | 2.2794 | 0.3799
12 | 2029 | 2029-12-18 | 0.378 | 2.3805 | 3.78 | 23.8054 | 25 | 18.7273 | 43.9952 | 11.0753 |  |  |  | 1.134 | 2.268 | 0.378
12 | 2029 | 2029-12-19 | 0.37746 | 2.3805 | 3.7746 | 23.8045 | 25 | 18.7005 | 43.9322 | 11.0594 |  |  |  | 1.1324 | 2.2647 | 0.37746
12 | 2029 | 2029-12-20 | 0.36572 | 2.2957 | 3.6572 | 22.9571 | 23 | 18.1192 | 41.7053 | 10.7157 |  |  |  | 1.0972 | 2.1943 | 0.36572
12 | 2029 | 2029-12-21 | 0.4947 | 2.9966 | 4.947 | 29.9656 | 61 | 2.2467 | 102.0821 | 4.3484 |  |  |  | 0.24735 | 4.5513 | 0.14841
12 | 2029 | 2029-12-22 | 0.37774 | 2.3641 | 3.7774 | 23.6411 | 25 | 18.7146 | 43.9654 | 11.0678 |  |  |  | 1.1332 | 2.2664 | 0.37774
12 | 2029 | 2029-12-23 | 0.3734 | 2.3296 | 3.734 | 23.2961 | 24 | 18.4994 | 43.0156 | 10.9405 |  |  |  | 1.1202 | 2.2404 | 0.3734
12 | 2029 | 2029-12-24 | 0.38994 | 2.4321 | 3.8994 | 24.321 | 23 | 19.3189 | 44.4667 | 11.4252 |  |  |  | 1.1698 | 2.3396 | 0.38994
12 | 2029 | 2029-12-25 | 0.39199 | 2.4429 | 3.9199 | 24.4291 | 24 | 19.4206 | 45.1575 | 11.4853 |  |  |  | 1.176 | 2.3519 | 0.39199
12 | 2029 | 2029-12-26 | 0.39333 | 2.4442 | 3.9333 | 24.4424 | 25 | 19.4872 | 45.7804 | 11.5247 |  |  |  | 1.18 | 2.36 | 0.39333
12 | 2029 | 2029-12-27 | 0.39308 | 2.4433 | 3.9308 | 24.433 | 25 | 19.4745 | 45.7504 | 11.5172 |  |  |  | 1.1792 | 2.3585 | 0.39308
12 | 2029 | 2029-12-28 | 0.39519 | 2.4519 | 3.9519 | 24.5194 | 26 | 30.7676 | 46.4767 | 23.1584 |  |  |  | 1.1856 | 2.3712 | 0.39519
12 | 2029 | 2029-12-29 | 0.38098 | 2.3413 | 3.8098 | 23.4131 | 29 | 13.1825 | 46.2523 | 5.5813 |  |  |  | 0.76195 | 2.8573 | 0.19049
12 | 2029 | 2029-12-30 | 0.38158 | 2.3439 | 3.8158 | 23.439 | 26 | 29.7074 | 44.8753 | 22.3604 |  |  |  | 1.1447 | 2.2895 | 0.38158
12 | 2029 | 2029-12-31 | 0.39402 | 2.4278 | 3.9402 | 24.278 | 27 | 13.6339 | 46.8275 | 5.7724 |  |  |  | 0.78805 | 2.9552 | 0.19701
1 | 2030 | 2030-01-01 | 0.42041 | 2.6013 | 4.2041 | 26.0125 | 27 | 14.5469 | 49.9632 | 6.159 |  |  |  | 0.84081 | 3.1531 | 0.2102
1 | 2030 | 2030-01-02 | 0.41918 | 2.5986 | 4.1918 | 25.9857 | 26 | 32.6348 | 49.2973 | 24.5638 |  |  |  | 1.2575 | 2.5151 | 0.41918
1 | 2030 | 2030-01-03 | 0.4234 | 2.6162 | 4.234 | 26.1619 | 27 | 14.6506 | 50.3194 | 6.2029 |  |  |  | 0.84681 | 3.1755 | 0.2117
1 | 2030 | 2030-01-04 | 0.42474 | 2.6258 | 4.2474 | 26.2578 | 27 | 14.6968 | 50.4782 | 6.2225 |  |  |  | 0.84948 | 3.1856 | 0.21237
1 | 2030 | 2030-01-05 | 0.41899 | 2.5822 | 4.1899 | 25.8215 | 26 | 32.6202 | 49.2754 | 24.5529 |  |  |  | 1.257 | 2.5139 | 0.41899
1 | 2030 | 2030-01-06 | 0.40863 | 2.5256 | 4.0863 | 25.2555 | 24 | 20.2451 | 47.0747 | 11.9729 |  |  |  | 1.2259 | 2.4518 | 0.40863
1 | 2030 | 2030-01-07 | 0.41114 | 2.5399 | 4.1114 | 25.3987 | 23 | 20.3695 | 46.8848 | 12.0465 |  |  |  | 1.2334 | 2.4669 | 0.41114
1 | 2030 | 2030-01-08 | 0.41255 | 2.5475 | 4.1255 | 25.4748 | 23 | 20.439 | 47.0449 | 12.0876 |  |  |  | 1.2376 | 2.4753 | 0.41255
1 | 2030 | 2030-01-09 | 0.41277 | 2.5476 | 4.1277 | 25.4758 | 22 | 20.45 | 46.5986 | 12.0941 |  |  |  | 1.2383 | 2.4766 | 0.41277
1 | 2030 | 2030-01-10 | 0.40909 | 2.5187 | 4.0909 | 25.1873 | 20 | 20.268 | 45.2771 | 11.9865 |  |  |  | 1.2273 | 2.4546 | 0.40909
1 | 2030 | 2030-01-11 | 0.39869 | 2.4551 | 3.9869 | 24.5512 | 20 | 19.7525 | 44.1255 | 11.6816 |  |  |  | 1.1961 | 2.3921 | 0.39869
1 | 2030 | 2030-01-12 | 0.38562 | 2.3752 | 3.8562 | 23.7523 | 18 | 19.1052 | 41.8574 | 11.2987 |  |  |  | 1.1569 | 2.3137 | 0.38562
1 | 2030 | 2030-01-13 | 0.38505 | 2.3751 | 3.8505 | 23.7507 | 18 | 19.0766 | 41.7949 | 11.2819 |  |  |  | 1.1551 | 2.3103 | 0.38505
1 | 2030 | 2030-01-14 | 0.39666 | 2.4431 | 3.9666 | 24.4306 | 19 | 19.652 | 43.474 | 11.6221 |  |  |  | 1.19 | 2.38 | 0.39666
1 | 2030 | 2030-01-15 | 0.40368 | 2.4856 | 4.0368 | 24.8558 | 20 | 20 | 44.6784 | 11.828 |  |  |  | 1.2111 | 2.4221 | 0.40368
1 | 2030 | 2030-01-16 | 0.40899 | 2.5087 | 4.0899 | 25.0871 | 20 | 20.2629 | 45.2658 | 11.9835 |  |  |  | 1.227 | 2.454 | 0.40899
1 | 2030 | 2030-01-17 | 0.40213 | 2.4709 | 4.0213 | 24.7095 | 22 | 19.9227 | 45.3973 | 11.7823 |  |  |  | 1.2064 | 2.4128 | 0.40213
1 | 2030 | 2030-01-18 | 0.4031 | 2.4736 | 4.031 | 24.7364 | 20 | 19.9708 | 44.6132 | 11.8107 |  |  |  | 1.2093 | 2.4186 | 0.4031
1 | 2030 | 2030-01-19 | 0.38888 | 2.3803 | 3.8888 | 23.8029 | 20 | 19.2666 | 43.04 | 11.3942 |  |  |  | 1.1666 | 2.3333 | 0.38888
1 | 2030 | 2030-01-20 | 0.38369 | 2.3545 | 3.8369 | 23.5446 | 20 | 19.0096 | 42.4659 | 11.2422 |  |  |  | 1.1511 | 2.3022 | 0.38369
1 | 2030 | 2030-01-21 | 0.39199 | 2.4079 | 3.9199 | 24.0793 | 21 | 19.4207 | 43.8145 | 11.4854 |  |  |  | 1.176 | 2.352 | 0.39199
1 | 2030 | 2030-01-22 | 0.39316 | 2.4119 | 3.9316 | 24.1194 | 23 | 19.4787 | 44.8345 | 11.5197 |  |  |  | 1.1795 | 2.359 | 0.39316
1 | 2030 | 2030-01-23 | 0.3938 | 2.415 | 3.938 | 24.1502 | 22 | 19.5101 | 44.457 | 11.5382 |  |  |  | 1.1814 | 2.3628 | 0.3938
1 | 2030 | 2030-01-24 | 0.39115 | 2.3975 | 3.9115 | 23.9752 | 21 | 19.3791 | 43.7206 | 11.4608 |  |  |  | 1.1735 | 2.3469 | 0.39115
1 | 2030 | 2030-01-25 | 0.38763 | 2.3777 | 3.8763 | 23.7769 | 21 | 19.2046 | 43.3269 | 11.3575 |  |  |  | 1.1629 | 2.3258 | 0.38763
1 | 2030 | 2030-01-26 | 0.38101 | 2.3243 | 3.8101 | 23.2426 | 20 | 18.8765 | 42.1687 | 11.1636 |  |  |  | 1.143 | 2.2861 | 0.38101
1 | 2030 | 2030-01-27 | 0.3825 | 2.3352 | 3.825 | 23.3525 | 20 | 18.9503 | 42.3334 | 11.2072 |  |  |  | 1.1475 | 2.295 | 0.3825
1 | 2030 | 2030-01-28 | 0.38836 | 2.3766 | 3.8836 | 23.766 | 20 | 19.2409 | 42.9827 | 11.379 |  |  |  | 1.1651 | 2.3302 | 0.38836
1 | 2030 | 2030-01-29 | 0.38994 | 2.3827 | 3.8994 | 23.8271 | 20 | 19.3191 | 43.1572 | 11.4252 |  |  |  | 1.1698 | 2.3396 | 0.38994
1 | 2030 | 2030-01-30 | 0.38933 | 2.3772 | 3.8933 | 23.7723 | 21 | 19.2886 | 43.5165 | 11.4073 |  |  |  | 1.168 | 2.336 | 0.38933
1 | 2030 | 2030-01-31 | 0.38011 | 2.3177 | 3.8011 | 23.1774 | 22 | 18.8322 | 42.9124 | 11.1373 |  |  |  | 1.1403 | 2.2807 | 0.38011
2 | 2030 | 2030-02-01 | 0.38107 | 2.3621 | 3.8107 | 23.621 | 21 | 18.8798 | 42.5941 | 11.1655 |  |  |  | 1.1432 | 2.2864 | 0.38107
2 | 2030 | 2030-02-02 | 0.37622 | 2.3248 | 3.7622 | 23.2479 | 23 | 18.6393 | 42.9023 | 11.0232 |  |  |  | 1.1287 | 2.2573 | 0.37622
2 | 2030 | 2030-02-03 | 0.37392 | 2.3109 | 3.7392 | 23.1093 | 22 | 18.5253 | 42.2129 | 10.9558 |  |  |  | 1.1218 | 2.2435 | 0.37392
2 | 2030 | 2030-02-04 | 0.38529 | 2.3815 | 3.8529 | 23.8151 | 22 | 19.0885 | 43.4962 | 11.2889 |  |  |  | 1.1559 | 2.3117 | 0.38529
2 | 2030 | 2030-02-05 | 0.3773 | 2.3352 | 3.773 | 23.3523 | 22 | 18.6927 | 42.5944 | 11.0548 |  |  |  | 1.1319 | 2.2638 | 0.3773
2 | 2030 | 2030-02-06 | 0.37194 | 2.303 | 3.7194 | 23.0296 | 21 | 18.4275 | 41.5737 | 10.898 |  |  |  | 1.1158 | 2.2317 | 0.37194
2 | 2030 | 2030-02-07 | 0.37229 | 2.3037 | 3.7229 | 23.0371 | 20 | 18.4444 | 41.2033 | 10.908 |  |  |  | 1.1169 | 2.2337 | 0.37229
2 | 2030 | 2030-02-08 | 0.36698 | 2.2727 | 3.6698 | 22.7274 | 19 | 18.1815 | 40.2212 | 10.7525 |  |  |  | 1.1009 | 2.2019 | 0.36698
2 | 2030 | 2030-02-09 | 0.35706 | 2.2068 | 3.5706 | 22.0678 | 20 | 17.6901 | 39.5182 | 10.4619 |  |  |  | 1.0712 | 2.1424 | 0.35706
2 | 2030 | 2030-02-10 | 0.3528 | 2.1822 | 3.528 | 21.8218 | 20 | 17.4788 | 39.0462 | 10.3369 |  |  |  | 1.0584 | 2.1168 | 0.3528
2 | 2030 | 2030-02-11 | 0.35686 | 2.2136 | 3.5686 | 22.1365 | 19 | 17.68 | 39.1115 | 10.4559 |  |  |  | 1.0706 | 2.1411 | 0.35686
2 | 2030 | 2030-02-12 | 0.34932 | 2.1692 | 3.4932 | 21.6921 | 18 | 17.3065 | 37.9168 | 10.235 |  |  |  | 1.048 | 2.0959 | 0.34932
2 | 2030 | 2030-02-13 | 0.34595 | 2.1487 | 3.4595 | 21.4868 | 19 | 17.1396 | 37.9161 | 10.1363 |  |  |  | 1.0378 | 2.0757 | 0.34595
2 | 2030 | 2030-02-14 | 0.34198 | 2.1253 | 3.4198 | 21.2534 | 18 | 16.9428 | 37.12 | 10.02 |  |  |  | 1.0259 | 2.0519 | 0.34198
2 | 2030 | 2030-02-15 | 0.33685 | 2.0958 | 3.3685 | 20.9582 | 17 | 16.6888 | 36.2147 | 9.8697 |  |  |  | 1.0106 | 2.0211 | 0.33685
2 | 2030 | 2030-02-16 | 0.33205 | 2.0576 | 3.3205 | 20.5758 | 18 | 16.4508 | 36.0419 | 9.729 |  |  |  | 0.99614 | 1.9923 | 0.33205
2 | 2030 | 2030-02-17 | 0.32855 | 2.0369 | 3.2855 | 20.369 | 17 | 16.2775 | 35.3221 | 9.6265 |  |  |  | 0.98565 | 1.9713 | 0.32855
2 | 2030 | 2030-02-18 | 0.32834 | 2.0434 | 3.2834 | 20.4342 | 17 | 16.2674 | 35.3002 | 9.6205 |  |  |  | 0.98503 | 1.9701 | 0.32834
2 | 2030 | 2030-02-19 | 0.32087 | 2.0001 | 3.2087 | 20.0006 | 15 | 15.8972 | 33.8512 | 9.4016 |  |  |  | 0.96262 | 1.9252 | 0.32087
2 | 2030 | 2030-02-20 | 0.31582 | 1.9704 | 3.1582 | 19.7035 | 14 | 15.6469 | 33.0093 | 9.2536 |  |  |  | 0.94746 | 1.8949 | 0.31582
2 | 2030 | 2030-02-21 | 0.31426 | 1.9606 | 3.1426 | 19.6058 | 16 | 15.5697 | 33.467 | 9.2079 |  |  |  | 0.94279 | 1.8856 | 0.31426
2 | 2030 | 2030-02-22 | 0.31108 | 1.9402 | 3.1108 | 19.4015 | 15 | 15.4121 | 32.8183 | 9.1147 |  |  |  | 0.93325 | 1.8665 | 0.31108
2 | 2030 | 2030-02-23 | 0.2999 | 1.8682 | 2.999 | 18.6818 | 15 | 14.8582 | 31.6388 | 8.7871 |  |  |  | 0.89971 | 1.7994 | 0.2999
2 | 2030 | 2030-02-24 | 0.29736 | 1.853 | 2.9736 | 18.5303 | 14 | 14.7321 | 31.0793 | 8.7125 |  |  |  | 0.89207 | 1.7841 | 0.29736
2 | 2030 | 2030-02-25 | 0.30541 | 1.9055 | 3.0541 | 19.0554 | 14 | 15.1311 | 31.921 | 8.9485 |  |  |  | 0.91623 | 1.8325 | 0.30541
2 | 2030 | 2030-02-26 | 0.29887 | 1.8697 | 2.9887 | 18.6968 | 15 | 14.8072 | 31.5301 | 8.7569 |  |  |  | 0.89661 | 1.7932 | 0.29887
2 | 2030 | 2030-02-27 | 0.30231 | 1.8874 | 3.0231 | 18.8739 | 16 | 14.9774 | 32.1939 | 8.8576 |  |  |  | 0.90692 | 1.8138 | 0.30231
2 | 2030 | 2030-02-28 | 0.29941 | 1.8698 | 2.9941 | 18.6984 | 16 | 14.834 | 31.8856 | 8.7728 |  |  |  | 0.89824 | 1.7965 | 0.29941
3 | 2030 | 2030-03-01 | 0.30566 | 1.9741 | 3.0566 | 19.7407 | 16 | 15.1434 | 32.5507 | 8.9558 |  |  |  | 0.91697 | 1.8339 | 0.30566
3 | 2030 | 2030-03-02 | 0.29997 | 1.9349 | 2.9997 | 19.3494 | 16 | 14.8616 | 31.9451 | 8.7891 |  |  |  | 0.89991 | 1.7998 | 0.29997
3 | 2030 | 2030-03-03 | 0.28742 | 1.8549 | 2.8742 | 18.5489 | 15 | 14.2397 | 30.3218 | 8.4213 |  |  |  | 0.86225 | 1.7245 | 0.28742
3 | 2030 | 2030-03-04 | 0.28949 | 1.8725 | 2.8949 | 18.7254 | 15 | 14.3422 | 30.54 | 8.482 |  |  |  | 0.86846 | 1.7369 | 0.28949
3 | 2030 | 2030-03-05 | 0.29023 | 1.8779 | 2.9023 | 18.7794 | 15 | 14.3788 | 30.6179 | 8.5036 |  |  |  | 0.87068 | 1.7414 | 0.29023
3 | 2030 | 2030-03-06 | 0.28337 | 1.8346 | 2.8337 | 18.3463 | 13 | 14.039 | 29.345 | 8.3026 |  |  |  | 0.8501 | 1.7002 | 0.28337
3 | 2030 | 2030-03-07 | 0.27855 | 1.8045 | 2.7855 | 18.045 | 13 | 13.8004 | 28.8463 | 8.1615 |  |  |  | 0.83565 | 1.6713 | 0.27855
3 | 2030 | 2030-03-08 | 0.27119 | 1.758 | 2.7119 | 17.5796 | 12 | 13.4359 | 27.9294 | 7.946 |  |  |  | 0.81358 | 1.6272 | 0.27119
3 | 2030 | 2030-03-09 | 0.26944 | 1.7439 | 2.6944 | 17.4394 | 12 | 13.3488 | 27.7484 | 7.8945 |  |  |  | 0.80831 | 1.6166 | 0.26944
3 | 2030 | 2030-03-10 | 0.26855 | 1.7388 | 2.6855 | 17.3882 | 14 | 13.305 | 28.0688 | 7.8686 |  |  |  | 0.80566 | 1.6113 | 0.26855
3 | 2030 | 2030-03-11 | 0.2747 | 1.7825 | 2.747 | 17.8253 | 13 | 13.6099 | 28.4481 | 8.0488 |  |  |  | 0.82411 | 1.6482 | 0.2747
3 | 2030 | 2030-03-12 | 0.27147 | 1.7623 | 2.7147 | 17.6233 | 13 | 13.4496 | 28.1131 | 7.9541 |  |  |  | 0.81441 | 1.6288 | 0.27147
3 | 2030 | 2030-03-13 | 0.26336 | 1.7108 | 2.6336 | 17.1078 | 12 | 13.0479 | 27.1229 | 7.7165 |  |  |  | 0.79009 | 1.5802 | 0.26336
3 | 2030 | 2030-03-14 | 0.26284 | 1.7079 | 2.6284 | 17.0789 | 14 | 13.0219 | 27.4716 | 7.7012 |  |  |  | 0.78851 | 1.577 | 0.26284
3 | 2030 | 2030-03-15 | 0.26231 | 1.705 | 2.6231 | 17.0505 | 14 | 12.9959 | 27.4166 | 7.6857 |  |  |  | 0.78694 | 1.5739 | 0.26231
3 | 2030 | 2030-03-16 | 0.24983 | 1.622 | 2.4983 | 16.2199 | 12 | 12.3774 | 25.729 | 7.32 |  |  |  | 0.74948 | 1.499 | 0.24983
3 | 2030 | 2030-03-17 | 0.23908 | 1.5534 | 2.3908 | 15.5342 | 10 | 26.7274 | 24.3536 | 7.0052 |  |  |  | 1.9127 | 0.23908 | 0.23908
3 | 2030 | 2030-03-18 | 0.24736 | 1.6104 | 2.4736 | 16.1044 | 11 | 27.6524 | 25.3348 | 7.2476 |  |  |  | 1.9789 | 0.24736 | 0.24736
3 | 2030 | 2030-03-19 | 0.2421 | 1.5772 | 2.421 | 15.7716 | 11 | 27.065 | 24.7966 | 7.0937 |  |  |  | 1.9368 | 0.2421 | 0.2421
3 | 2030 | 2030-03-20 | 0.24009 | 1.5645 | 2.4009 | 15.6455 | 12 | 11.8951 | 24.7265 | 7.0347 |  |  |  | 0.72028 | 1.4406 | 0.24009
3 | 2030 | 2030-03-21 | 0.24277 | 1.5822 | 2.4277 | 15.8223 | 12 | 12.0275 | 25.0017 | 7.113 |  |  |  | 0.7283 | 1.4566 | 0.24277
3 | 2030 | 2030-03-22 | 0.24181 | 1.5764 | 2.4181 | 15.7643 | 12 | 11.9802 | 24.9034 | 7.0851 |  |  |  | 0.72543 | 1.4509 | 0.24181
3 | 2030 | 2030-03-23 | 0.23215 | 1.5112 | 2.3215 | 15.1124 | 13 | 11.5015 | 24.0411 | 6.802 |  |  |  | 0.69645 | 1.3929 | 0.23215
3 | 2030 | 2030-03-24 | 0.22395 | 1.4588 | 2.2395 | 14.5881 | 13 | 11.0952 | 23.1919 | 6.5617 |  |  |  | 0.67185 | 1.3437 | 0.22395
3 | 2030 | 2030-03-25 | 0.22456 | 1.4665 | 2.2456 | 14.6646 | 11 | 25.1038 | 22.9998 | 6.5796 |  |  |  | 1.7965 | 0.22456 | 0.22456
3 | 2030 | 2030-03-26 | 0.22286 | 1.4558 | 2.2286 | 14.5584 | 11 | 24.9142 | 22.8261 | 6.5299 |  |  |  | 1.7829 | 0.22286 | 0.22286
3 | 2030 | 2030-03-27 | 0.2163 | 1.4138 | 2.163 | 14.1375 | 10 | 24.1808 | 22.0331 | 6.3377 |  |  |  | 1.7304 | 0.2163 | 0.2163
3 | 2030 | 2030-03-28 | 0.21467 | 1.4033 | 2.1467 | 14.0329 | 10 | 23.9978 | 21.8664 | 6.2898 |  |  |  | 1.7173 | 0.21467 | 0.21467
3 | 2030 | 2030-03-29 | 0.21319 | 1.3941 | 2.1319 | 13.9406 | 10 | 23.8325 | 21.7157 | 6.2464 |  |  |  | 1.7055 | 0.21319 | 0.21319
3 | 2030 | 2030-03-30 | 0.20095 | 1.3122 | 2.0095 | 13.1222 | 10 | 22.4649 | 20.4697 | 5.888 |  |  |  | 1.6076 | 0.20095 | 0.20095
3 | 2030 | 2030-03-31 | 0.19324 | 1.2628 | 1.9324 | 12.6279 | 9 | 21.6028 | 19.5772 | 5.662 |  |  |  | 1.5459 | 0.19324 | 0.19324
4 | 2030 | 2030-04-01 | 0.18548 | 1.1872 | 1.8548 | 11.8721 | 8 | 20.7347 | 18.6889 | 5.4345 |  |  |  | 1.4838 | 0.18548 | 0.18548
4 | 2030 | 2030-04-02 | 0.18194 | 1.165 | 1.8194 | 11.6503 | 8 | 20.3395 | 18.3327 | 5.3309 |  |  |  | 1.4555 | 0.18194 | 0.18194
4 | 2030 | 2030-04-03 | 0.18758 | 1.1954 | 1.8758 | 11.9543 | 9 | 20.9701 | 19.0038 | 5.4962 |  |  |  | 1.5007 | 0.18758 | 0.18758
4 | 2030 | 2030-04-04 | 0.18127 | 1.1577 | 1.8127 | 11.5773 | 10 | 20.2641 | 18.4643 | 5.3111 |  |  |  | 1.4501 | 0.18127 | 0.18127
4 | 2030 | 2030-04-05 | 0.17771 | 1.1358 | 1.7771 | 11.3576 | 7 | 19.8661 | 17.8098 | 5.2068 |  |  |  | 1.4217 | 0.17771 | 0.17771
4 | 2030 | 2030-04-06 | 0.16344 | 1.0438 | 1.6344 | 10.4381 | 8 | 18.2707 | 16.468 | 4.7887 |  |  |  | 1.3075 | 0.16344 | 0.16344
4 | 2030 | 2030-04-07 | 0.16545 | 1.0546 | 1.6545 | 10.5459 | 8 | 18.4957 | 16.6709 | 4.8477 |  |  |  | 1.3236 | 0.16545 | 0.16545
4 | 2030 | 2030-04-08 | 0.17116 | 1.094 | 1.7116 | 10.9402 | 8 | 19.1336 | 17.2459 | 5.0149 |  |  |  | 1.3692 | 0.17116 | 0.17116
4 | 2030 | 2030-04-09 | 0.16313 | 1.0464 | 1.6313 | 10.4636 | 8 | 18.2367 | 16.4375 | 4.7798 |  |  |  | 1.3051 | 0.16313 | 0.16313
4 | 2030 | 2030-04-10 | 0.1544 | 0.99513 | 1.544 | 9.9513 | 7 | 17.2603 | 15.4738 | 4.5239 |  |  |  | 1.2352 | 0.1544 | 0.1544
4 | 2030 | 2030-04-11 | 0.14881 | 0.96149 | 1.4881 | 9.6149 | 7 | 16.6361 | 14.9142 | 4.3603 |  |  |  | 1.1905 | 0.14881 | 0.14881
4 | 2030 | 2030-04-12 | 0.15036 | 0.96826 | 1.5036 | 9.6826 | 6 | 16.8094 | 14.989 | 4.4057 |  |  |  | 1.2029 | 0.15036 | 0.15036
4 | 2030 | 2030-04-13 | 0.14396 | 0.9225 | 1.4396 | 9.225 | 7 | 16.0933 | 14.4275 | 4.218 |  |  |  | 1.1517 | 0.14396 | 0.14396
4 | 2030 | 2030-04-14 | 0.14339 | 0.91783 | 1.4339 | 9.1783 | 6 | 16.0295 | 14.2936 | 4.2013 |  |  |  | 1.1471 | 0.14339 | 0.14339
4 | 2030 | 2030-04-15 | 0.14157 | 0.91335 | 1.4157 | 9.1335 | 7 | 15.8266 | 14.1884 | 4.1481 |  |  |  | 1.1326 | 0.14157 | 0.14157
4 | 2030 | 2030-04-16 | 0.14936 | 0.9574 | 1.4936 | 9.574 | 8 | 16.6969 | 15.0495 | 4.3762 |  |  |  | 1.1949 | 0.14936 | 0.14936
4 | 2030 | 2030-04-17 | 0.14743 | 0.94523 | 1.4743 | 9.4523 | 7 | 16.4815 | 14.7756 | 4.3197 |  |  |  | 1.1795 | 0.14743 | 0.14743
4 | 2030 | 2030-04-18 | 0.13587 | 0.87734 | 1.3587 | 8.7734 | 6 | 15.1888 | 13.5439 | 3.9809 |  |  |  | 1.0869 | 0.13587 | 0.13587
4 | 2030 | 2030-04-19 | 0.12566 | 0.81743 | 1.2566 | 8.1743 | 5 | 14.048 | 12.46 | 3.6819 |  |  |  | 1.0053 | 0.12566 | 0.12566
4 | 2030 | 2030-04-20 | 0.11387 | 0.74023 | 1.1387 | 7.4023 | 5 | 12.73 | 11.2911 | 3.3365 |  |  |  | 0.91099 | 0.11387 | 0.11387
4 | 2030 | 2030-04-21 | 0.11579 | 0.7504 | 1.1579 | 7.504 | 5 | 12.9444 | 11.4812 | 3.3927 |  |  |  | 0.92633 | 0.11579 | 0.11579
4 | 2030 | 2030-04-22 | 0.1233 | 0.80085 | 1.233 | 8.0085 | 6 | 13.7837 | 12.2909 | 3.6127 |  |  |  | 0.98639 | 0.1233 | 0.1233
4 | 2030 | 2030-04-23 | 0.12318 | 0.79932 | 1.2318 | 7.9932 | 6 | 13.7702 | 12.2789 | 3.6091 |  |  |  | 0.98542 | 0.12318 | 0.12318
4 | 2030 | 2030-04-24 | 0.11829 | 0.77011 | 1.1829 | 7.7011 | 5 | 13.2241 | 11.7293 | 3.466 |  |  |  | 0.94635 | 0.11829 | 0.11829
4 | 2030 | 2030-04-25 | 0.11702 | 0.76208 | 1.1702 | 7.6208 | 5 | 13.0821 | 11.6033 | 3.4288 |  |  |  | 0.93619 | 0.11702 | 0.11702
4 | 2030 | 2030-04-26 | 0.10907 | 0.71548 | 1.0907 | 7.1548 | 4 | 12.1935 | 10.758 | 3.1959 |  |  |  | 0.8726 | 0.10907 | 0.10907
4 | 2030 | 2030-04-27 | 0.1011 | 0.66092 | 1.011 | 6.6092 | 5 | 11.302 | 10.0244 | 2.9622 |  |  |  | 0.8088 | 0.1011 | 0.1011
4 | 2030 | 2030-04-28 | 0.10325 | 0.67193 | 1.0325 | 6.7193 | 5 | 11.5422 | 10.2374 | 3.0252 |  |  |  | 0.82598 | 0.10325 | 0.10325
4 | 2030 | 2030-04-29 | 0.10743 | 0.7046 | 1.0743 | 7.046 | 5 | 12.0099 | 10.6523 | 3.1478 |  |  |  | 0.85946 | 0.10743 | 0.10743
4 | 2030 | 2030-04-30 | 0.10737 | 0.70319 | 1.0737 | 7.0319 | 5 | 12.003 | 10.6462 | 3.146 |  |  |  | 0.85896 | 0.10737 | 0.10737
5 | 2030 | 2030-05-01 | 0.088554 | 0.60855 | 0.88554 | 6.0855 | 5 | 9.8995 | 8.7805 | 2.5946 |  |  |  | 0.70843 | 0.088554 | 0.088554
5 | 2030 | 2030-05-02 | 0.086423 | 0.5948 | 0.86423 | 5.948 | 4 | 9.6613 | 8.5239 | 2.5322 |  |  |  | 0.69138 | 0.086423 | 0.086423
5 | 2030 | 2030-05-03 | 0.08402 | 0.57905 | 0.8402 | 5.7905 | 4 | 9.3926 | 8.2868 | 2.4618 |  |  |  | 0.67216 | 0.08402 | 0.08402
5 | 2030 | 2030-05-04 | 0.075909 | 0.52314 | 0.75909 | 5.2314 | 4 | 8.486 | 7.4869 | 2.2241 |  |  |  | 0.60727 | 0.075909 | 0.075909
5 | 2030 | 2030-05-05 | 0.074825 | 0.51668 | 0.74825 | 5.1668 | 4 | 8.3648 | 7.38 | 2.1924 |  |  |  | 0.5986 | 0.074825 | 0.074825
5 | 2030 | 2030-05-06 | 0.078626 | 0.54307 | 0.78626 | 5.4307 | 4 | 8.7897 | 7.7549 | 2.3037 |  |  |  | 0.62901 | 0.078626 | 0.078626
5 | 2030 | 2030-05-07 | 0.077179 | 0.53632 | 0.77179 | 5.3632 | 3 | 8.6279 | 7.5721 | 2.2613 |  |  |  | 0.61743 | 0.077179 | 0.077179
5 | 2030 | 2030-05-08 | 0.075956 | 0.52831 | 0.75956 | 5.2831 | 4 | 8.4912 | 7.4915 | 2.2255 |  |  |  | 0.60765 | 0.075956 | 0.075956
5 | 2030 | 2030-05-09 | 0.075441 | 0.52457 | 0.75441 | 5.2457 | 4 | 8.4336 | 7.4407 | 2.2104 |  |  |  | 0.60353 | 0.075441 | 0.075441
5 | 2030 | 2030-05-10 | 0.072744 | 0.5086 | 0.72744 | 5.086 | 2 | 8.1321 | 7.0996 | 2.1314 |  |  |  | 0.58195 | 0.072744 | 0.072744
5 | 2030 | 2030-05-11 | 0.063254 | 0.44329 | 0.63254 | 4.4329 | 3 | 7.0712 | 6.2059 | 1.8533 |  |  |  | 0.50603 | 0.063254 | 0.063254
5 | 2030 | 2030-05-12 | 0.061813 | 0.43591 | 0.61813 | 4.3591 | 3 | 6.9101 | 6.0645 | 1.8111 |  |  |  | 0.4945 | 0.061813 | 0.061813
5 | 2030 | 2030-05-13 | 0.067331 | 0.47441 | 0.67331 | 4.7441 | 2 | 7.527 | 6.5713 | 1.9728 |  |  |  | 0.53865 | 0.067331 | 0.067331
5 | 2030 | 2030-05-14 | 0.067611 | 0.48024 | 0.67611 | 4.8024 | 2 | 7.5583 | 6.5987 | 1.981 |  |  |  | 0.54089 | 0.067611 | 0.067611
5 | 2030 | 2030-05-15 | 0.068193 | 0.48598 | 0.68193 | 4.8598 | 3 | 7.6234 | 6.6905 | 1.9981 |  |  |  | 0.54555 | 0.068193 | 0.068193
5 | 2030 | 2030-05-16 | 0.065628 | 0.46562 | 0.65628 | 4.6562 | 2 | 7.3366 | 6.4051 | 1.9229 |  |  |  | 0.52502 | 0.065628 | 0.065628
5 | 2030 | 2030-05-17 | 0.064043 | 0.45525 | 0.64043 | 4.5525 | 2 | 7.1594 | 6.2505 | 1.8765 |  |  |  | 0.51235 | 0.064043 | 0.064043
5 | 2030 | 2030-05-18 | 0.055272 | 0.39732 | 0.55272 | 3.9732 | 1 | 6.1789 | 5.3663 | 1.6195 |  |  |  | 0.44217 | 0.055272 | 0.055272
5 | 2030 | 2030-05-19 | 0.053805 | 0.38933 | 0.53805 | 3.8933 | 1 | 6.0149 | 5.2239 | 1.5765 |  |  |  | 0.43044 | 0.053805 | 0.053805
5 | 2030 | 2030-05-20 | 0.060065 | 0.43369 | 0.60065 | 4.3369 | 2 | 6.7147 | 5.8622 | 1.7599 |  |  |  | 0.48052 | 0.060065 | 0.060065
5 | 2030 | 2030-05-21 | 0.059641 | 0.43164 | 0.59641 | 4.3164 | 1 | 6.6673 | 5.7905 | 1.7475 |  |  |  | 0.47713 | 0.059641 | 0.059641
5 | 2030 | 2030-05-22 | 0.058296 | 0.42169 | 0.58296 | 4.2169 | 1 | 6.5169 | 5.6599 | 1.7081 |  |  |  | 0.46637 | 0.058296 | 0.058296
5 | 2030 | 2030-05-23 | 0.057179 | 0.41614 | 0.57179 | 4.1614 | 1 | 6.392 | 5.5514 | 1.6753 |  |  |  | 0.45743 | 0.057179 | 0.057179
5 | 2030 | 2030-05-24 | 0.057181 | 0.41961 | 0.57181 | 4.1961 | 1 | 6.3923 | 5.5517 | 1.6754 |  |  |  | 0.45745 | 0.057181 | 0.057181
5 | 2030 | 2030-05-25 | 0.050068 | 0.37382 | 0.50068 | 3.7382 | 2 | 5.5972 | 4.8865 | 1.467 |  |  |  | 0.40055 | 0.050068 | 0.050068
5 | 2030 | 2030-05-26 | 0.048628 | 0.36295 | 0.48628 | 3.6295 | 2 | 5.4362 | 4.746 | 1.4248 |  |  |  | 0.38902 | 0.048628 | 0.048628
5 | 2030 | 2030-05-27 | 0.055159 | 0.41164 | 0.55159 | 4.1164 | 1 | 6.1662 | 5.3553 | 1.6161 |  |  |  | 0.44127 | 0.055159 | 0.055159
5 | 2030 | 2030-05-28 | 0.055026 | 0.41237 | 0.55026 | 4.1237 | 1 | 6.1514 | 5.3425 | 1.6123 |  |  |  | 0.44021 | 0.055026 | 0.055026
5 | 2030 | 2030-05-29 | 0.053606 | 0.40304 | 0.53606 | 4.0304 | 1 | 5.9927 | 5.2046 | 1.5707 |  |  |  | 0.42885 | 0.053606 | 0.053606
5 | 2030 | 2030-05-30 | 0.051709 | 0.39233 | 0.51709 | 3.9233 | 1 | 5.7806 | 5.0204 | 1.5151 |  |  |  | 0.41367 | 0.051709 | 0.051709
5 | 2030 | 2030-05-31 | 0.051278 | 0.38942 | 0.51278 | 3.8942 | 0 | 5.7324 | 0 | 1.5024 |  |  |  | 0.41022 | 0.051278 | 0.051278
6 | 2030 | 2030-06-01 | 0.040495 | 0.32583 | 0.40495 | 3.2583 | 1 | 4.527 | 3.9317 | 1.1865 |  |  |  | 0.32396 | 0.040495 | 0.040495
6 | 2030 | 2030-06-02 | 0.040147 | 0.32438 | 0.40147 | 3.2438 | 1 | 4.4881 | 3.8979 | 1.1763 |  |  |  | 0.32118 | 0.040147 | 0.040147
6 | 2030 | 2030-06-03 | 0.047263 | 0.37502 | 0.47263 | 3.7502 | 1 | 5.2836 | 4.5888 | 1.3848 |  |  |  | 0.37811 | 0.047263 | 0.047263
6 | 2030 | 2030-06-04 | 0.047121 | 0.37625 | 0.47121 | 3.7625 | 1 | 5.2677 | 4.575 | 1.3806 |  |  |  | 0.37697 | 0.047121 | 0.047121
6 | 2030 | 2030-06-05 | 0.046858 | 0.37595 | 0.46858 | 3.7595 | 0 | 5.2383 | 0 | 1.373 |  |  |  | 0.37487 | 0.046858 | 0.046858
6 | 2030 | 2030-06-06 | 0.046433 | 0.37362 | 0.46433 | 3.7362 | 0 | 5.1908 | 0 | 1.3605 |  |  |  | 0.37146 | 0.046433 | 0.046433
6 | 2030 | 2030-06-07 | 0.046315 | 0.37389 | 0.46315 | 3.7389 | 0 | 5.1775 | 0 | 1.357 |  |  |  | 0.37052 | 0.046315 | 0.046315
6 | 2030 | 2030-06-08 | 0.038444 | 0.32076 | 0.38444 | 3.2076 | 0 | 4.2976 | 0 | 1.1264 |  |  |  | 0.30755 | 0.038444 | 0.038444
6 | 2030 | 2030-06-09 | 0.038392 | 0.32164 | 0.38392 | 3.2164 | 0 | 4.2919 | 0 | 1.1249 |  |  |  | 0.30714 | 0.038392 | 0.038392
6 | 2030 | 2030-06-10 | 0.046133 | 0.37779 | 0.46133 | 3.7779 | 1 | 5.1573 | 4.479 | 1.3517 |  |  |  | 0.36906 | 0.046133 | 0.046133
6 | 2030 | 2030-06-11 | 0.045713 | 0.37511 | 0.45713 | 3.7511 | 0 | 5.1103 | 0 | 1.3394 |  |  |  | 0.3657 | 0.045713 | 0.045713
6 | 2030 | 2030-06-12 | 0.045679 | 0.37621 | 0.45679 | 3.7621 | 0 | 5.1065 | 0 | 1.3384 |  |  |  | 0.36543 | 0.045679 | 0.045679
6 | 2030 | 2030-06-13 | 0.045744 | 0.37798 | 0.45744 | 3.7798 | 0 | 5.1137 | 0 | 1.3403 |  |  |  | 0.36595 | 0.045744 | 0.045744
6 | 2030 | 2030-06-14 | 0.04551 | 0.37734 | 0.4551 | 3.7734 | 0 | 5.0876 | 0 | 1.3334 |  |  |  | 0.36408 | 0.04551 | 0.04551
6 | 2030 | 2030-06-15 | 0.037949 | 0.32658 | 0.37949 | 3.2658 | 0 | 4.2424 | 0 | 1.1119 |  |  |  | 0.30359 | 0.037949 | 0.037949
6 | 2030 | 2030-06-16 | 0.03806 | 0.32792 | 0.3806 | 3.2792 | 0 | 4.2547 | 0 | 1.1152 |  |  |  | 0.30448 | 0.03806 | 0.03806
6 | 2030 | 2030-06-17 | 0.045604 | 0.38111 | 0.45604 | 3.8111 | 0 | 5.0981 | 0 | 1.3362 |  |  |  | 0.36483 | 0.045604 | 0.045604
6 | 2030 | 2030-06-18 | 0.04547 | 0.38101 | 0.4547 | 3.8101 | 0 | 5.0831 | 0 | 1.3323 |  |  |  | 0.36376 | 0.04547 | 0.04547
6 | 2030 | 2030-06-19 | 0.045479 | 0.3819 | 0.45479 | 3.819 | 0 | 5.0842 | 0 | 1.3325 |  |  |  | 0.36383 | 0.045479 | 0.045479
6 | 2030 | 2030-06-20 | 0.045581 | 0.38382 | 0.45581 | 3.8382 | 0 | 5.0956 | 0 | 1.3355 |  |  |  | 0.36465 | 0.045581 | 0.045581
6 | 2030 | 2030-06-21 | 0.045465 | 0.3837 | 0.45465 | 3.837 | 0 | 5.0825 | 0 | 1.3321 |  |  |  | 0.36372 | 0.045465 | 0.045465
6 | 2030 | 2030-06-22 | 0.038254 | 0.33576 | 0.38254 | 3.3576 | 0 | 4.2765 | 0 | 1.1208 |  |  |  | 0.30603 | 0.038254 | 0.038254
6 | 2030 | 2030-06-23 | 0.038385 | 0.33713 | 0.38385 | 3.3713 | 0 | 4.2911 | 0 | 1.1247 |  |  |  | 0.30708 | 0.038385 | 0.038385
6 | 2030 | 2030-06-24 | 0.045871 | 0.38935 | 0.45871 | 3.8935 | 0 | 5.1279 | 0 | 1.344 |  |  |  | 0.36697 | 0.045871 | 0.045871
6 | 2030 | 2030-06-25 | 0.045937 | 0.39077 | 0.45937 | 3.9077 | 0 | 5.1353 | 0 | 1.3459 |  |  |  | 0.36749 | 0.045937 | 0.045937
6 | 2030 | 2030-06-26 | 0.046032 | 0.39256 | 0.46032 | 3.9256 | 0 | 5.146 | 0 | 1.3488 |  |  |  | 0.36826 | 0.046032 | 0.046032
6 | 2030 | 2030-06-27 | 0.046145 | 0.3934 | 0.46145 | 3.934 | 0 | 5.1586 | 0 | 1.3521 |  |  |  | 0.36916 | 0.046145 | 0.046145
6 | 2030 | 2030-06-28 | 0.046289 | 0.39503 | 0.46289 | 3.9503 | 0 | 5.1747 | 0 | 1.3563 |  |  |  | 0.37031 | 0.046289 | 0.046289
6 | 2030 | 2030-06-29 | 0.038728 | 0.34339 | 0.38728 | 3.4339 | 0 | 4.3294 | 0 | 1.1347 |  |  |  | 0.30982 | 0.038728 | 0.038728
6 | 2030 | 2030-06-30 | 0.038735 | 0.34394 | 0.38735 | 3.4394 | 0 | 4.3302 | 0 | 1.1349 |  |  |  | 0.30988 | 0.038735 | 0.038735
7 | 2030 | 2030-07-01 | 0.047311 | 0.42759 | 0.47311 | 4.2759 | 0 | 5.2889 | 0 | 1.3862 |  |  |  | 0.37849 | 0.047311 | 0.047311
7 | 2030 | 2030-07-02 | 0.047648 | 0.43402 | 0.47648 | 4.3402 | 0 | 5.3266 | 0 | 1.3961 |  |  |  | 0.38119 | 0.047648 | 0.047648
7 | 2030 | 2030-07-03 | 0.047949 | 0.43975 | 0.47949 | 4.3975 | 0 | 5.3603 | 0 | 1.4049 |  |  |  | 0.38359 | 0.047949 | 0.047949
7 | 2030 | 2030-07-04 | 0.04751 | 0.43014 | 0.4751 | 4.3014 | 0 | 5.3112 | 0 | 1.3921 |  |  |  | 0.38008 | 0.04751 | 0.04751
7 | 2030 | 2030-07-05 | 0.047618 | 0.432 | 0.47618 | 4.32 | 0 | 5.3232 | 0 | 1.3952 |  |  |  | 0.38094 | 0.047618 | 0.047618
7 | 2030 | 2030-07-06 | 0.040023 | 0.37843 | 0.40023 | 3.7843 | 0 | 4.4741 | 0 | 1.1727 |  |  |  | 0.32018 | 0.040023 | 0.040023
7 | 2030 | 2030-07-07 | 0.040137 | 0.38066 | 0.40137 | 3.8066 | 0 | 4.4869 | 0 | 1.176 |  |  |  | 0.32109 | 0.040137 | 0.040137
7 | 2030 | 2030-07-08 | 0.047579 | 0.43077 | 0.47579 | 4.3077 | 0 | 5.3189 | 0 | 1.3941 |  |  |  | 0.38063 | 0.047579 | 0.047579
7 | 2030 | 2030-07-09 | 0.047697 | 0.43335 | 0.47697 | 4.3335 | 0 | 5.332 | 0 | 1.3975 |  |  |  | 0.38157 | 0.047697 | 0.047697
7 | 2030 | 2030-07-10 | 0.048033 | 0.44067 | 0.48033 | 4.4067 | 0 | 5.3697 | 0 | 1.4074 |  |  |  | 0.38427 | 0.048033 | 0.048033
7 | 2030 | 2030-07-11 | 0.047507 | 0.43018 | 0.47507 | 4.3018 | 0 | 5.3108 | 0 | 1.392 |  |  |  | 0.38006 | 0.047507 | 0.047507
7 | 2030 | 2030-07-12 | 0.047275 | 0.42603 | 0.47275 | 4.2603 | 0 | 5.2849 | 0 | 1.3852 |  |  |  | 0.3782 | 0.047275 | 0.047275
7 | 2030 | 2030-07-13 | 0.039913 | 0.37845 | 0.39913 | 3.7845 | 0 | 4.4619 | 0 | 1.1694 |  |  |  | 0.3193 | 0.039913 | 0.039913
7 | 2030 | 2030-07-14 | 0.039775 | 0.37667 | 0.39775 | 3.7667 | 0 | 4.4465 | 0 | 1.1654 |  |  |  | 0.3182 | 0.039775 | 0.039775
7 | 2030 | 2030-07-15 | 0.047429 | 0.43249 | 0.47429 | 4.3249 | 0 | 5.3021 | 0 | 1.3897 |  |  |  | 0.37943 | 0.047429 | 0.047429
7 | 2030 | 2030-07-16 | 0.047343 | 0.43224 | 0.47343 | 4.3224 | 0 | 5.2925 | 0 | 1.3872 |  |  |  | 0.37875 | 0.047343 | 0.047343
7 | 2030 | 2030-07-17 | 0.047327 | 0.43367 | 0.47327 | 4.3367 | 0 | 5.2907 | 0 | 1.3867 |  |  |  | 0.37861 | 0.047327 | 0.047327
7 | 2030 | 2030-07-18 | 0.047145 | 0.4319 | 0.47145 | 4.319 | 0 | 5.2704 | 0 | 1.3813 |  |  |  | 0.37716 | 0.047145 | 0.047145
7 | 2030 | 2030-07-19 | 0.046856 | 0.42816 | 0.46856 | 4.2816 | 0 | 5.2381 | 0 | 1.3729 |  |  |  | 0.37485 | 0.046856 | 0.046856
7 | 2030 | 2030-07-20 | 0.039061 | 0.37322 | 0.39061 | 3.7322 | 0 | 4.3667 | 0 | 1.1445 |  |  |  | 0.31249 | 0.039061 | 0.039061
7 | 2030 | 2030-07-21 | 0.038734 | 0.36919 | 0.38734 | 3.6919 | 0 | 4.3301 | 0 | 1.1349 |  |  |  | 0.30987 | 0.038734 | 0.038734
7 | 2030 | 2030-07-22 | 0.046138 | 0.42155 | 0.46138 | 4.2155 | 0 | 5.1578 | 0 | 1.3518 |  |  |  | 0.3691 | 0.046138 | 0.046138
7 | 2030 | 2030-07-23 | 0.045743 | 0.41663 | 0.45743 | 4.1663 | 0 | 5.1136 | 0 | 1.3403 |  |  |  | 0.36594 | 0.045743 | 0.045743
7 | 2030 | 2030-07-24 | 0.045504 | 0.41524 | 0.45504 | 4.1524 | 0 | 5.0869 | 0 | 1.3333 |  |  |  | 0.36403 | 0.045504 | 0.045504
7 | 2030 | 2030-07-25 | 0.045217 | 0.4131 | 0.45217 | 4.131 | 0 | 5.0548 | 0 | 1.3249 |  |  |  | 0.36173 | 0.045217 | 0.045217
7 | 2030 | 2030-07-26 | 0.044999 | 0.41267 | 0.44999 | 4.1267 | 0 | 5.0305 | 0 | 1.3185 |  |  |  | 0.35999 | 0.044999 | 0.044999
7 | 2030 | 2030-07-27 | 0.037363 | 0.3629 | 0.37363 | 3.629 | 0 | 4.1769 | 0 | 1.0947 |  |  |  | 0.29891 | 0.037363 | 0.037363
7 | 2030 | 2030-07-28 | 0.036524 | 0.35006 | 0.36524 | 3.5006 | 0 | 4.0831 | 0 | 1.0702 |  |  |  | 0.2922 | 0.036524 | 0.036524
7 | 2030 | 2030-07-29 | 0.043828 | 0.40217 | 0.43828 | 4.0217 | 0 | 4.8996 | 0 | 1.2842 |  |  |  | 0.35063 | 0.043828 | 0.043828
7 | 2030 | 2030-07-30 | 0.043482 | 0.40008 | 0.43482 | 4.0008 | 0 | 4.8609 | 0 | 1.274 |  |  |  | 0.34786 | 0.043482 | 0.043482
7 | 2030 | 2030-07-31 | 0.043061 | 0.3967 | 0.43061 | 3.967 | 0 | 4.8139 | 0 | 1.2617 |  |  |  | 0.34449 | 0.043061 | 0.043061
8 | 2030 | 2030-08-01 | 0.030166 | 0.24461 | 0.30166 | 2.4461 | 0 | 3.3722 | 0 | 0.88385 |  |  |  | 0.24132 | 0.030166 | 0.030166
8 | 2030 | 2030-08-02 | 0.0286 | 0.22949 | 0.286 | 2.2949 | 0 | 3.1972 | 0 | 0.83797 |  |  |  | 0.2288 | 0.0286 | 0.0286
8 | 2030 | 2030-08-03 | 0.02294 | 0.1992 | 0.2294 | 1.992 | 0 | 2.5645 | 0 | 0.67215 |  |  |  | 0.18352 | 0.02294 | 0.02294
8 | 2030 | 2030-08-04 | 0.021731 | 0.18804 | 0.21731 | 1.8804 | 0 | 2.4293 | 0 | 0.63672 |  |  |  | 0.17385 | 0.021731 | 0.021731
8 | 2030 | 2030-08-05 | 0.028027 | 0.22848 | 0.28027 | 2.2848 | 0 | 3.1331 | 0 | 0.82119 |  |  |  | 0.22421 | 0.028027 | 0.028027
8 | 2030 | 2030-08-06 | 0.027751 | 0.2274 | 0.27751 | 2.274 | 0 | 3.1023 | 0 | 0.8131 |  |  |  | 0.22201 | 0.027751 | 0.027751
8 | 2030 | 2030-08-07 | 0.027466 | 0.22629 | 0.27466 | 2.2629 | 0 | 3.0705 | 0 | 0.80477 |  |  |  | 0.21973 | 0.027466 | 0.027466
8 | 2030 | 2030-08-08 | 0.027175 | 0.22517 | 0.27175 | 2.2517 | 0 | 3.0379 | 0 | 0.79621 |  |  |  | 0.2174 | 0.027175 | 0.027175
8 | 2030 | 2030-08-09 | 0.026686 | 0.22203 | 0.26686 | 2.2203 | 0 | 2.9832 | 0 | 0.78189 |  |  |  | 0.21349 | 0.026686 | 0.026686
8 | 2030 | 2030-08-10 | 0.019058 | 0.17131 | 0.19058 | 1.7131 | 0 | 2.1305 | 0 | 0.5584 |  |  |  | 0.15246 | 0.019058 | 0.019058
8 | 2030 | 2030-08-11 | 0.018371 | 0.16618 | 0.18371 | 1.6618 | 0 | 2.0537 | 0 | 0.53827 |  |  |  | 0.14697 | 0.018371 | 0.018371
8 | 2030 | 2030-08-12 | 0.025772 | 0.21885 | 0.25772 | 2.1885 | 0 | 2.881 | 0 | 0.75511 |  |  |  | 0.20617 | 0.025772 | 0.025772
8 | 2030 | 2030-08-13 | 0.025274 | 0.21585 | 0.25274 | 2.1585 | 0 | 2.8254 | 0 | 0.74054 |  |  |  | 0.2022 | 0.025274 | 0.025274
8 | 2030 | 2030-08-14 | 0.023825 | 0.20277 | 0.23825 | 2.0277 | 0 | 2.6634 | 0 | 0.69806 |  |  |  | 0.1906 | 0.023825 | 0.023825
8 | 2030 | 2030-08-15 | 0.023524 | 0.20196 | 0.23524 | 2.0196 | 0 | 2.6297 | 0 | 0.68925 |  |  |  | 0.18819 | 0.023524 | 0.023524
8 | 2030 | 2030-08-16 | 0.02361 | 0.2053 | 0.2361 | 2.053 | 0 | 2.6394 | 0 | 0.69178 |  |  |  | 0.18888 | 0.02361 | 0.02361
8 | 2030 | 2030-08-17 | 0.015997 | 0.15507 | 0.15997 | 1.5507 | 0 | 1.7883 | 0 | 0.46871 |  |  |  | 0.12797 | 0.015997 | 0.015997
8 | 2030 | 2030-08-18 | 0.0161 | 0.15865 | 0.161 | 1.5865 | 0 | 1.7998 | 0 | 0.47172 |  |  |  | 0.1288 | 0.0161 | 0.0161
8 | 2030 | 2030-08-19 | 0.020676 | 0.18155 | 0.20676 | 1.8155 | 0 | 2.3114 | 0 | 0.6058 |  |  |  | 0.16541 | 0.020676 | 0.020676
8 | 2030 | 2030-08-20 | 0.021758 | 0.19557 | 0.21758 | 1.9557 | 0 | 2.4323 | 0 | 0.6375 |  |  |  | 0.17406 | 0.021758 | 0.021758
8 | 2030 | 2030-08-21 | 0.019227 | 0.17119 | 0.19227 | 1.7119 | 0 | 2.1494 | 0 | 0.56335 |  |  |  | 0.15382 | 0.019227 | 0.019227
8 | 2030 | 2030-08-22 | 0.021868 | 0.20182 | 0.21868 | 2.0182 | 0 | 2.4446 | 0 | 0.64073 |  |  |  | 0.17494 | 0.021868 | 0.021868
8 | 2030 | 2030-08-23 | 0.021283 | 0.19812 | 0.21283 | 1.9812 | 0 | 2.3792 | 0 | 0.62358 |  |  |  | 0.17026 | 0.021283 | 0.021283
8 | 2030 | 2030-08-24 | 0.010529 | 0.11456 | 0.10529 | 1.1456 | 0 | 1.1771 | 0 | 0.30851 |  |  |  | 0.084235 | 0.010529 | 0.010529
8 | 2030 | 2030-08-25 | 0.01247 | 0.13769 | 0.1247 | 1.3769 | 0 | 1.394 | 0 | 0.36537 |  |  |  | 0.099759 | 0.01247 | 0.01247
8 | 2030 | 2030-08-26 | 0.020234 | 0.19446 | 0.20234 | 1.9446 | 0 | 2.262 | 0 | 0.59286 |  |  |  | 0.16187 | 0.020234 | 0.020234
8 | 2030 | 2030-08-27 | 0.019364 | 0.18764 | 0.19364 | 1.8764 | 0 | 2.1647 | 0 | 0.56736 |  |  |  | 0.15491 | 0.019364 | 0.019364
8 | 2030 | 2030-08-28 | 0.018905 | 0.18514 | 0.18905 | 1.8514 | 0 | 2.1134 | 0 | 0.55391 |  |  |  | 0.15124 | 0.018905 | 0.018905
8 | 2030 | 2030-08-29 | 0.015423 | 0.15045 | 0.15423 | 1.5045 | 0 | 1.7241 | 0 | 0.45188 |  |  |  | 0.12338 | 0.015423 | 0.015423
8 | 2030 | 2030-08-30 | 0.018465 | 0.18508 | 0.18465 | 1.8508 | 0 | 2.0642 | 0 | 0.54102 |  |  |  | 0.14772 | 0.018465 | 0.018465
8 | 2030 | 2030-08-31 | 0.010208 | 0.12776 | 0.10208 | 1.2776 | 0 | 1.1412 | 0 | 0.2991 |  |  |  | 0.081666 | 0.010208 | 0.010208
9 | 2030 | 2030-09-01 | 0.025939 | 0.30609 | 0.25939 | 3.0609 | 0 | 2.8997 | 0 | 0.76001 |  |  |  | 0.20751 | 0.025939 | 0.025939
9 | 2030 | 2030-09-02 | 0.033946 | 0.36575 | 0.33946 | 3.6575 | 0 | 3.7948 | 0 | 0.99462 |  |  |  | 0.27157 | 0.033946 | 0.033946
9 | 2030 | 2030-09-03 | 0.034809 | 0.37915 | 0.34809 | 3.7915 | 0 | 3.8913 | 0 | 1.0199 |  |  |  | 0.27847 | 0.034809 | 0.034809
9 | 2030 | 2030-09-04 | 0.033625 | 0.36588 | 0.33625 | 3.6588 | 0 | 3.759 | 0 | 0.98522 |  |  |  | 0.269 | 0.033625 | 0.033625
9 | 2030 | 2030-09-05 | 0.033712 | 0.36878 | 0.33712 | 3.6878 | 0 | 3.7687 | 0 | 0.98775 |  |  |  | 0.26969 | 0.033712 | 0.033712
9 | 2030 | 2030-09-06 | 0.032844 | 0.35858 | 0.32844 | 3.5858 | 0 | 3.6716 | 0 | 0.96233 |  |  |  | 0.26275 | 0.032844 | 0.032844
9 | 2030 | 2030-09-07 | 0.025466 | 0.30985 | 0.25466 | 3.0985 | 0 | 2.8468 | 0 | 0.74614 |  |  |  | 0.20373 | 0.025466 | 0.025466
9 | 2030 | 2030-09-08 | 0.026281 | 0.32085 | 0.26281 | 3.2085 | 0 | 2.938 | 0 | 0.77003 |  |  |  | 0.21025 | 0.026281 | 0.026281
9 | 2030 | 2030-09-09 | 0.034847 | 0.38693 | 0.34847 | 3.8693 | 0 | 3.8956 | 0 | 1.021 |  |  |  | 0.27878 | 0.034847 | 0.034847
9 | 2030 | 2030-09-10 | 0.035054 | 0.38957 | 0.35054 | 3.8957 | 0 | 3.9187 | 0 | 1.0271 |  |  |  | 0.28043 | 0.035054 | 0.035054
9 | 2030 | 2030-09-11 | 0.035634 | 0.39793 | 0.35634 | 3.9793 | 0 | 3.9836 | 0 | 1.0441 |  |  |  | 0.28507 | 0.035634 | 0.035634
9 | 2030 | 2030-09-12 | 0.035779 | 0.39986 | 0.35779 | 3.9986 | 0 | 3.9997 | 0 | 1.0483 |  |  |  | 0.28623 | 0.035779 | 0.035779
9 | 2030 | 2030-09-13 | 0.035561 | 0.39566 | 0.35561 | 3.9566 | 0 | 3.9754 | 0 | 1.0419 |  |  |  | 0.28449 | 0.035561 | 0.035561
9 | 2030 | 2030-09-14 | 0.028161 | 0.34479 | 0.28161 | 3.4479 | 0 | 3.1481 | 0 | 0.82511 |  |  |  | 0.22529 | 0.028161 | 0.028161
9 | 2030 | 2030-09-15 | 0.028906 | 0.35317 | 0.28906 | 3.5317 | 0 | 3.2314 | 0 | 0.84694 |  |  |  | 0.23125 | 0.028906 | 0.028906
9 | 2030 | 2030-09-16 | 0.036873 | 0.40909 | 0.36873 | 4.0909 | 0 | 4.1221 | 0 | 1.0804 |  |  |  | 0.29499 | 0.036873 | 0.036873
9 | 2030 | 2030-09-17 | 0.03806 | 0.42224 | 0.3806 | 4.2224 | 0 | 4.2548 | 0 | 1.1152 |  |  |  | 0.30448 | 0.03806 | 0.03806
9 | 2030 | 2030-09-18 | 0.03969 | 0.44166 | 0.3969 | 4.4166 | 0 | 4.437 | 0 | 1.1629 |  |  |  | 0.31752 | 0.03969 | 0.03969
9 | 2030 | 2030-09-19 | 0.042131 | 0.47028 | 0.42131 | 4.7028 | 0 | 4.7099 | 0 | 1.2344 |  |  |  | 0.33705 | 0.042131 | 0.042131
9 | 2030 | 2030-09-20 | 0.041625 | 0.4606 | 0.41625 | 4.606 | 0 | 4.6533 | 0 | 1.2196 |  |  |  | 0.333 | 0.041625 | 0.041625
9 | 2030 | 2030-09-21 | 0.034435 | 0.40967 | 0.34435 | 4.0967 | 0 | 3.8495 | 0 | 1.0089 |  |  |  | 0.27548 | 0.034435 | 0.034435
9 | 2030 | 2030-09-22 | 0.036291 | 0.42879 | 0.36291 | 4.2879 | 0 | 4.057 | 0 | 1.0633 |  |  |  | 0.29033 | 0.036291 | 0.036291
9 | 2030 | 2030-09-23 | 0.044632 | 0.48672 | 0.44632 | 4.8672 | 0 | 4.9895 | 0 | 1.3077 |  |  |  | 0.35706 | 0.044632 | 0.044632
9 | 2030 | 2030-09-24 | 0.044917 | 0.48557 | 0.44917 | 4.8557 | 0 | 5.0213 | 0 | 1.3161 |  |  |  | 0.35934 | 0.044917 | 0.044917
9 | 2030 | 2030-09-25 | 0.046122 | 0.49489 | 0.46122 | 4.9489 | 0 | 5.156 | 0 | 1.3514 |  |  |  | 0.36898 | 0.046122 | 0.046122
9 | 2030 | 2030-09-26 | 0.048134 | 0.51509 | 0.48134 | 5.1509 | 1 | 5.381 | 4.6733 | 1.4103 |  |  |  | 0.38508 | 0.048134 | 0.048134
9 | 2030 | 2030-09-27 | 0.051548 | 0.55285 | 0.51548 | 5.5285 | 1 | 5.7626 | 5.0048 | 1.5104 |  |  |  | 0.41239 | 0.051548 | 0.051548
9 | 2030 | 2030-09-28 | 0.048076 | 0.54825 | 0.48076 | 5.4825 | 1 | 5.3745 | 4.6677 | 1.4086 |  |  |  | 0.38461 | 0.048076 | 0.048076
9 | 2030 | 2030-09-29 | 0.050381 | 0.57014 | 0.50381 | 5.7014 | 2 | 5.6322 | 4.9171 | 1.4762 |  |  |  | 0.40305 | 0.050381 | 0.050381
9 | 2030 | 2030-09-30 | 0.059595 | 0.6374 | 0.59595 | 6.374 | 2 | 6.6622 | 5.8163 | 1.7461 |  |  |  | 0.47676 | 0.059595 | 0.059595
10 | 2030 | 2030-10-01 | 0.055497 | 0.59958 | 0.55497 | 5.9958 | 2 | 6.204 | 5.4164 | 1.6261 |  |  |  | 0.44398 | 0.055497 | 0.055497
10 | 2030 | 2030-10-02 | 0.058595 | 0.62594 | 0.58595 | 6.2594 | 2 | 6.5503 | 5.7187 | 1.7168 |  |  |  | 0.46876 | 0.058595 | 0.058595
10 | 2030 | 2030-10-03 | 0.06083 | 0.64371 | 0.6083 | 6.4371 | 2 | 6.8002 | 5.9368 | 1.7823 |  |  |  | 0.48664 | 0.06083 | 0.06083
10 | 2030 | 2030-10-04 | 0.062661 | 0.65881 | 0.62661 | 6.5881 | 2 | 7.0049 | 6.1156 | 1.836 |  |  |  | 0.50129 | 0.062661 | 0.062661
10 | 2030 | 2030-10-05 | 0.059029 | 0.6408 | 0.59029 | 6.408 | 2 | 6.5989 | 5.7611 | 1.7296 |  |  |  | 0.47223 | 0.059029 | 0.059029
10 | 2030 | 2030-10-06 | 0.061687 | 0.67129 | 0.61687 | 6.7129 | 2 | 6.896 | 6.0205 | 1.8074 |  |  |  | 0.4935 | 0.061687 | 0.061687
10 | 2030 | 2030-10-07 | 0.072261 | 0.75404 | 0.72261 | 7.5404 | 3 | 8.0781 | 7.0896 | 2.1172 |  |  |  | 0.57809 | 0.072261 | 0.072261
10 | 2030 | 2030-10-08 | 0.074668 | 0.7681 | 0.74668 | 7.681 | 3 | 8.3472 | 7.3258 | 2.1878 |  |  |  | 0.59735 | 0.074668 | 0.074668
10 | 2030 | 2030-10-09 | 0.077639 | 0.78282 | 0.77639 | 7.8282 | 3 | 8.6793 | 7.6172 | 2.2748 |  |  |  | 0.62111 | 0.077639 | 0.077639
10 | 2030 | 2030-10-10 | 0.076938 | 0.77031 | 0.76938 | 7.7031 | 2 | 8.601 | 7.5089 | 2.2543 |  |  |  | 0.6155 | 0.076938 | 0.076938
10 | 2030 | 2030-10-11 | 0.084658 | 0.85072 | 0.84658 | 8.5072 | 3 | 9.464 | 8.3059 | 2.4805 |  |  |  | 0.67726 | 0.084658 | 0.084658
10 | 2030 | 2030-10-12 | 0.082408 | 0.84155 | 0.82408 | 8.4155 | 4 | 9.2124 | 8.1278 | 2.4145 |  |  |  | 0.65926 | 0.082408 | 0.082408
10 | 2030 | 2030-10-13 | 0.082549 | 0.84178 | 0.82549 | 8.4178 | 3 | 9.2282 | 8.099 | 2.4187 |  |  |  | 0.66039 | 0.082549 | 0.082549
10 | 2030 | 2030-10-14 | 0.095261 | 0.94214 | 0.95261 | 9.4214 | 4 | 10.6493 | 9.3956 | 2.7911 |  |  |  | 0.76209 | 0.095261 | 0.095261
10 | 2030 | 2030-10-15 | 0.097214 | 0.95528 | 0.97214 | 9.5528 | 3 | 10.8676 | 9.5377 | 2.8484 |  |  |  | 0.77771 | 0.097214 | 0.097214
10 | 2030 | 2030-10-16 | 0.10259 | 1.0046 | 1.0259 | 10.0461 | 5 | 11.4682 | 10.1718 | 3.0058 |  |  |  | 0.82069 | 0.10259 | 0.10259
10 | 2030 | 2030-10-17 | 0.10699 | 1.0423 | 1.0699 | 10.423 | 5 | 11.9603 | 10.6083 | 3.1348 |  |  |  | 0.85591 | 0.10699 | 0.10699
10 | 2030 | 2030-10-18 | 0.11483 | 1.1218 | 1.1483 | 11.2184 | 8 | 12.8366 | 11.5701 | 3.3644 |  |  |  | 0.91862 | 0.11483 | 0.11483
10 | 2030 | 2030-10-19 | 0.11052 | 1.0878 | 1.1052 | 10.878 | 6 | 12.355 | 11.0169 | 3.2382 |  |  |  | 0.88415 | 0.11052 | 0.11052
10 | 2030 | 2030-10-20 | 0.11325 | 1.1025 | 1.1325 | 11.0251 | 7 | 12.6601 | 11.3497 | 3.3182 |  |  |  | 0.90598 | 0.11325 | 0.11325
10 | 2030 | 2030-10-21 | 0.12586 | 1.1959 | 1.2586 | 11.9591 | 7 | 14.0698 | 12.6135 | 3.6876 |  |  |  | 1.0069 | 0.12586 | 0.12586
10 | 2030 | 2030-10-22 | 0.12744 | 1.2075 | 1.2744 | 12.0749 | 8 | 14.247 | 12.8413 | 3.7341 |  |  |  | 1.0195 | 0.12744 | 0.12744
10 | 2030 | 2030-10-23 | 0.1388 | 1.3211 | 1.388 | 13.211 | 11 | 15.5169 | 14.2163 | 4.0669 |  |  |  | 1.1104 | 0.1388 | 0.1388
10 | 2030 | 2030-10-24 | 0.14227 | 1.3454 | 1.4227 | 13.4537 | 11 | 15.905 | 14.5719 | 4.1686 |  |  |  | 1.1382 | 0.14227 | 0.14227
10 | 2030 | 2030-10-25 | 0.14114 | 1.319 | 1.4114 | 13.1898 | 9 | 15.7786 | 14.2991 | 4.1355 |  |  |  | 1.1291 | 0.14114 | 0.14114
10 | 2030 | 2030-10-26 | 0.13696 | 1.2832 | 1.3696 | 12.8323 | 9 | 15.3106 | 13.875 | 4.0129 |  |  |  | 1.0957 | 0.13696 | 0.13696
10 | 2030 | 2030-10-27 | 0.14064 | 1.3108 | 1.4064 | 13.1075 | 11 | 15.7224 | 14.4046 | 4.1208 |  |  |  | 1.1251 | 0.14064 | 0.14064
10 | 2030 | 2030-10-28 | 0.1532 | 1.4078 | 1.532 | 14.0777 | 10 | 17.1262 | 15.6051 | 4.4887 |  |  |  | 1.2256 | 0.1532 | 0.1532
10 | 2030 | 2030-10-29 | 0.16293 | 1.5012 | 1.6293 | 15.0118 | 12 | 8.0723 | 16.78 | 4.7739 |  |  |  | 0.4888 | 0.9776 | 0.16293
10 | 2030 | 2030-10-30 | 0.16812 | 1.5439 | 1.6812 | 15.4388 | 12 | 8.3292 | 17.3141 | 4.9259 |  |  |  | 0.50436 | 1.0087 | 0.16812
10 | 2030 | 2030-10-31 | 0.17097 | 1.5626 | 1.7097 | 15.626 | 12 | 8.4704 | 17.6074 | 5.0094 |  |  |  | 0.5129 | 1.0258 | 0.17097
11 | 2030 | 2030-11-01 | 0.17911 | 1.4126 | 1.7911 | 14.1256 | 11 | 20.0225 | 18.3444 | 5.2478 |  |  |  | 1.4329 | 0.17911 | 0.17911
11 | 2030 | 2030-11-02 | 0.16897 | 1.3375 | 1.6897 | 13.3751 | 10 | 18.8889 | 17.2113 | 4.9507 |  |  |  | 1.3517 | 0.16897 | 0.16897
11 | 2030 | 2030-11-03 | 0.1763 | 1.39 | 1.763 | 13.8999 | 11 | 19.7087 | 18.0568 | 5.1656 |  |  |  | 1.4104 | 0.1763 | 0.1763
11 | 2030 | 2030-11-04 | 0.19547 | 1.5253 | 1.9547 | 15.2529 | 12 | 9.6845 | 20.1313 | 5.7274 |  |  |  | 0.58642 | 1.1728 | 0.19547
11 | 2030 | 2030-11-05 | 0.20009 | 1.5574 | 2.0009 | 15.5737 | 13 | 9.9134 | 20.7215 | 5.8628 |  |  |  | 0.60028 | 1.2006 | 0.20009
11 | 2030 | 2030-11-06 | 0.20429 | 1.5841 | 2.0429 | 15.8411 | 15 | 10.121 | 21.5515 | 5.9856 |  |  |  | 0.61286 | 1.2257 | 0.20429
11 | 2030 | 2030-11-07 | 0.20628 | 1.5914 | 2.0628 | 15.9142 | 14 | 10.22 | 21.5604 | 6.0441 |  |  |  | 0.61885 | 1.2377 | 0.20628
11 | 2030 | 2030-11-08 | 0.20833 | 1.6023 | 2.0833 | 16.0234 | 15 | 10.3214 | 21.9782 | 6.1041 |  |  |  | 0.62499 | 1.25 | 0.20833
11 | 2030 | 2030-11-09 | 0.21177 | 1.6274 | 2.1177 | 16.2739 | 15 | 10.4921 | 22.3417 | 6.205 |  |  |  | 0.63532 | 1.2706 | 0.21177
11 | 2030 | 2030-11-10 | 0.21965 | 1.6835 | 2.1965 | 16.8348 | 15 | 10.8822 | 23.1723 | 6.4357 |  |  |  | 0.65895 | 1.3179 | 0.21965
11 | 2030 | 2030-11-11 | 0.22446 | 1.7068 | 2.2446 | 17.0677 | 14 | 11.1207 | 23.4605 | 6.5767 |  |  |  | 0.67339 | 1.3468 | 0.22446
11 | 2030 | 2030-11-12 | 0.22214 | 1.6845 | 2.2214 | 16.8447 | 13 | 11.0057 | 23.0047 | 6.5087 |  |  |  | 0.66642 | 1.3328 | 0.22214
11 | 2030 | 2030-11-13 | 0.21869 | 1.6469 | 2.1869 | 16.4693 | 12 | 10.8347 | 22.5221 | 6.4076 |  |  |  | 0.65607 | 1.3121 | 0.21869
11 | 2030 | 2030-11-14 | 0.22912 | 1.7231 | 2.2912 | 17.2312 | 14 | 11.3516 | 23.9477 | 6.7133 |  |  |  | 0.68737 | 1.3747 | 0.22912
11 | 2030 | 2030-11-15 | 0.23357 | 1.7495 | 2.3357 | 17.4951 | 16 | 11.572 | 24.8739 | 6.8436 |  |  |  | 0.70071 | 1.4014 | 0.23357
11 | 2030 | 2030-11-16 | 0.2368 | 1.7737 | 2.368 | 17.7375 | 17 | 11.7319 | 25.4582 | 6.9382 |  |  |  | 0.7104 | 1.4208 | 0.2368
11 | 2030 | 2030-11-17 | 0.24018 | 1.7873 | 2.4018 | 17.8732 | 16 | 11.8995 | 25.578 | 7.0373 |  |  |  | 0.72055 | 1.4411 | 0.24018
11 | 2030 | 2030-11-18 | 0.25242 | 1.8742 | 2.5242 | 18.7415 | 15 | 12.5059 | 26.6298 | 7.396 |  |  |  | 0.75727 | 1.5145 | 0.25242
11 | 2030 | 2030-11-19 | 0.25712 | 1.902 | 2.5712 | 19.0199 | 17 | 12.7388 | 27.6431 | 7.5337 |  |  |  | 0.77137 | 1.5427 | 0.25712
11 | 2030 | 2030-11-20 | 0.26067 | 1.9239 | 2.6067 | 19.2387 | 17 | 12.9143 | 28.0241 | 7.6375 |  |  |  | 0.782 | 1.564 | 0.26067
11 | 2030 | 2030-11-21 | 0.26829 | 1.9782 | 2.6829 | 19.782 | 17 | 13.292 | 28.8437 | 7.8609 |  |  |  | 0.80487 | 1.6097 | 0.26829
11 | 2030 | 2030-11-22 | 0.27818 | 2.0449 | 2.7818 | 20.4487 | 18 | 13.7821 | 30.1952 | 8.1507 |  |  |  | 0.83454 | 1.6691 | 0.27818
11 | 2030 | 2030-11-23 | 0.27563 | 2.0189 | 2.7563 | 20.1895 | 20 | 13.6555 | 30.5054 | 8.0759 |  |  |  | 0.82688 | 1.6538 | 0.27563
11 | 2030 | 2030-11-24 | 0.27927 | 2.0416 | 2.7927 | 20.4161 | 21 | 13.8361 | 31.2152 | 8.1826 |  |  |  | 0.83781 | 1.6756 | 0.27927
11 | 2030 | 2030-11-25 | 0.29426 | 2.1438 | 2.9426 | 21.4384 | 21 | 14.5786 | 32.8904 | 8.6218 |  |  |  | 0.88278 | 1.7656 | 0.29426
11 | 2030 | 2030-11-26 | 0.2987 | 2.1716 | 2.987 | 21.7159 | 21 | 14.7986 | 33.3867 | 8.7519 |  |  |  | 0.89609 | 1.7922 | 0.2987
11 | 2030 | 2030-11-27 | 0.29296 | 2.1153 | 2.9296 | 21.1526 | 20 | 14.5143 | 32.4238 | 8.5837 |  |  |  | 0.87888 | 1.7578 | 0.29296
11 | 2030 | 2030-11-28 | 0.30342 | 2.1912 | 3.0342 | 21.9119 | 19 | 15.0327 | 33.2552 | 8.8903 |  |  |  | 0.91027 | 1.8205 | 0.30342
11 | 2030 | 2030-11-29 | 0.31486 | 2.2743 | 3.1486 | 22.7432 | 23 | 15.5994 | 35.9054 | 9.2254 |  |  |  | 0.94458 | 1.8892 | 0.31486
11 | 2030 | 2030-11-30 | 0.30894 | 2.2265 | 3.0894 | 22.2655 | 23 | 15.3061 | 35.2302 | 9.052 |  |  |  | 0.92682 | 1.8536 | 0.30894
12 | 2030 | 2030-12-01 | 0.3153 | 2.0616 | 3.153 | 20.6158 | 22 | 15.6213 | 35.5958 | 9.2384 |  |  |  | 0.94591 | 1.8918 | 0.3153
12 | 2030 | 2030-12-02 | 0.32435 | 2.1152 | 3.2435 | 21.1523 | 21 | 16.0696 | 36.254 | 9.5035 |  |  |  | 0.97305 | 1.9461 | 0.32435
12 | 2030 | 2030-12-03 | 0.32693 | 2.1323 | 3.2693 | 21.3228 | 21 | 16.1972 | 36.5421 | 9.579 |  |  |  | 0.98079 | 1.9616 | 0.32693
12 | 2030 | 2030-12-04 | 0.32936 | 2.1452 | 3.2936 | 21.4523 | 20 | 16.3176 | 36.4522 | 9.6502 |  |  |  | 0.98808 | 1.9762 | 0.32936
12 | 2030 | 2030-12-05 | 0.32757 | 2.1333 | 3.2757 | 21.3326 | 20 | 16.2291 | 36.2545 | 9.5979 |  |  |  | 0.98272 | 1.9654 | 0.32757
12 | 2030 | 2030-12-06 | 0.33555 | 2.1716 | 3.3555 | 21.7157 | 20 | 16.6243 | 37.1373 | 9.8316 |  |  |  | 1.0066 | 2.0133 | 0.33555
12 | 2030 | 2030-12-07 | 0.33493 | 2.1619 | 3.3493 | 21.6187 | 21 | 16.5936 | 37.4364 | 9.8134 |  |  |  | 1.0048 | 2.0096 | 0.33493
12 | 2030 | 2030-12-08 | 0.34574 | 2.2258 | 3.4574 | 22.2585 | 24 | 17.1293 | 39.8298 | 10.1302 |  |  |  | 1.0372 | 2.0745 | 0.34574
12 | 2030 | 2030-12-09 | 0.35544 | 2.2865 | 3.5544 | 22.8646 | 24 | 17.6098 | 40.947 | 10.4144 |  |  |  | 1.0663 | 2.1326 | 0.35544
12 | 2030 | 2030-12-10 | 0.36433 | 2.3314 | 3.6433 | 23.314 | 24 | 18.0501 | 41.9709 | 10.6748 |  |  |  | 1.093 | 2.186 | 0.36433
12 | 2030 | 2030-12-11 | 0.35798 | 2.2975 | 3.5798 | 22.9746 | 23 | 17.7356 | 40.8224 | 10.4888 |  |  |  | 1.0739 | 2.1479 | 0.35798
12 | 2030 | 2030-12-12 | 0.35384 | 2.2658 | 3.5384 | 22.6577 | 20 | 17.5305 | 39.1618 | 10.3675 |  |  |  | 1.0615 | 2.123 | 0.35384
12 | 2030 | 2030-12-13 | 0.35277 | 2.2569 | 3.5277 | 22.5685 | 19 | 17.4773 | 38.6632 | 10.336 |  |  |  | 1.0583 | 2.1166 | 0.35277
12 | 2030 | 2030-12-14 | 0.34681 | 2.2114 | 3.4681 | 22.1144 | 20 | 17.1822 | 38.3837 | 10.1615 |  |  |  | 1.0404 | 2.0809 | 0.34681
12 | 2030 | 2030-12-15 | 0.35313 | 2.2496 | 3.5313 | 22.4957 | 20 | 17.4952 | 39.0828 | 10.3466 |  |  |  | 1.0594 | 2.1188 | 0.35313
12 | 2030 | 2030-12-16 | 0.36323 | 2.3044 | 3.6323 | 23.0437 | 20 | 17.9959 | 40.2013 | 10.6427 |  |  |  | 1.0897 | 2.1794 | 0.36323
12 | 2030 | 2030-12-17 | 0.36465 | 2.3128 | 3.6465 | 23.1282 | 21 | 18.066 | 40.7581 | 10.6842 |  |  |  | 1.0939 | 2.1879 | 0.36465
12 | 2030 | 2030-12-18 | 0.3653 | 2.3129 | 3.653 | 23.1287 | 22 | 18.0985 | 41.2405 | 10.7034 |  |  |  | 1.0959 | 2.1918 | 0.3653
12 | 2030 | 2030-12-19 | 0.37665 | 2.3767 | 3.7665 | 23.7672 | 24 | 18.6604 | 43.3899 | 11.0357 |  |  |  | 1.1299 | 2.2599 | 0.37665
12 | 2030 | 2030-12-20 | 0.36747 | 2.3058 | 3.6747 | 23.0577 | 24 | 18.206 | 42.3334 | 10.767 |  |  |  | 1.1024 | 2.2048 | 0.36747
12 | 2030 | 2030-12-21 | 0.48684 | 2.9437 | 4.8684 | 29.4369 | 61 | 2.211 | 100.4597 | 4.2793 |  |  |  | 0.24342 | 4.4789 | 0.14605
12 | 2030 | 2030-12-22 | 0.3808 | 2.3812 | 3.808 | 23.8125 | 25 | 18.8664 | 44.3219 | 11.1576 |  |  |  | 1.1424 | 2.2848 | 0.3808
12 | 2030 | 2030-12-23 | 0.37764 | 2.3643 | 3.7764 | 23.6433 | 23 | 18.7097 | 43.0645 | 11.0649 |  |  |  | 1.1329 | 2.2658 | 0.37764
12 | 2030 | 2030-12-24 | 0.38203 | 2.3902 | 3.8203 | 23.9021 | 24 | 18.927 | 44.0099 | 11.1934 |  |  |  | 1.1461 | 2.2922 | 0.38203
12 | 2030 | 2030-12-25 | 0.3841 | 2.4011 | 3.841 | 24.0113 | 22 | 19.0296 | 43.3622 | 11.2541 |  |  |  | 1.1523 | 2.3046 | 0.3841
12 | 2030 | 2030-12-26 | 0.38504 | 2.4003 | 3.8504 | 24.0031 | 23 | 19.0763 | 43.9083 | 11.2817 |  |  |  | 1.1551 | 2.3102 | 0.38504
12 | 2030 | 2030-12-27 | 0.3848 | 2.3995 | 3.848 | 23.9948 | 23 | 19.0646 | 43.8813 | 11.2747 |  |  |  | 1.1544 | 2.3088 | 0.3848
12 | 2030 | 2030-12-28 | 0.37604 | 2.3383 | 3.7604 | 23.3834 | 23 | 18.6302 | 42.8814 | 11.0178 |  |  |  | 1.1281 | 2.2562 | 0.37604
12 | 2030 | 2030-12-29 | 0.36596 | 2.2612 | 3.6596 | 22.6125 | 24 | 18.1312 | 42.1595 | 10.7228 |  |  |  | 1.0979 | 2.1958 | 0.36596
12 | 2030 | 2030-12-30 | 0.38469 | 2.3726 | 3.8469 | 23.7258 | 25 | 19.0591 | 44.7746 | 11.2715 |  |  |  | 1.1541 | 2.3082 | 0.38469
12 | 2030 | 2030-12-31 | 0.3871 | 2.3913 | 3.871 | 23.9126 | 24 | 19.1784 | 44.5944 | 11.3421 |  |  |  | 1.1613 | 2.3226 | 0.3871
1 | 2031 | 2031-01-01 | 0.4104 | 2.5466 | 4.104 | 25.4658 | 24 | 20.3329 | 47.279 | 12.0249 |  |  |  | 1.2312 | 2.4624 | 0.4104
1 | 2031 | 2031-01-02 | 0.41234 | 2.5614 | 4.1234 | 25.6141 | 23 | 20.4287 | 47.0212 | 12.0815 |  |  |  | 1.237 | 2.474 | 0.41234
1 | 2031 | 2031-01-03 | 0.40042 | 2.4896 | 4.0042 | 24.8962 | 22 | 19.8382 | 45.2045 | 11.7322 |  |  |  | 1.2013 | 2.4025 | 0.40042
1 | 2031 | 2031-01-04 | 0.39426 | 2.4477 | 3.9426 | 24.4765 | 22 | 19.533 | 44.5091 | 11.5518 |  |  |  | 1.1828 | 2.3655 | 0.39426
1 | 2031 | 2031-01-05 | 0.40009 | 2.4782 | 4.0009 | 24.7816 | 23 | 19.8217 | 45.6239 | 11.7225 |  |  |  | 1.2003 | 2.4005 | 0.40009
1 | 2031 | 2031-01-06 | 0.41118 | 2.5504 | 4.1118 | 25.5039 | 20 | 20.3715 | 45.5082 | 12.0476 |  |  |  | 1.2335 | 2.4671 | 0.41118
1 | 2031 | 2031-01-07 | 0.39452 | 2.4485 | 3.9452 | 24.485 | 18 | 19.546 | 42.8231 | 11.5594 |  |  |  | 1.1836 | 2.3671 | 0.39452
1 | 2031 | 2031-01-08 | 0.391 | 2.4289 | 3.91 | 24.2885 | 18 | 19.3717 | 42.4413 | 11.4564 |  |  |  | 1.173 | 2.346 | 0.391
1 | 2031 | 2031-01-09 | 0.39304 | 2.439 | 3.9304 | 24.39 | 19 | 19.4725 | 43.0771 | 11.516 |  |  |  | 1.1791 | 2.3582 | 0.39304
1 | 2031 | 2031-01-10 | 0.39208 | 2.4252 | 3.9208 | 24.2516 | 19 | 19.425 | 42.9719 | 11.4879 |  |  |  | 1.1762 | 2.3525 | 0.39208
1 | 2031 | 2031-01-11 | 0.38765 | 2.3846 | 3.8765 | 23.8457 | 19 | 19.2054 | 42.4862 | 11.3581 |  |  |  | 1.1629 | 2.3259 | 0.38765
1 | 2031 | 2031-01-12 | 0.38212 | 2.3564 | 3.8212 | 23.5642 | 18 | 18.9314 | 41.4766 | 11.196 |  |  |  | 1.1463 | 2.2927 | 0.38212
1 | 2031 | 2031-01-13 | 0.38458 | 2.3831 | 3.8458 | 23.8314 | 16 | 19.0536 | 40.9557 | 11.2683 |  |  |  | 1.1537 | 2.3075 | 0.38458
1 | 2031 | 2031-01-14 | 0.38555 | 2.3822 | 3.8555 | 23.8215 | 18 | 19.1017 | 41.8498 | 11.2967 |  |  |  | 1.1567 | 2.3133 | 0.38555
1 | 2031 | 2031-01-15 | 0.39529 | 2.4397 | 3.9529 | 24.3967 | 20 | 19.5841 | 43.7492 | 11.582 |  |  |  | 1.1859 | 2.3717 | 0.39529
1 | 2031 | 2031-01-16 | 0.39478 | 2.4306 | 3.9478 | 24.3056 | 21 | 19.5586 | 44.1256 | 11.5669 |  |  |  | 1.1843 | 2.3687 | 0.39478
1 | 2031 | 2031-01-17 | 0.39915 | 2.455 | 3.9915 | 24.5503 | 20 | 19.7754 | 44.1767 | 11.6951 |  |  |  | 1.1975 | 2.3949 | 0.39915
1 | 2031 | 2031-01-18 | 0.39397 | 2.4136 | 3.9397 | 24.1361 | 21 | 19.5187 | 44.0355 | 11.5433 |  |  |  | 1.1819 | 2.3638 | 0.39397
1 | 2031 | 2031-01-19 | 0.39268 | 2.4018 | 3.9268 | 24.0183 | 21 | 19.4546 | 43.8909 | 11.5054 |  |  |  | 1.178 | 2.3561 | 0.39268
1 | 2031 | 2031-01-20 | 0.39592 | 2.4327 | 3.9592 | 24.327 | 21 | 19.6153 | 44.2534 | 11.6004 |  |  |  | 1.1878 | 2.3755 | 0.39592
1 | 2031 | 2031-01-21 | 0.39447 | 2.4222 | 3.9447 | 24.2215 | 21 | 19.5435 | 44.0915 | 11.558 |  |  |  | 1.1834 | 2.3668 | 0.39447
1 | 2031 | 2031-01-22 | 0.3997 | 2.4486 | 3.997 | 24.4862 | 22 | 19.8025 | 45.1233 | 11.7112 |  |  |  | 1.1991 | 2.3982 | 0.3997
1 | 2031 | 2031-01-23 | 0.3972 | 2.4344 | 3.972 | 24.3436 | 24 | 19.6789 | 45.7581 | 11.638 |  |  |  | 1.1916 | 2.3832 | 0.3972
1 | 2031 | 2031-01-24 | 0.39143 | 2.3995 | 3.9143 | 23.9952 | 22 | 19.3928 | 44.1898 | 11.4689 |  |  |  | 1.1743 | 2.3486 | 0.39143
1 | 2031 | 2031-01-25 | 0.37771 | 2.3132 | 3.7771 | 23.1317 | 21 | 18.7131 | 42.2181 | 11.0669 |  |  |  | 1.1331 | 2.2663 | 0.37771
1 | 2031 | 2031-01-26 | 0.37727 | 2.304 | 3.7727 | 23.0401 | 21 | 18.6914 | 42.1691 | 11.0541 |  |  |  | 1.1318 | 2.2636 | 0.37727
1 | 2031 | 2031-01-27 | 0.38584 | 2.3642 | 3.8584 | 23.6423 | 23 | 19.1159 | 43.9995 | 11.3051 |  |  |  | 1.1575 | 2.315 | 0.38584
1 | 2031 | 2031-01-28 | 0.3878 | 2.3739 | 3.878 | 23.7387 | 24 | 19.2129 | 44.6745 | 11.3624 |  |  |  | 1.1634 | 2.3268 | 0.3878
1 | 2031 | 2031-01-29 | 0.38714 | 2.3676 | 3.8714 | 23.6761 | 26 | 30.1406 | 45.5296 | 22.6864 |  |  |  | 1.1614 | 2.3228 | 0.38714
1 | 2031 | 2031-01-30 | 0.38834 | 2.3721 | 3.8834 | 23.7214 | 25 | 19.2396 | 45.1985 | 11.3782 |  |  |  | 1.165 | 2.33 | 0.38834
1 | 2031 | 2031-01-31 | 0.38632 | 2.3525 | 3.8632 | 23.5249 | 22 | 19.1397 | 43.613 | 11.3192 |  |  |  | 1.159 | 2.3179 | 0.38632
2 | 2031 | 2031-02-01 | 0.37142 | 2.2985 | 3.7142 | 22.9847 | 20 | 18.4014 | 41.1072 | 10.8825 |  |  |  | 1.1143 | 2.2285 | 0.37142
2 | 2031 | 2031-02-02 | 0.36485 | 2.2599 | 3.6485 | 22.5993 | 18 | 18.0761 | 39.6028 | 10.6902 |  |  |  | 1.0946 | 2.1891 | 0.36485
2 | 2031 | 2031-02-03 | 0.37092 | 2.3026 | 3.7092 | 23.0259 | 19 | 18.3766 | 40.6528 | 10.8679 |  |  |  | 1.1128 | 2.2255 | 0.37092
2 | 2031 | 2031-02-04 | 0.37268 | 2.3095 | 3.7268 | 23.0953 | 19 | 18.464 | 40.8459 | 10.9195 |  |  |  | 1.118 | 2.2361 | 0.37268
2 | 2031 | 2031-02-05 | 0.36134 | 2.244 | 3.6134 | 22.4404 | 18 | 17.9023 | 39.222 | 10.5874 |  |  |  | 1.084 | 2.1681 | 0.36134
2 | 2031 | 2031-02-06 | 0.35306 | 2.195 | 3.5306 | 21.9497 | 16 | 17.4919 | 37.5988 | 10.3447 |  |  |  | 1.0592 | 2.1184 | 0.35306
2 | 2031 | 2031-02-07 | 0.34921 | 2.1717 | 3.4921 | 21.717 | 16 | 17.3013 | 37.189 | 10.2319 |  |  |  | 1.0476 | 2.0953 | 0.34921
2 | 2031 | 2031-02-08 | 0.3427 | 2.1252 | 3.427 | 21.2522 | 16 | 16.9786 | 36.4954 | 10.0411 |  |  |  | 1.0281 | 2.0562 | 0.3427
2 | 2031 | 2031-02-09 | 0.3445 | 2.135 | 3.445 | 21.3503 | 17 | 17.068 | 37.0376 | 10.094 |  |  |  | 1.0335 | 2.067 | 0.3445
2 | 2031 | 2031-02-10 | 0.34609 | 2.1525 | 3.4609 | 21.5251 | 17 | 17.1463 | 37.2075 | 10.1403 |  |  |  | 1.0383 | 2.0765 | 0.34609
2 | 2031 | 2031-02-11 | 0.34516 | 2.1468 | 3.4516 | 21.468 | 16 | 17.1004 | 36.7572 | 10.1131 |  |  |  | 1.0355 | 2.0709 | 0.34516
2 | 2031 | 2031-02-12 | 0.34015 | 2.1169 | 3.4015 | 21.1685 | 16 | 16.8522 | 36.2238 | 9.9664 |  |  |  | 1.0204 | 2.0409 | 0.34015
2 | 2031 | 2031-02-13 | 0.33973 | 2.1132 | 3.3973 | 21.1321 | 15 | 16.8313 | 35.8402 | 9.954 |  |  |  | 1.0192 | 2.0384 | 0.33973
2 | 2031 | 2031-02-14 | 0.3366 | 2.0947 | 3.366 | 20.9472 | 16 | 16.6766 | 35.8462 | 9.8625 |  |  |  | 1.0098 | 2.0196 | 0.3366
2 | 2031 | 2031-02-15 | 0.32565 | 2.0232 | 3.2565 | 20.2321 | 17 | 16.1338 | 35.0102 | 9.5415 |  |  |  | 0.97694 | 1.9539 | 0.32565
2 | 2031 | 2031-02-16 | 0.32963 | 2.0439 | 3.2963 | 20.4389 | 15 | 16.3309 | 34.7746 | 9.658 |  |  |  | 0.98888 | 1.9778 | 0.32963
2 | 2031 | 2031-02-17 | 0.33617 | 2.0893 | 3.3617 | 20.8935 | 17 | 16.6552 | 36.1417 | 9.8498 |  |  |  | 1.0085 | 2.017 | 0.33617
2 | 2031 | 2031-02-18 | 0.33434 | 2.0779 | 3.3434 | 20.7794 | 18 | 16.5643 | 36.2906 | 9.7961 |  |  |  | 1.003 | 2.006 | 0.33434
2 | 2031 | 2031-02-19 | 0.33023 | 2.0539 | 3.3023 | 20.5387 | 18 | 16.3609 | 35.845 | 9.6758 |  |  |  | 0.9907 | 1.9814 | 0.33023
2 | 2031 | 2031-02-20 | 0.32351 | 2.0146 | 3.2351 | 20.1458 | 17 | 16.0277 | 34.7801 | 9.4787 |  |  |  | 0.97052 | 1.941 | 0.32351
2 | 2031 | 2031-02-21 | 0.31775 | 1.9808 | 3.1775 | 19.8076 | 16 | 15.7427 | 33.8388 | 9.3102 |  |  |  | 0.95326 | 1.9065 | 0.31775
2 | 2031 | 2031-02-22 | 0.3142 | 1.9496 | 3.142 | 19.4964 | 16 | 15.5667 | 33.4606 | 9.2061 |  |  |  | 0.94261 | 1.8852 | 0.3142
2 | 2031 | 2031-02-23 | 0.30592 | 1.9029 | 3.0592 | 19.0287 | 16 | 15.1566 | 32.5791 | 8.9636 |  |  |  | 0.91777 | 1.8355 | 0.30592
2 | 2031 | 2031-02-24 | 0.31006 | 1.9346 | 3.1006 | 19.346 | 15 | 15.3615 | 32.7104 | 9.0847 |  |  |  | 0.93018 | 1.8604 | 0.31006
2 | 2031 | 2031-02-25 | 0.30556 | 1.9066 | 3.0556 | 19.066 | 14 | 15.1386 | 31.937 | 8.953 |  |  |  | 0.91668 | 1.8334 | 0.30556
2 | 2031 | 2031-02-26 | 0.30029 | 1.878 | 3.0029 | 18.7799 | 15 | 14.8774 | 31.6797 | 8.7985 |  |  |  | 0.90087 | 1.8017 | 0.30029
2 | 2031 | 2031-02-27 | 0.30037 | 1.8765 | 3.0037 | 18.7647 | 14 | 14.8814 | 31.3943 | 8.8008 |  |  |  | 0.90111 | 1.8022 | 0.30037
2 | 2031 | 2031-02-28 | 0.29622 | 1.8517 | 2.9622 | 18.5173 | 13 | 14.6757 | 30.676 | 8.6792 |  |  |  | 0.88866 | 1.7773 | 0.29622
3 | 2031 | 2031-03-01 | 0.29253 | 1.8861 | 2.9253 | 18.8609 | 13 | 14.4928 | 30.2936 | 8.571 |  |  |  | 0.87758 | 1.7552 | 0.29253
3 | 2031 | 2031-03-02 | 0.2872 | 1.8526 | 2.872 | 18.526 | 13 | 14.2289 | 29.7421 | 8.415 |  |  |  | 0.8616 | 1.7232 | 0.2872
3 | 2031 | 2031-03-03 | 0.29267 | 1.8918 | 2.9267 | 18.9176 | 14 | 14.4998 | 30.5893 | 8.5752 |  |  |  | 0.878 | 1.756 | 0.29267
3 | 2031 | 2031-03-04 | 0.28722 | 1.8578 | 2.8722 | 18.5778 | 13 | 14.2301 | 29.7445 | 8.4156 |  |  |  | 0.86167 | 1.7233 | 0.28722
3 | 2031 | 2031-03-05 | 0.27842 | 1.8018 | 2.7842 | 18.0181 | 12 | 13.7939 | 28.6735 | 8.1577 |  |  |  | 0.83526 | 1.6705 | 0.27842
3 | 2031 | 2031-03-06 | 0.27204 | 1.7616 | 2.7204 | 17.6159 | 11 | 30.4115 | 27.8627 | 7.9708 |  |  |  | 2.1763 | 0.27204 | 0.27204
3 | 2031 | 2031-03-07 | 0.27009 | 1.7499 | 2.7009 | 17.4991 | 11 | 30.1936 | 27.663 | 7.9136 |  |  |  | 2.1607 | 0.27009 | 0.27009
3 | 2031 | 2031-03-08 | 0.26095 | 1.6886 | 2.6095 | 16.8856 | 10 | 29.1715 | 26.5806 | 7.6458 |  |  |  | 2.0876 | 0.26095 | 0.26095
3 | 2031 | 2031-03-09 | 0.26528 | 1.717 | 2.6528 | 17.1701 | 11 | 29.6554 | 27.1699 | 7.7726 |  |  |  | 2.1222 | 0.26528 | 0.26528
3 | 2031 | 2031-03-10 | 0.2743 | 1.7789 | 2.743 | 17.7892 | 12 | 13.5897 | 28.249 | 8.0369 |  |  |  | 0.82289 | 1.6458 | 0.2743
3 | 2031 | 2031-03-11 | 0.27628 | 1.7925 | 2.7628 | 17.9247 | 12 | 13.6877 | 28.4528 | 8.0949 |  |  |  | 0.82883 | 1.6577 | 0.27628
3 | 2031 | 2031-03-12 | 0.26779 | 1.7385 | 2.6779 | 17.3852 | 12 | 13.2674 | 27.5791 | 7.8463 |  |  |  | 0.80338 | 1.6068 | 0.26779
3 | 2031 | 2031-03-13 | 0.2678 | 1.7392 | 2.678 | 17.3917 | 12 | 13.2678 | 27.5799 | 7.8465 |  |  |  | 0.8034 | 1.6068 | 0.2678
3 | 2031 | 2031-03-14 | 0.26346 | 1.7117 | 2.6346 | 17.1173 | 14 | 13.0527 | 27.5364 | 7.7193 |  |  |  | 0.79037 | 1.5807 | 0.26346
3 | 2031 | 2031-03-15 | 0.25398 | 1.648 | 2.5398 | 16.4804 | 12 | 12.5833 | 26.1571 | 7.4417 |  |  |  | 0.76195 | 1.5239 | 0.25398
3 | 2031 | 2031-03-16 | 0.25093 | 1.6289 | 2.5093 | 16.2893 | 11 | 28.0513 | 25.7003 | 7.3522 |  |  |  | 2.0074 | 0.25093 | 0.25093
3 | 2031 | 2031-03-17 | 0.24865 | 1.6182 | 2.4865 | 16.1816 | 11 | 27.7973 | 25.4675 | 7.2856 |  |  |  | 1.9892 | 0.24865 | 0.24865
3 | 2031 | 2031-03-18 | 0.24034 | 1.5652 | 2.4034 | 15.6521 | 9 | 26.8682 | 24.3489 | 7.0421 |  |  |  | 1.9228 | 0.24034 | 0.24034
3 | 2031 | 2031-03-19 | 0.23318 | 1.5197 | 2.3318 | 15.1966 | 8 | 26.0674 | 23.4955 | 6.8322 |  |  |  | 1.8654 | 0.23318 | 0.23318
3 | 2031 | 2031-03-20 | 0.2264 | 1.4764 | 2.264 | 14.7636 | 8 | 25.3089 | 22.8119 | 6.6334 |  |  |  | 1.8112 | 0.2264 | 0.2264
3 | 2031 | 2031-03-21 | 0.22716 | 1.4818 | 2.2716 | 14.8176 | 10 | 25.3942 | 23.1388 | 6.6557 |  |  |  | 1.8173 | 0.22716 | 0.22716
3 | 2031 | 2031-03-22 | 0.22441 | 1.4611 | 2.2441 | 14.6114 | 10 | 25.0874 | 22.8592 | 6.5753 |  |  |  | 1.7953 | 0.22441 | 0.22441
3 | 2031 | 2031-03-23 | 0.22036 | 1.4353 | 2.2036 | 14.3533 | 10 | 24.6341 | 22.4462 | 6.4565 |  |  |  | 1.7629 | 0.22036 | 0.22036
3 | 2031 | 2031-03-24 | 0.22254 | 1.453 | 2.2254 | 14.5297 | 11 | 24.8776 | 22.7925 | 6.5203 |  |  |  | 1.7803 | 0.22254 | 0.22254
3 | 2031 | 2031-03-25 | 0.22231 | 1.4519 | 2.2231 | 14.5194 | 10 | 24.8526 | 22.6453 | 6.5138 |  |  |  | 1.7785 | 0.22231 | 0.22231
3 | 2031 | 2031-03-26 | 0.2168 | 1.4168 | 2.168 | 14.1675 | 11 | 24.2359 | 22.2046 | 6.3521 |  |  |  | 1.7344 | 0.2168 | 0.2168
3 | 2031 | 2031-03-27 | 0.21358 | 1.3962 | 2.1358 | 13.9615 | 10 | 23.8757 | 21.7552 | 6.2578 |  |  |  | 1.7086 | 0.21358 | 0.21358
3 | 2031 | 2031-03-28 | 0.20525 | 1.3427 | 2.0525 | 13.427 | 7 | 22.9456 | 20.5706 | 6.014 |  |  |  | 1.642 | 0.20525 | 0.20525
3 | 2031 | 2031-03-29 | 0.19053 | 1.245 | 1.9053 | 12.4496 | 8 | 21.2993 | 19.1979 | 5.5825 |  |  |  | 1.5242 | 0.19053 | 0.19053
3 | 2031 | 2031-03-30 | 0.1901 | 1.2424 | 1.901 | 12.424 | 8 | 21.252 | 19.1552 | 5.5701 |  |  |  | 1.5208 | 0.1901 | 0.1901
3 | 2031 | 2031-03-31 | 0.20375 | 1.3336 | 2.0375 | 13.3363 | 10 | 22.7772 | 20.7542 | 5.9698 |  |  |  | 1.63 | 0.20375 | 0.20375
4 | 2031 | 2031-04-01 | 0.19176 | 1.2237 | 1.9176 | 12.2367 | 9 | 21.4365 | 19.4265 | 5.6184 |  |  |  | 1.534 | 0.19176 | 0.19176
4 | 2031 | 2031-04-02 | 0.18984 | 1.2108 | 1.8984 | 12.1081 | 9 | 21.2223 | 19.2324 | 5.5623 |  |  |  | 1.5187 | 0.18984 | 0.18984
4 | 2031 | 2031-04-03 | 0.18655 | 1.1899 | 1.8655 | 11.8988 | 9 | 20.8549 | 18.8994 | 5.466 |  |  |  | 1.4924 | 0.18655 | 0.18655
4 | 2031 | 2031-04-04 | 0.18023 | 1.1522 | 1.8023 | 11.5216 | 9 | 20.1485 | 18.2592 | 5.2808 |  |  |  | 1.4419 | 0.18023 | 0.18023
4 | 2031 | 2031-04-05 | 0.17159 | 1.0925 | 1.7159 | 10.925 | 9 | 19.1818 | 17.3832 | 5.0275 |  |  |  | 1.3727 | 0.17159 | 0.17159
4 | 2031 | 2031-04-06 | 0.16564 | 1.0568 | 1.6564 | 10.5684 | 8 | 18.5169 | 16.69 | 4.8532 |  |  |  | 1.3251 | 0.16564 | 0.16564
4 | 2031 | 2031-04-07 | 0.16948 | 1.0866 | 1.6948 | 10.8661 | 8 | 18.9468 | 17.0775 | 4.9659 |  |  |  | 1.3559 | 0.16948 | 0.16948
4 | 2031 | 2031-04-08 | 0.16929 | 1.0837 | 1.6929 | 10.8368 | 9 | 18.9253 | 17.1508 | 4.9603 |  |  |  | 1.3543 | 0.16929 | 0.16929
4 | 2031 | 2031-04-09 | 0.16045 | 1.0313 | 1.6045 | 10.3132 | 7 | 17.9372 | 16.0806 | 4.7013 |  |  |  | 1.2836 | 0.16045 | 0.16045
4 | 2031 | 2031-04-10 | 0.15455 | 0.99638 | 1.5455 | 9.9638 | 6 | 17.2776 | 15.4064 | 4.5284 |  |  |  | 1.2364 | 0.15455 | 0.15455
4 | 2031 | 2031-04-11 | 0.15748 | 1.0117 | 1.5748 | 10.1167 | 7 | 17.605 | 15.7828 | 4.6142 |  |  |  | 1.2599 | 0.15748 | 0.15748
4 | 2031 | 2031-04-12 | 0.1511 | 0.96441 | 1.511 | 9.6441 | 8 | 16.8921 | 15.2255 | 4.4274 |  |  |  | 1.2088 | 0.1511 | 0.1511
4 | 2031 | 2031-04-13 | 0.14491 | 0.9283 | 1.4491 | 9.283 | 8 | 16.1993 | 14.601 | 4.2458 |  |  |  | 1.1593 | 0.14491 | 0.14491
4 | 2031 | 2031-04-14 | 0.15428 | 0.98923 | 1.5428 | 9.8923 | 7 | 17.2472 | 15.462 | 4.5204 |  |  |  | 1.2342 | 0.15428 | 0.15428
4 | 2031 | 2031-04-15 | 0.14738 | 0.94704 | 1.4738 | 9.4704 | 7 | 16.4753 | 14.77 | 4.3181 |  |  |  | 1.179 | 0.14738 | 0.14738
4 | 2031 | 2031-04-16 | 0.14136 | 0.91176 | 1.4136 | 9.1176 | 7 | 15.8031 | 14.1674 | 4.1419 |  |  |  | 1.1309 | 0.14136 | 0.14136
4 | 2031 | 2031-04-17 | 0.13781 | 0.89021 | 1.3781 | 8.9021 | 7 | 15.4055 | 13.811 | 4.0377 |  |  |  | 1.1025 | 0.13781 | 0.13781
4 | 2031 | 2031-04-18 | 0.13354 | 0.86425 | 1.3354 | 8.6425 | 7 | 14.9283 | 13.3831 | 3.9127 |  |  |  | 1.0683 | 0.13354 | 0.13354
4 | 2031 | 2031-04-19 | 0.12311 | 0.79459 | 1.2311 | 7.9459 | 5 | 13.7626 | 12.2069 | 3.6071 |  |  |  | 0.98488 | 0.12311 | 0.12311
4 | 2031 | 2031-04-20 | 0.12329 | 0.79465 | 1.2329 | 7.9465 | 6 | 13.7829 | 12.2902 | 3.6125 |  |  |  | 0.98634 | 0.12329 | 0.12329
4 | 2031 | 2031-04-21 | 0.13069 | 0.84476 | 1.3069 | 8.4476 | 6 | 14.6099 | 13.0277 | 3.8292 |  |  |  | 1.0455 | 0.13069 | 0.13069
4 | 2031 | 2031-04-22 | 0.12864 | 0.83183 | 1.2864 | 8.3183 | 6 | 14.3813 | 12.8238 | 3.7693 |  |  |  | 1.0292 | 0.12864 | 0.12864
4 | 2031 | 2031-04-23 | 0.12284 | 0.7976 | 1.2284 | 7.976 | 6 | 13.732 | 12.2449 | 3.5991 |  |  |  | 0.98269 | 0.12284 | 0.12284
4 | 2031 | 2031-04-24 | 0.11916 | 0.77532 | 1.1916 | 7.7532 | 5 | 13.321 | 11.8152 | 3.4914 |  |  |  | 0.95328 | 0.11916 | 0.11916
4 | 2031 | 2031-04-25 | 0.1191 | 0.77422 | 1.191 | 7.7422 | 5 | 13.3141 | 11.8091 | 3.4896 |  |  |  | 0.95279 | 0.1191 | 0.1191
4 | 2031 | 2031-04-26 | 0.10768 | 0.69922 | 1.0768 | 6.9922 | 5 | 12.0377 | 10.677 | 3.1551 |  |  |  | 0.86145 | 0.10768 | 0.10768
4 | 2031 | 2031-04-27 | 0.10275 | 0.6706 | 1.0275 | 6.706 | 5 | 11.4867 | 10.1882 | 3.0106 |  |  |  | 0.82201 | 0.10275 | 0.10275
4 | 2031 | 2031-04-28 | 0.10876 | 0.71222 | 1.0876 | 7.1222 | 5 | 12.158 | 10.7836 | 3.1866 |  |  |  | 0.87005 | 0.10876 | 0.10876
4 | 2031 | 2031-04-29 | 0.10379 | 0.68384 | 1.0379 | 6.8384 | 4 | 11.603 | 10.237 | 3.0411 |  |  |  | 0.83034 | 0.10379 | 0.10379
4 | 2031 | 2031-04-30 | 0.098854 | 0.65437 | 0.98854 | 6.5437 | 3 | 11.0509 | 9.6986 | 2.8964 |  |  |  | 0.79083 | 0.098854 | 0.098854
5 | 2031 | 2031-05-01 | 0.086674 | 0.59291 | 0.86674 | 5.9291 | 4 | 9.6893 | 8.5486 | 2.5395 |  |  |  | 0.69339 | 0.086674 | 0.086674
5 | 2031 | 2031-05-02 | 0.085166 | 0.5841 | 0.85166 | 5.841 | 4 | 9.5208 | 8.3999 | 2.4954 |  |  |  | 0.68133 | 0.085166 | 0.085166
5 | 2031 | 2031-05-03 | 0.07511 | 0.51562 | 0.7511 | 5.1562 | 4 | 8.3966 | 7.4081 | 2.2007 |  |  |  | 0.60088 | 0.07511 | 0.07511
5 | 2031 | 2031-05-04 | 0.074632 | 0.5123 | 0.74632 | 5.123 | 4 | 8.3432 | 7.361 | 2.1867 |  |  |  | 0.59706 | 0.074632 | 0.074632
5 | 2031 | 2031-05-05 | 0.079789 | 0.54739 | 0.79789 | 5.4739 | 3 | 8.9197 | 7.8282 | 2.3378 |  |  |  | 0.63831 | 0.079789 | 0.079789
5 | 2031 | 2031-05-06 | 0.078088 | 0.53809 | 0.78088 | 5.3809 | 3 | 8.7295 | 7.6613 | 2.288 |  |  |  | 0.6247 | 0.078088 | 0.078088
5 | 2031 | 2031-05-07 | 0.074353 | 0.51321 | 0.74353 | 5.1321 | 3 | 8.3119 | 7.2948 | 2.1785 |  |  |  | 0.59482 | 0.074353 | 0.074353
5 | 2031 | 2031-05-08 | 0.07312 | 0.50513 | 0.7312 | 5.0513 | 3 | 8.1741 | 7.1738 | 2.1424 |  |  |  | 0.58496 | 0.07312 | 0.07312
5 | 2031 | 2031-05-09 | 0.0731 | 0.50532 | 0.731 | 5.0532 | 3 | 8.1719 | 7.1719 | 2.1418 |  |  |  | 0.5848 | 0.0731 | 0.0731
5 | 2031 | 2031-05-10 | 0.064268 | 0.44865 | 0.64268 | 4.4865 | 3 | 7.1846 | 6.3054 | 1.8831 |  |  |  | 0.51415 | 0.064268 | 0.064268
5 | 2031 | 2031-05-11 | 0.06317 | 0.44194 | 0.6317 | 4.4194 | 3 | 7.0618 | 6.1976 | 1.8509 |  |  |  | 0.50536 | 0.06317 | 0.06317
5 | 2031 | 2031-05-12 | 0.070247 | 0.49416 | 0.70247 | 4.9416 | 2 | 7.8529 | 6.8559 | 2.0582 |  |  |  | 0.56197 | 0.070247 | 0.070247
5 | 2031 | 2031-05-13 | 0.068617 | 0.48394 | 0.68617 | 4.8394 | 2 | 7.6708 | 6.6969 | 2.0105 |  |  |  | 0.54894 | 0.068617 | 0.068617
5 | 2031 | 2031-05-14 | 0.066483 | 0.47063 | 0.66483 | 4.7063 | 2 | 7.4322 | 6.4886 | 1.9479 |  |  |  | 0.53186 | 0.066483 | 0.066483
5 | 2031 | 2031-05-15 | 0.066295 | 0.47028 | 0.66295 | 4.7028 | 2 | 7.4112 | 6.4702 | 1.9424 |  |  |  | 0.53036 | 0.066295 | 0.066295
5 | 2031 | 2031-05-16 | 0.065744 | 0.46589 | 0.65744 | 4.6589 | 2 | 7.3496 | 6.4165 | 1.9263 |  |  |  | 0.52595 | 0.065744 | 0.065744
5 | 2031 | 2031-05-17 | 0.057518 | 0.41081 | 0.57518 | 4.1081 | 2 | 6.43 | 5.6136 | 1.6853 |  |  |  | 0.46014 | 0.057518 | 0.057518
5 | 2031 | 2031-05-18 | 0.055114 | 0.39543 | 0.55114 | 3.9543 | 1 | 6.1612 | 5.3509 | 1.6148 |  |  |  | 0.44091 | 0.055114 | 0.055114
5 | 2031 | 2031-05-19 | 0.060647 | 0.43502 | 0.60647 | 4.3502 | 1 | 6.7798 | 5.8882 | 1.777 |  |  |  | 0.48518 | 0.060647 | 0.060647
5 | 2031 | 2031-05-20 | 0.060266 | 0.43467 | 0.60266 | 4.3467 | 1 | 6.7371 | 5.8511 | 1.7658 |  |  |  | 0.48212 | 0.060266 | 0.060266
5 | 2031 | 2031-05-21 | 0.060338 | 0.43656 | 0.60338 | 4.3656 | 2 | 6.7452 | 5.8888 | 1.7679 |  |  |  | 0.4827 | 0.060338 | 0.060338
5 | 2031 | 2031-05-22 | 0.060627 | 0.43957 | 0.60627 | 4.3957 | 1 | 6.7776 | 5.8863 | 1.7764 |  |  |  | 0.48502 | 0.060627 | 0.060627
5 | 2031 | 2031-05-23 | 0.057349 | 0.4169 | 0.57349 | 4.169 | 1 | 6.4111 | 5.568 | 1.6803 |  |  |  | 0.45879 | 0.057349 | 0.057349
5 | 2031 | 2031-05-24 | 0.049951 | 0.36965 | 0.49951 | 3.6965 | 1 | 5.5841 | 4.8498 | 1.4636 |  |  |  | 0.39961 | 0.049951 | 0.049951
5 | 2031 | 2031-05-25 | 0.048447 | 0.3604 | 0.48447 | 3.604 | 1 | 5.416 | 4.7037 | 1.4195 |  |  |  | 0.38758 | 0.048447 | 0.048447
5 | 2031 | 2031-05-26 | 0.055653 | 0.41016 | 0.55653 | 4.1016 | 1 | 6.2215 | 5.4033 | 1.6306 |  |  |  | 0.44522 | 0.055653 | 0.055653
5 | 2031 | 2031-05-27 | 0.054151 | 0.40311 | 0.54151 | 4.0311 | 1 | 6.0536 | 5.2575 | 1.5866 |  |  |  | 0.43321 | 0.054151 | 0.054151
5 | 2031 | 2031-05-28 | 0.055402 | 0.41481 | 0.55402 | 4.1481 | 2 | 6.1934 | 5.4071 | 1.6233 |  |  |  | 0.44321 | 0.055402 | 0.055402
5 | 2031 | 2031-05-29 | 0.054479 | 0.40943 | 0.54479 | 4.0943 | 1 | 6.0902 | 5.2893 | 1.5962 |  |  |  | 0.43583 | 0.054479 | 0.054479
5 | 2031 | 2031-05-30 | 0.052066 | 0.39465 | 0.52066 | 3.9465 | 1 | 5.8205 | 5.0551 | 1.5255 |  |  |  | 0.41653 | 0.052066 | 0.052066
5 | 2031 | 2031-05-31 | 0.043478 | 0.33502 | 0.43478 | 3.3502 | 1 | 4.8604 | 4.2212 | 1.2739 |  |  |  | 0.34782 | 0.043478 | 0.043478
6 | 2031 | 2031-06-01 | 0.040365 | 0.32363 | 0.40365 | 3.2363 | 0 | 4.5124 | 0 | 1.1827 |  |  |  | 0.32292 | 0.040365 | 0.040365
6 | 2031 | 2031-06-02 | 0.04747 | 0.37319 | 0.4747 | 3.7319 | 0 | 5.3068 | 0 | 1.3909 |  |  |  | 0.37976 | 0.04747 | 0.04747
6 | 2031 | 2031-06-03 | 0.046899 | 0.37032 | 0.46899 | 3.7032 | 0 | 5.2428 | 0 | 1.3741 |  |  |  | 0.37519 | 0.046899 | 0.046899
6 | 2031 | 2031-06-04 | 0.046694 | 0.3709 | 0.46694 | 3.709 | 0 | 5.22 | 0 | 1.3681 |  |  |  | 0.37355 | 0.046694 | 0.046694
6 | 2031 | 2031-06-05 | 0.046697 | 0.37356 | 0.46697 | 3.7356 | 0 | 5.2203 | 0 | 1.3682 |  |  |  | 0.37357 | 0.046697 | 0.046697
6 | 2031 | 2031-06-06 | 0.046537 | 0.37419 | 0.46537 | 3.7419 | 1 | 5.2024 | 4.5182 | 1.3635 |  |  |  | 0.37229 | 0.046537 | 0.046537
6 | 2031 | 2031-06-07 | 0.038732 | 0.32096 | 0.38732 | 3.2096 | 0 | 4.3298 | 0 | 1.1348 |  |  |  | 0.30985 | 0.038732 | 0.038732
6 | 2031 | 2031-06-08 | 0.038371 | 0.31945 | 0.38371 | 3.1945 | 0 | 4.2895 | 0 | 1.1243 |  |  |  | 0.30697 | 0.038371 | 0.038371
6 | 2031 | 2031-06-09 | 0.045829 | 0.37195 | 0.45829 | 3.7195 | 0 | 5.1233 | 0 | 1.3428 |  |  |  | 0.36663 | 0.045829 | 0.045829
6 | 2031 | 2031-06-10 | 0.045885 | 0.37461 | 0.45885 | 3.7461 | 0 | 5.1295 | 0 | 1.3444 |  |  |  | 0.36708 | 0.045885 | 0.045885
6 | 2031 | 2031-06-11 | 0.045731 | 0.3749 | 0.45731 | 3.749 | 1 | 5.1124 | 4.44 | 1.3399 |  |  |  | 0.36585 | 0.045731 | 0.045731
6 | 2031 | 2031-06-12 | 0.045692 | 0.37597 | 0.45692 | 3.7597 | 0 | 5.108 | 0 | 1.3388 |  |  |  | 0.36554 | 0.045692 | 0.045692
6 | 2031 | 2031-06-13 | 0.045643 | 0.37651 | 0.45643 | 3.7651 | 0 | 5.1025 | 0 | 1.3373 |  |  |  | 0.36514 | 0.045643 | 0.045643
6 | 2031 | 2031-06-14 | 0.038052 | 0.326 | 0.38052 | 3.26 | 0 | 4.2538 | 0 | 1.1149 |  |  |  | 0.30441 | 0.038052 | 0.038052
6 | 2031 | 2031-06-15 | 0.038003 | 0.32688 | 0.38003 | 3.2688 | 0 | 4.2484 | 0 | 1.1135 |  |  |  | 0.30403 | 0.038003 | 0.038003
6 | 2031 | 2031-06-16 | 0.046008 | 0.38406 | 0.46008 | 3.8406 | 0 | 5.1433 | 0 | 1.348 |  |  |  | 0.36806 | 0.046008 | 0.046008
6 | 2031 | 2031-06-17 | 0.045978 | 0.38498 | 0.45978 | 3.8498 | 0 | 5.1399 | 0 | 1.3471 |  |  |  | 0.36782 | 0.045978 | 0.045978
6 | 2031 | 2031-06-18 | 0.045623 | 0.38247 | 0.45623 | 3.8247 | 0 | 5.1002 | 0 | 1.3367 |  |  |  | 0.36498 | 0.045623 | 0.045623
6 | 2031 | 2031-06-19 | 0.04552 | 0.38215 | 0.4552 | 3.8215 | 0 | 5.0887 | 0 | 1.3337 |  |  |  | 0.36416 | 0.04552 | 0.04552
6 | 2031 | 2031-06-20 | 0.045674 | 0.38467 | 0.45674 | 3.8467 | 0 | 5.1059 | 0 | 1.3383 |  |  |  | 0.36539 | 0.045674 | 0.045674
6 | 2031 | 2031-06-21 | 0.037985 | 0.33229 | 0.37985 | 3.3229 | 0 | 4.2463 | 0 | 1.113 |  |  |  | 0.30388 | 0.037985 | 0.037985
6 | 2031 | 2031-06-22 | 0.03818 | 0.3348 | 0.3818 | 3.348 | 0 | 4.2682 | 0 | 1.1187 |  |  |  | 0.30544 | 0.03818 | 0.03818
6 | 2031 | 2031-06-23 | 0.04599 | 0.38963 | 0.4599 | 3.8963 | 0 | 5.1412 | 0 | 1.3475 |  |  |  | 0.36792 | 0.04599 | 0.04599
6 | 2031 | 2031-06-24 | 0.045903 | 0.3896 | 0.45903 | 3.896 | 0 | 5.1315 | 0 | 1.345 |  |  |  | 0.36722 | 0.045903 | 0.045903
6 | 2031 | 2031-06-25 | 0.045859 | 0.38982 | 0.45859 | 3.8982 | 0 | 5.1267 | 0 | 1.3437 |  |  |  | 0.36687 | 0.045859 | 0.045859
6 | 2031 | 2031-06-26 | 0.0459 | 0.39103 | 0.459 | 3.9103 | 0 | 5.1312 | 0 | 1.3449 |  |  |  | 0.3672 | 0.0459 | 0.0459
6 | 2031 | 2031-06-27 | 0.046068 | 0.39247 | 0.46068 | 3.9247 | 0 | 5.1499 | 0 | 1.3498 |  |  |  | 0.36854 | 0.046068 | 0.046068
6 | 2031 | 2031-06-28 | 0.03875 | 0.34306 | 0.3875 | 3.4306 | 0 | 4.3319 | 0 | 1.1354 |  |  |  | 0.31 | 0.03875 | 0.03875
6 | 2031 | 2031-06-29 | 0.03887 | 0.3449 | 0.3887 | 3.449 | 0 | 4.3453 | 0 | 1.1389 |  |  |  | 0.31096 | 0.03887 | 0.03887
6 | 2031 | 2031-06-30 | 0.046284 | 0.39593 | 0.46284 | 3.9593 | 0 | 5.1742 | 0 | 1.3561 |  |  |  | 0.37028 | 0.046284 | 0.046284
7 | 2031 | 2031-07-01 | 0.047291 | 0.42734 | 0.47291 | 4.2734 | 0 | 5.2867 | 0 | 1.3856 |  |  |  | 0.37833 | 0.047291 | 0.047291
7 | 2031 | 2031-07-02 | 0.04763 | 0.43379 | 0.4763 | 4.3379 | 0 | 5.3246 | 0 | 1.3956 |  |  |  | 0.38104 | 0.04763 | 0.04763
7 | 2031 | 2031-07-03 | 0.047933 | 0.43954 | 0.47933 | 4.3954 | 0 | 5.3585 | 0 | 1.4044 |  |  |  | 0.38347 | 0.047933 | 0.047933
7 | 2031 | 2031-07-04 | 0.047497 | 0.42996 | 0.47497 | 4.2996 | 0 | 5.3097 | 0 | 1.3917 |  |  |  | 0.37997 | 0.047497 | 0.047497
7 | 2031 | 2031-07-05 | 0.04009 | 0.38019 | 0.4009 | 3.8019 | 0 | 4.4817 | 0 | 1.1746 |  |  |  | 0.32072 | 0.04009 | 0.04009
7 | 2031 | 2031-07-06 | 0.040014 | 0.37831 | 0.40014 | 3.7831 | 0 | 4.4732 | 0 | 1.1724 |  |  |  | 0.32011 | 0.040014 | 0.040014
7 | 2031 | 2031-07-07 | 0.047648 | 0.43223 | 0.47648 | 4.3223 | 0 | 5.3266 | 0 | 1.3961 |  |  |  | 0.38118 | 0.047648 | 0.047648
7 | 2031 | 2031-07-08 | 0.047577 | 0.43071 | 0.47577 | 4.3071 | 0 | 5.3187 | 0 | 1.394 |  |  |  | 0.38062 | 0.047577 | 0.047577
7 | 2031 | 2031-07-09 | 0.047698 | 0.43332 | 0.47698 | 4.3332 | 0 | 5.3322 | 0 | 1.3975 |  |  |  | 0.38158 | 0.047698 | 0.047698
7 | 2031 | 2031-07-10 | 0.048038 | 0.44068 | 0.48038 | 4.4068 | 0 | 5.3702 | 0 | 1.4075 |  |  |  | 0.38431 | 0.048038 | 0.048038
7 | 2031 | 2031-07-11 | 0.047516 | 0.43023 | 0.47516 | 4.3023 | 0 | 5.3118 | 0 | 1.3922 |  |  |  | 0.38013 | 0.047516 | 0.047516
7 | 2031 | 2031-07-12 | 0.039772 | 0.37445 | 0.39772 | 3.7445 | 0 | 4.4461 | 0 | 1.1653 |  |  |  | 0.31817 | 0.039772 | 0.039772
7 | 2031 | 2031-07-13 | 0.03993 | 0.37857 | 0.3993 | 3.7857 | 0 | 4.4638 | 0 | 1.1699 |  |  |  | 0.31944 | 0.03993 | 0.03993
7 | 2031 | 2031-07-14 | 0.047313 | 0.42848 | 0.47313 | 4.2848 | 0 | 5.2892 | 0 | 1.3863 |  |  |  | 0.3785 | 0.047313 | 0.047313
7 | 2031 | 2031-07-15 | 0.047455 | 0.43268 | 0.47455 | 4.3268 | 0 | 5.305 | 0 | 1.3904 |  |  |  | 0.37964 | 0.047455 | 0.047455
7 | 2031 | 2031-07-16 | 0.047374 | 0.43247 | 0.47374 | 4.3247 | 0 | 5.2959 | 0 | 1.388 |  |  |  | 0.37899 | 0.047374 | 0.047374
7 | 2031 | 2031-07-17 | 0.047362 | 0.43393 | 0.47362 | 4.3393 | 0 | 5.2946 | 0 | 1.3877 |  |  |  | 0.37889 | 0.047362 | 0.047362
7 | 2031 | 2031-07-18 | 0.047185 | 0.4322 | 0.47185 | 4.322 | 0 | 5.2748 | 0 | 1.3825 |  |  |  | 0.37748 | 0.047185 | 0.047185
7 | 2031 | 2031-07-19 | 0.039385 | 0.37684 | 0.39385 | 3.7684 | 0 | 4.4029 | 0 | 1.154 |  |  |  | 0.31508 | 0.039385 | 0.039385
7 | 2031 | 2031-07-20 | 0.039111 | 0.3736 | 0.39111 | 3.736 | 0 | 4.3722 | 0 | 1.146 |  |  |  | 0.31289 | 0.039111 | 0.039111
7 | 2031 | 2031-07-21 | 0.046305 | 0.42126 | 0.46305 | 4.2126 | 0 | 5.1765 | 0 | 1.3567 |  |  |  | 0.37044 | 0.046305 | 0.046305
7 | 2031 | 2031-07-22 | 0.046197 | 0.422 | 0.46197 | 4.22 | 0 | 5.1644 | 0 | 1.3536 |  |  |  | 0.36958 | 0.046197 | 0.046197
7 | 2031 | 2031-07-23 | 0.045807 | 0.41712 | 0.45807 | 4.1712 | 0 | 5.1208 | 0 | 1.3421 |  |  |  | 0.36645 | 0.045807 | 0.045807
7 | 2031 | 2031-07-24 | 0.045573 | 0.41575 | 0.45573 | 4.1575 | 0 | 5.0946 | 0 | 1.3353 |  |  |  | 0.36458 | 0.045573 | 0.045573
7 | 2031 | 2031-07-25 | 0.04529 | 0.41365 | 0.4529 | 4.1365 | 0 | 5.063 | 0 | 1.327 |  |  |  | 0.36232 | 0.04529 | 0.04529
7 | 2031 | 2031-07-26 | 0.037561 | 0.36159 | 0.37561 | 3.6159 | 0 | 4.1989 | 0 | 1.1005 |  |  |  | 0.30049 | 0.037561 | 0.037561
7 | 2031 | 2031-07-27 | 0.037446 | 0.36351 | 0.37446 | 3.6351 | 0 | 4.1861 | 0 | 1.0972 |  |  |  | 0.29957 | 0.037446 | 0.037446
7 | 2031 | 2031-07-28 | 0.044128 | 0.40235 | 0.44128 | 4.0235 | 0 | 4.9331 | 0 | 1.2929 |  |  |  | 0.35302 | 0.044128 | 0.044128
7 | 2031 | 2031-07-29 | 0.043919 | 0.40282 | 0.43919 | 4.0282 | 0 | 4.9098 | 0 | 1.2868 |  |  |  | 0.35136 | 0.043919 | 0.043919
7 | 2031 | 2031-07-30 | 0.043577 | 0.40077 | 0.43577 | 4.0077 | 0 | 4.8715 | 0 | 1.2768 |  |  |  | 0.34862 | 0.043577 | 0.043577
7 | 2031 | 2031-07-31 | 0.043161 | 0.3974 | 0.43161 | 3.974 | 0 | 4.825 | 0 | 1.2646 |  |  |  | 0.34529 | 0.043161 | 0.043161
8 | 2031 | 2031-08-01 | 0.030269 | 0.24533 | 0.30269 | 2.4533 | 0 | 3.3837 | 0 | 0.88687 |  |  |  | 0.24215 | 0.030269 | 0.030269
8 | 2031 | 2031-08-02 | 0.02119 | 0.17857 | 0.2119 | 1.7857 | 0 | 2.3688 | 0 | 0.62086 |  |  |  | 0.16952 | 0.02119 | 0.02119
8 | 2031 | 2031-08-03 | 0.02305 | 0.19996 | 0.2305 | 1.9996 | 0 | 2.5768 | 0 | 0.67537 |  |  |  | 0.1844 | 0.02305 | 0.02305
8 | 2031 | 2031-08-04 | 0.02936 | 0.24046 | 0.2936 | 2.4046 | 0 | 3.2822 | 0 | 0.86025 |  |  |  | 0.23488 | 0.02936 | 0.02936
8 | 2031 | 2031-08-05 | 0.028142 | 0.22926 | 0.28142 | 2.2926 | 0 | 3.146 | 0 | 0.82456 |  |  |  | 0.22514 | 0.028142 | 0.028142
8 | 2031 | 2031-08-06 | 0.027869 | 0.22818 | 0.27869 | 2.2818 | 0 | 3.1154 | 0 | 0.81655 |  |  |  | 0.22295 | 0.027869 | 0.027869
8 | 2031 | 2031-08-07 | 0.027586 | 0.22707 | 0.27586 | 2.2707 | 0 | 3.0839 | 0 | 0.80827 |  |  |  | 0.22069 | 0.027586 | 0.027586
8 | 2031 | 2031-08-08 | 0.027296 | 0.22596 | 0.27296 | 2.2596 | 0 | 3.0514 | 0 | 0.79977 |  |  |  | 0.21837 | 0.027296 | 0.027296
8 | 2031 | 2031-08-09 | 0.019292 | 0.17116 | 0.19292 | 1.7116 | 0 | 2.1567 | 0 | 0.56526 |  |  |  | 0.15434 | 0.019292 | 0.019292
8 | 2031 | 2031-08-10 | 0.019182 | 0.17209 | 0.19182 | 1.7209 | 0 | 2.1443 | 0 | 0.56202 |  |  |  | 0.15345 | 0.019182 | 0.019182
8 | 2031 | 2031-08-11 | 0.026012 | 0.21861 | 0.26012 | 2.1861 | 0 | 2.9079 | 0 | 0.76214 |  |  |  | 0.20809 | 0.026012 | 0.026012
8 | 2031 | 2031-08-12 | 0.025896 | 0.21961 | 0.25896 | 2.1961 | 0 | 2.8949 | 0 | 0.75876 |  |  |  | 0.20717 | 0.025896 | 0.025896
8 | 2031 | 2031-08-13 | 0.025399 | 0.21659 | 0.25399 | 2.1659 | 0 | 2.8393 | 0 | 0.74418 |  |  |  | 0.20319 | 0.025399 | 0.025399
8 | 2031 | 2031-08-14 | 0.023948 | 0.2035 | 0.23948 | 2.035 | 0 | 2.6772 | 0 | 0.70168 |  |  |  | 0.19159 | 0.023948 | 0.023948
8 | 2031 | 2031-08-15 | 0.023646 | 0.20266 | 0.23646 | 2.0266 | 0 | 2.6434 | 0 | 0.69284 |  |  |  | 0.18917 | 0.023646 | 0.023646
8 | 2031 | 2031-08-16 | 0.016215 | 0.15432 | 0.16215 | 1.5432 | 0 | 1.8127 | 0 | 0.4751 |  |  |  | 0.12972 | 0.016215 | 0.016215
8 | 2031 | 2031-08-17 | 0.016116 | 0.15572 | 0.16116 | 1.5572 | 0 | 1.8016 | 0 | 0.47219 |  |  |  | 0.12893 | 0.016116 | 0.016116
8 | 2031 | 2031-08-18 | 0.023733 | 0.21092 | 0.23733 | 2.1092 | 0 | 2.6531 | 0 | 0.69537 |  |  |  | 0.18986 | 0.023733 | 0.023733
8 | 2031 | 2031-08-19 | 0.020789 | 0.18212 | 0.20789 | 1.8212 | 0 | 2.3241 | 0 | 0.60913 |  |  |  | 0.16632 | 0.020789 | 0.020789
8 | 2031 | 2031-08-20 | 0.021868 | 0.19611 | 0.21868 | 1.9611 | 0 | 2.4446 | 0 | 0.64072 |  |  |  | 0.17494 | 0.021868 | 0.021868
8 | 2031 | 2031-08-21 | 0.019333 | 0.17169 | 0.19333 | 1.7169 | 0 | 2.1613 | 0 | 0.56646 |  |  |  | 0.15467 | 0.019333 | 0.019333
8 | 2031 | 2031-08-22 | 0.02197 | 0.20226 | 0.2197 | 2.0226 | 0 | 2.456 | 0 | 0.64371 |  |  |  | 0.17576 | 0.02197 | 0.02197
8 | 2031 | 2031-08-23 | 0.013863 | 0.14686 | 0.13863 | 1.4686 | 0 | 1.5497 | 0 | 0.40618 |  |  |  | 0.1109 | 0.013863 | 0.013863
8 | 2031 | 2031-08-24 | 0.010621 | 0.1149 | 0.10621 | 1.149 | 0 | 1.1873 | 0 | 0.31118 |  |  |  | 0.084965 | 0.010621 | 0.010621
8 | 2031 | 2031-08-25 | 0.020072 | 0.18964 | 0.20072 | 1.8964 | 0 | 2.2438 | 0 | 0.5881 |  |  |  | 0.16057 | 0.020072 | 0.020072
8 | 2031 | 2031-08-26 | 0.020313 | 0.19468 | 0.20313 | 1.9468 | 0 | 2.2708 | 0 | 0.59516 |  |  |  | 0.1625 | 0.020313 | 0.020313
8 | 2031 | 2031-08-27 | 0.019435 | 0.18779 | 0.19435 | 1.8779 | 0 | 2.1727 | 0 | 0.56946 |  |  |  | 0.15548 | 0.019435 | 0.019435
8 | 2031 | 2031-08-28 | 0.018969 | 0.18523 | 0.18969 | 1.8523 | 0 | 2.1205 | 0 | 0.55579 |  |  |  | 0.15175 | 0.018969 | 0.018969
8 | 2031 | 2031-08-29 | 0.015479 | 0.15047 | 0.15479 | 1.5047 | 0 | 1.7304 | 0 | 0.45353 |  |  |  | 0.12383 | 0.015479 | 0.015479
8 | 2031 | 2031-08-30 | 0.010996 | 0.13337 | 0.10996 | 1.3337 | 0 | 1.2292 | 0 | 0.32218 |  |  |  | 0.087967 | 0.010996 | 0.010996
8 | 2031 | 2031-08-31 | 0.010247 | 0.12762 | 0.10247 | 1.2762 | 0 | 1.1455 | 0 | 0.30023 |  |  |  | 0.081973 | 0.010247 | 0.010247
9 | 2031 | 2031-09-01 | 0.032886 | 0.34939 | 0.32886 | 3.4939 | 0 | 3.6763 | 0 | 0.96356 |  |  |  | 0.26309 | 0.032886 | 0.032886
9 | 2031 | 2031-09-02 | 0.033665 | 0.36138 | 0.33665 | 3.6138 | 0 | 3.7635 | 0 | 0.9864 |  |  |  | 0.26932 | 0.033665 | 0.033665
9 | 2031 | 2031-09-03 | 0.034069 | 0.36859 | 0.34069 | 3.6859 | 0 | 3.8086 | 0 | 0.99822 |  |  |  | 0.27255 | 0.034069 | 0.034069
9 | 2031 | 2031-09-04 | 0.033024 | 0.35726 | 0.33024 | 3.5726 | 0 | 3.6918 | 0 | 0.9676 |  |  |  | 0.26419 | 0.033024 | 0.033024
9 | 2031 | 2031-09-05 | 0.033847 | 0.37024 | 0.33847 | 3.7024 | 0 | 3.7837 | 0 | 0.99171 |  |  |  | 0.27077 | 0.033847 | 0.033847
9 | 2031 | 2031-09-06 | 0.026647 | 0.32457 | 0.26647 | 3.2457 | 0 | 2.9789 | 0 | 0.78076 |  |  |  | 0.21318 | 0.026647 | 0.026647
9 | 2031 | 2031-09-07 | 0.026773 | 0.32739 | 0.26773 | 3.2739 | 0 | 2.9929 | 0 | 0.78444 |  |  |  | 0.21418 | 0.026773 | 0.026773
9 | 2031 | 2031-09-08 | 0.035391 | 0.39402 | 0.35391 | 3.9402 | 0 | 3.9563 | 0 | 1.0369 |  |  |  | 0.28312 | 0.035391 | 0.035391
9 | 2031 | 2031-09-09 | 0.035529 | 0.39613 | 0.35529 | 3.9613 | 0 | 3.9718 | 0 | 1.041 |  |  |  | 0.28423 | 0.035529 | 0.035529
9 | 2031 | 2031-09-10 | 0.035872 | 0.4007 | 0.35872 | 4.007 | 0 | 4.0101 | 0 | 1.051 |  |  |  | 0.28697 | 0.035872 | 0.035872
9 | 2031 | 2031-09-11 | 0.036139 | 0.40488 | 0.36139 | 4.0488 | 0 | 4.04 | 0 | 1.0589 |  |  |  | 0.28911 | 0.036139 | 0.036139
9 | 2031 | 2031-09-12 | 0.036268 | 0.4067 | 0.36268 | 4.067 | 0 | 4.0545 | 0 | 1.0627 |  |  |  | 0.29015 | 0.036268 | 0.036268
9 | 2031 | 2031-09-13 | 0.029118 | 0.35887 | 0.29118 | 3.5887 | 0 | 3.2551 | 0 | 0.85316 |  |  |  | 0.23295 | 0.029118 | 0.029118
9 | 2031 | 2031-09-14 | 0.028022 | 0.34327 | 0.28022 | 3.4327 | 0 | 3.1326 | 0 | 0.82104 |  |  |  | 0.22417 | 0.028022 | 0.028022
9 | 2031 | 2031-09-15 | 0.036417 | 0.40524 | 0.36417 | 4.0524 | 0 | 4.0711 | 0 | 1.067 |  |  |  | 0.29134 | 0.036417 | 0.036417
9 | 2031 | 2031-09-16 | 0.036702 | 0.40734 | 0.36702 | 4.0734 | 0 | 4.103 | 0 | 1.0754 |  |  |  | 0.29362 | 0.036702 | 0.036702
9 | 2031 | 2031-09-17 | 0.039219 | 0.43868 | 0.39219 | 4.3868 | 0 | 4.3844 | 0 | 1.1491 |  |  |  | 0.31375 | 0.039219 | 0.039219
9 | 2031 | 2031-09-18 | 0.039336 | 0.43765 | 0.39336 | 4.3765 | 1 | 4.3974 | 3.8191 | 1.1526 |  |  |  | 0.31469 | 0.039336 | 0.039336
9 | 2031 | 2031-09-19 | 0.040713 | 0.45191 | 0.40713 | 4.5191 | 0 | 4.5514 | 0 | 1.1929 |  |  |  | 0.32571 | 0.040713 | 0.040713
9 | 2031 | 2031-09-20 | 0.033422 | 0.40062 | 0.33422 | 4.0062 | 0 | 3.7363 | 0 | 0.97927 |  |  |  | 0.26738 | 0.033422 | 0.033422
9 | 2031 | 2031-09-21 | 0.034628 | 0.41344 | 0.34628 | 4.1344 | 1 | 3.871 | 3.362 | 1.0146 |  |  |  | 0.27702 | 0.034628 | 0.034628
9 | 2031 | 2031-09-22 | 0.043384 | 0.47596 | 0.43384 | 4.7596 | 1 | 4.85 | 4.2121 | 1.2712 |  |  |  | 0.34707 | 0.043384 | 0.043384
9 | 2031 | 2031-09-23 | 0.04464 | 0.48822 | 0.4464 | 4.8822 | 0 | 4.9904 | 0 | 1.308 |  |  |  | 0.35712 | 0.04464 | 0.04464
9 | 2031 | 2031-09-24 | 0.045356 | 0.49305 | 0.45356 | 4.9305 | 0 | 5.0704 | 0 | 1.3289 |  |  |  | 0.36285 | 0.045356 | 0.045356
9 | 2031 | 2031-09-25 | 0.046992 | 0.50836 | 0.46992 | 5.0836 | 0 | 5.2532 | 0 | 1.3769 |  |  |  | 0.37593 | 0.046992 | 0.046992
9 | 2031 | 2031-09-26 | 0.049734 | 0.53861 | 0.49734 | 5.3861 | 1 | 5.5598 | 4.8286 | 1.4572 |  |  |  | 0.39787 | 0.049734 | 0.049734
9 | 2031 | 2031-09-27 | 0.044566 | 0.51035 | 0.44566 | 5.1035 | 1 | 4.982 | 4.3269 | 1.3058 |  |  |  | 0.35653 | 0.044566 | 0.044566
9 | 2031 | 2031-09-28 | 0.046348 | 0.52678 | 0.46348 | 5.2678 | 0 | 5.1812 | 0 | 1.358 |  |  |  | 0.37078 | 0.046348 | 0.046348
9 | 2031 | 2031-09-29 | 0.056749 | 0.60835 | 0.56749 | 6.0835 | 1 | 6.344 | 5.5097 | 1.6627 |  |  |  | 0.45399 | 0.056749 | 0.056749
9 | 2031 | 2031-09-30 | 0.059176 | 0.63401 | 0.59176 | 6.3401 | 1 | 6.6154 | 5.7454 | 1.7339 |  |  |  | 0.47341 | 0.059176 | 0.059176
10 | 2031 | 2031-10-01 | 0.056859 | 0.61693 | 0.56859 | 6.1693 | 2 | 6.3563 | 5.5493 | 1.666 |  |  |  | 0.45487 | 0.056859 | 0.056859
10 | 2031 | 2031-10-02 | 0.058653 | 0.62829 | 0.58653 | 6.2829 | 2 | 6.5569 | 5.7244 | 1.7185 |  |  |  | 0.46922 | 0.058653 | 0.058653
10 | 2031 | 2031-10-03 | 0.060356 | 0.63999 | 0.60356 | 6.3999 | 2 | 6.7472 | 5.8906 | 1.7684 |  |  |  | 0.48285 | 0.060356 | 0.060356
10 | 2031 | 2031-10-04 | 0.054396 | 0.60035 | 0.54396 | 6.0035 | 2 | 6.0809 | 5.3089 | 1.5938 |  |  |  | 0.43516 | 0.054396 | 0.054396
10 | 2031 | 2031-10-05 | 0.056977 | 0.61899 | 0.56977 | 6.1899 | 3 | 6.3695 | 5.59 | 1.6694 |  |  |  | 0.45581 | 0.056977 | 0.056977
10 | 2031 | 2031-10-06 | 0.066105 | 0.68912 | 0.66105 | 6.8912 | 2 | 7.3899 | 6.4516 | 1.9369 |  |  |  | 0.52884 | 0.066105 | 0.066105
10 | 2031 | 2031-10-07 | 0.069916 | 0.72904 | 0.69916 | 7.2904 | 2 | 7.8159 | 6.8236 | 2.0485 |  |  |  | 0.55933 | 0.069916 | 0.069916
10 | 2031 | 2031-10-08 | 0.071792 | 0.73705 | 0.71792 | 7.3705 | 2 | 8.0256 | 7.0067 | 2.1035 |  |  |  | 0.57433 | 0.071792 | 0.071792
10 | 2031 | 2031-10-09 | 0.073973 | 0.74274 | 0.73973 | 7.4274 | 1 | 8.2695 | 7.182 | 2.1674 |  |  |  | 0.59179 | 0.073973 | 0.073973
10 | 2031 | 2031-10-10 | 0.078912 | 0.79568 | 0.78912 | 7.9568 | 2 | 8.8216 | 7.7016 | 2.3121 |  |  |  | 0.63129 | 0.078912 | 0.078912
10 | 2031 | 2031-10-11 | 0.076271 | 0.79157 | 0.76271 | 7.9157 | 2 | 8.5263 | 7.4438 | 2.2347 |  |  |  | 0.61016 | 0.076271 | 0.076271
10 | 2031 | 2031-10-12 | 0.079721 | 0.81312 | 0.79721 | 8.1312 | 3 | 8.912 | 7.8215 | 2.3358 |  |  |  | 0.63776 | 0.079721 | 0.079721
10 | 2031 | 2031-10-13 | 0.08762 | 0.8679 | 0.8762 | 8.679 | 3 | 9.7951 | 8.5964 | 2.5673 |  |  |  | 0.70096 | 0.08762 | 0.08762
10 | 2031 | 2031-10-14 | 0.089457 | 0.8778 | 0.89457 | 8.778 | 2 | 10.0005 | 8.7308 | 2.6211 |  |  |  | 0.71566 | 0.089457 | 0.089457
10 | 2031 | 2031-10-15 | 0.091138 | 0.88788 | 0.91138 | 8.8788 | 2 | 10.1884 | 8.8948 | 2.6703 |  |  |  | 0.7291 | 0.091138 | 0.091138
10 | 2031 | 2031-10-16 | 0.10061 | 0.98481 | 1.0061 | 9.8481 | 5 | 11.2471 | 9.9757 | 2.9478 |  |  |  | 0.80487 | 0.10061 | 0.10061
10 | 2031 | 2031-10-17 | 0.10602 | 1.0344 | 1.0602 | 10.3435 | 6 | 11.8526 | 10.569 | 3.1065 |  |  |  | 0.8482 | 0.10602 | 0.10602
10 | 2031 | 2031-10-18 | 0.10428 | 1.0383 | 1.0428 | 10.3833 | 7 | 11.6572 | 10.4506 | 3.0553 |  |  |  | 0.83421 | 0.10428 | 0.10428
10 | 2031 | 2031-10-19 | 0.10593 | 1.038 | 1.0593 | 10.3802 | 6 | 11.8418 | 10.5593 | 3.1037 |  |  |  | 0.84743 | 0.10593 | 0.10593
10 | 2031 | 2031-10-20 | 0.11642 | 1.1073 | 1.1642 | 11.0731 | 6 | 13.0144 | 11.605 | 3.411 |  |  |  | 0.93134 | 0.11642 | 0.11642
10 | 2031 | 2031-10-21 | 0.12073 | 1.1401 | 1.2073 | 11.4006 | 7 | 13.4963 | 12.0993 | 3.5373 |  |  |  | 0.96582 | 0.12073 | 0.12073
10 | 2031 | 2031-10-22 | 0.12564 | 1.1903 | 1.2564 | 11.9033 | 5 | 14.0458 | 12.458 | 3.6813 |  |  |  | 1.0051 | 0.12564 | 0.12564
10 | 2031 | 2031-10-23 | 0.13134 | 1.2384 | 1.3134 | 12.3835 | 6 | 14.6821 | 13.092 | 3.8481 |  |  |  | 1.0507 | 0.13134 | 0.13134
10 | 2031 | 2031-10-24 | 0.13685 | 1.2864 | 1.3685 | 12.8642 | 8 | 15.2989 | 13.7895 | 4.0098 |  |  |  | 1.0948 | 0.13685 | 0.13685
10 | 2031 | 2031-10-25 | 0.12845 | 1.2113 | 1.2845 | 12.1131 | 8 | 14.3598 | 12.943 | 3.7637 |  |  |  | 1.0276 | 0.12845 | 0.12845
10 | 2031 | 2031-10-26 | 0.13717 | 1.2898 | 1.3717 | 12.8975 | 8 | 15.3346 | 13.8216 | 4.0191 |  |  |  | 1.0974 | 0.13717 | 0.13717
10 | 2031 | 2031-10-27 | 0.14553 | 1.3361 | 1.4553 | 13.3614 | 9 | 16.2694 | 14.7439 | 4.2642 |  |  |  | 1.1643 | 0.14553 | 0.14553
10 | 2031 | 2031-10-28 | 0.15082 | 1.3845 | 1.5082 | 13.8446 | 10 | 16.8608 | 15.3633 | 4.4192 |  |  |  | 1.2066 | 0.15082 | 0.15082
10 | 2031 | 2031-10-29 | 0.15695 | 1.4361 | 1.5695 | 14.3615 | 12 | 7.776 | 16.164 | 4.5987 |  |  |  | 0.47086 | 0.94171 | 0.15695
10 | 2031 | 2031-10-30 | 0.16393 | 1.4997 | 1.6393 | 14.9969 | 12 | 8.1217 | 16.8827 | 4.8032 |  |  |  | 0.49179 | 0.98358 | 0.16393
10 | 2031 | 2031-10-31 | 0.16626 | 1.5124 | 1.6626 | 15.1244 | 12 | 8.2371 | 17.1225 | 4.8714 |  |  |  | 0.49878 | 0.99755 | 0.16626
11 | 2031 | 2031-11-01 | 0.16319 | 1.2996 | 1.6319 | 12.9964 | 11 | 18.2433 | 16.7143 | 4.7815 |  |  |  | 1.3055 | 0.16319 | 0.16319
11 | 2031 | 2031-11-02 | 0.16707 | 1.3244 | 1.6707 | 13.2444 | 10 | 18.6774 | 17.0185 | 4.8953 |  |  |  | 1.3366 | 0.16707 | 0.16707
11 | 2031 | 2031-11-03 | 0.18021 | 1.4159 | 1.8021 | 14.159 | 10 | 20.1454 | 18.3561 | 5.28 |  |  |  | 1.4416 | 0.18021 | 0.18021
11 | 2031 | 2031-11-04 | 0.18295 | 1.4336 | 1.8295 | 14.3362 | 10 | 20.452 | 18.6355 | 5.3604 |  |  |  | 1.4636 | 0.18295 | 0.18295
11 | 2031 | 2031-11-05 | 0.18928 | 1.4784 | 1.8928 | 14.784 | 12 | 9.3776 | 19.4933 | 5.5459 |  |  |  | 0.56784 | 1.1357 | 0.18928
11 | 2031 | 2031-11-06 | 0.19792 | 1.5381 | 1.9792 | 15.3813 | 12 | 9.8059 | 20.3836 | 5.7992 |  |  |  | 0.59377 | 1.1875 | 0.19792
11 | 2031 | 2031-11-07 | 0.19786 | 1.5303 | 1.9786 | 15.3025 | 13 | 9.8028 | 20.4904 | 5.7974 |  |  |  | 0.59359 | 1.1872 | 0.19786
11 | 2031 | 2031-11-08 | 0.20028 | 1.5479 | 2.0028 | 15.4787 | 14 | 9.9224 | 20.9327 | 5.8681 |  |  |  | 0.60083 | 1.2017 | 0.20028
11 | 2031 | 2031-11-09 | 0.20233 | 1.5587 | 2.0233 | 15.5868 | 12 | 10.024 | 20.837 | 5.9282 |  |  |  | 0.60698 | 1.214 | 0.20233
11 | 2031 | 2031-11-10 | 0.21703 | 1.6614 | 2.1703 | 16.6139 | 13 | 10.7525 | 22.4755 | 6.359 |  |  |  | 0.65109 | 1.3022 | 0.21703
11 | 2031 | 2031-11-11 | 0.21947 | 1.6711 | 2.1947 | 16.7111 | 15 | 10.8734 | 23.1536 | 6.4305 |  |  |  | 0.65841 | 1.3168 | 0.21947
11 | 2031 | 2031-11-12 | 0.21784 | 1.6539 | 2.1784 | 16.5393 | 13 | 10.7925 | 22.5591 | 6.3827 |  |  |  | 0.65351 | 1.307 | 0.21784
11 | 2031 | 2031-11-13 | 0.22159 | 1.6697 | 2.2159 | 16.697 | 14 | 10.9782 | 23.16 | 6.4925 |  |  |  | 0.66476 | 1.3295 | 0.22159
11 | 2031 | 2031-11-14 | 0.23271 | 1.751 | 2.3271 | 17.5101 | 13 | 11.5293 | 24.0991 | 6.8184 |  |  |  | 0.69813 | 1.3963 | 0.23271
11 | 2031 | 2031-11-15 | 0.22279 | 1.6751 | 2.2279 | 16.7509 | 13 | 11.0378 | 23.0719 | 6.5278 |  |  |  | 0.66837 | 1.3367 | 0.22279
11 | 2031 | 2031-11-16 | 0.23183 | 1.7384 | 2.3183 | 17.3836 | 14 | 11.4855 | 24.2302 | 6.7925 |  |  |  | 0.69548 | 1.391 | 0.23183
11 | 2031 | 2031-11-17 | 0.23999 | 1.7834 | 2.3999 | 17.8338 | 15 | 11.8899 | 25.3181 | 7.0317 |  |  |  | 0.71997 | 1.4399 | 0.23999
11 | 2031 | 2031-11-18 | 0.24883 | 1.8491 | 2.4883 | 18.4905 | 14 | 12.328 | 26.0076 | 7.2908 |  |  |  | 0.74649 | 1.493 | 0.24883
11 | 2031 | 2031-11-19 | 0.25388 | 1.8795 | 2.5388 | 18.795 | 15 | 12.5782 | 26.7838 | 7.4387 |  |  |  | 0.76164 | 1.5233 | 0.25388
11 | 2031 | 2031-11-20 | 0.26292 | 1.942 | 2.6292 | 19.4203 | 17 | 13.0258 | 28.2661 | 7.7035 |  |  |  | 0.78875 | 1.5775 | 0.26292
11 | 2031 | 2031-11-21 | 0.27089 | 1.999 | 2.7089 | 19.9898 | 17 | 13.4209 | 29.1234 | 7.9371 |  |  |  | 0.81267 | 1.6253 | 0.27089
11 | 2031 | 2031-11-22 | 0.26299 | 1.938 | 2.6299 | 19.38 | 19 | 13.0296 | 28.8241 | 7.7057 |  |  |  | 0.78898 | 1.578 | 0.26299
11 | 2031 | 2031-11-23 | 0.26694 | 1.9562 | 2.6694 | 19.5622 | 18 | 13.225 | 28.9745 | 7.8212 |  |  |  | 0.80081 | 1.6016 | 0.26694
11 | 2031 | 2031-11-24 | 0.28736 | 2.0991 | 2.8736 | 20.9909 | 20 | 14.2369 | 31.8041 | 8.4197 |  |  |  | 0.86208 | 1.7242 | 0.28736
11 | 2031 | 2031-11-25 | 0.29313 | 2.1371 | 2.9313 | 21.3708 | 22 | 14.5227 | 33.0923 | 8.5887 |  |  |  | 0.87939 | 1.7588 | 0.29313
11 | 2031 | 2031-11-26 | 0.29998 | 2.1827 | 2.9998 | 21.8269 | 21 | 14.8621 | 33.5299 | 8.7894 |  |  |  | 0.89994 | 1.7999 | 0.29998
11 | 2031 | 2031-11-27 | 0.29871 | 2.1594 | 2.9871 | 21.5942 | 21 | 14.7992 | 33.3879 | 8.7522 |  |  |  | 0.89613 | 1.7923 | 0.29871
11 | 2031 | 2031-11-28 | 0.30507 | 2.205 | 3.0507 | 22.0502 | 22 | 15.1143 | 34.4405 | 8.9386 |  |  |  | 0.91521 | 1.8304 | 0.30507
11 | 2031 | 2031-11-29 | 0.30798 | 2.229 | 3.0798 | 22.2899 | 22 | 15.2584 | 34.7687 | 9.0238 |  |  |  | 0.92393 | 1.8479 | 0.30798
11 | 2031 | 2031-11-30 | 0.30959 | 2.233 | 3.0959 | 22.3298 | 23 | 15.3381 | 35.304 | 9.0709 |  |  |  | 0.92876 | 1.8575 | 0.30959
12 | 2031 | 2031-12-01 | 0.31999 | 2.0982 | 3.1999 | 20.9824 | 23 | 15.8536 | 36.4905 | 9.3758 |  |  |  | 0.95998 | 1.92 | 0.31999
12 | 2031 | 2031-12-02 | 0.3262 | 2.1254 | 3.262 | 21.2541 | 22 | 16.161 | 36.8256 | 9.5576 |  |  |  | 0.97859 | 1.9572 | 0.3262
12 | 2031 | 2031-12-03 | 0.32752 | 2.1357 | 3.2752 | 21.3573 | 23 | 16.2265 | 37.3488 | 9.5963 |  |  |  | 0.98256 | 1.9651 | 0.32752
12 | 2031 | 2031-12-04 | 0.3359 | 2.1807 | 3.359 | 21.807 | 24 | 16.6415 | 38.6955 | 9.8417 |  |  |  | 1.0077 | 2.0154 | 0.3359
12 | 2031 | 2031-12-05 | 0.3426 | 2.2144 | 3.426 | 22.1443 | 25 | 16.9735 | 39.8751 | 10.0381 |  |  |  | 1.0278 | 2.0556 | 0.3426
12 | 2031 | 2031-12-06 | 0.33799 | 2.1739 | 3.3799 | 21.7385 | 24 | 16.7453 | 38.9368 | 9.9031 |  |  |  | 1.014 | 2.0279 | 0.33799
12 | 2031 | 2031-12-07 | 0.34533 | 2.2182 | 3.4533 | 22.1821 | 23 | 17.1088 | 39.3797 | 10.1181 |  |  |  | 1.036 | 2.072 | 0.34533
12 | 2031 | 2031-12-08 | 0.35139 | 2.2679 | 3.5139 | 22.6786 | 22 | 17.4091 | 39.6695 | 10.2957 |  |  |  | 1.0542 | 2.1083 | 0.35139
12 | 2031 | 2031-12-09 | 0.34342 | 2.2222 | 3.4342 | 22.2223 | 21 | 17.0143 | 38.3854 | 10.0622 |  |  |  | 1.0303 | 2.0605 | 0.34342
12 | 2031 | 2031-12-10 | 0.34978 | 2.2536 | 3.4978 | 22.5362 | 22 | 17.3296 | 39.4884 | 10.2487 |  |  |  | 1.0494 | 2.0987 | 0.34978
12 | 2031 | 2031-12-11 | 0.35955 | 2.3064 | 3.5955 | 23.0641 | 23 | 17.8135 | 41.0018 | 10.5349 |  |  |  | 1.0787 | 2.1573 | 0.35955
12 | 2031 | 2031-12-12 | 0.36306 | 2.3159 | 3.6306 | 23.1587 | 23 | 17.9872 | 41.4014 | 10.6376 |  |  |  | 1.0892 | 2.1783 | 0.36306
12 | 2031 | 2031-12-13 | 0.3566 | 2.2668 | 3.566 | 22.668 | 24 | 17.6674 | 41.081 | 10.4485 |  |  |  | 1.0698 | 2.1396 | 0.3566
12 | 2031 | 2031-12-14 | 0.36369 | 2.3028 | 3.6369 | 23.028 | 24 | 18.0185 | 41.8974 | 10.6561 |  |  |  | 1.0911 | 2.1821 | 0.36369
12 | 2031 | 2031-12-15 | 0.37331 | 2.3699 | 3.7331 | 23.6991 | 25 | 18.495 | 43.4493 | 10.9379 |  |  |  | 1.1199 | 2.2398 | 0.37331
12 | 2031 | 2031-12-16 | 0.37507 | 2.3686 | 3.7507 | 23.6863 | 26 | 29.2006 | 44.1098 | 21.979 |  |  |  | 1.1252 | 2.2504 | 0.37507
12 | 2031 | 2031-12-17 | 0.37777 | 2.384 | 3.7777 | 23.8402 | 25 | 18.7163 | 43.9693 | 11.0688 |  |  |  | 1.1333 | 2.2666 | 0.37777
12 | 2031 | 2031-12-18 | 0.37718 | 2.3774 | 3.7718 | 23.7737 | 26 | 29.365 | 44.3581 | 22.1027 |  |  |  | 1.1315 | 2.2631 | 0.37718
12 | 2031 | 2031-12-19 | 0.38303 | 2.4117 | 3.8303 | 24.1171 | 26 | 29.8208 | 45.0465 | 22.4457 |  |  |  | 1.1491 | 2.2982 | 0.38303
12 | 2031 | 2031-12-20 | 0.37314 | 2.3257 | 3.7314 | 23.2568 | 26 | 29.0508 | 43.8835 | 21.8662 |  |  |  | 1.1194 | 2.2389 | 0.37314
12 | 2031 | 2031-12-21 | 0.48649 | 2.9424 | 4.8649 | 29.4245 | 61 | 2.2094 | 100.3873 | 4.2762 |  |  |  | 0.24324 | 4.4757 | 0.14595
12 | 2031 | 2031-12-22 | 0.38672 | 2.4249 | 3.8672 | 24.2494 | 27 | 13.3812 | 45.9595 | 5.6654 |  |  |  | 0.77344 | 2.9004 | 0.19336
12 | 2031 | 2031-12-23 | 0.39173 | 2.4408 | 3.9173 | 24.4082 | 27 | 13.5548 | 46.5556 | 5.7389 |  |  |  | 0.78347 | 2.938 | 0.19587
12 | 2031 | 2031-12-24 | 0.39529 | 2.4622 | 3.9529 | 24.6225 | 27 | 13.6779 | 46.9786 | 5.791 |  |  |  | 0.79059 | 2.9647 | 0.19765
12 | 2031 | 2031-12-25 | 0.39145 | 2.4414 | 3.9145 | 24.4138 | 26 | 30.4764 | 46.0369 | 22.9392 |  |  |  | 1.1744 | 2.3487 | 0.39145
12 | 2031 | 2031-12-26 | 0.38818 | 2.4179 | 3.8818 | 24.1788 | 25 | 19.2319 | 45.1805 | 11.3737 |  |  |  | 1.1645 | 2.3291 | 0.38818
12 | 2031 | 2031-12-27 | 0.37833 | 2.3541 | 3.7833 | 23.5411 | 24 | 18.7438 | 43.5839 | 11.085 |  |  |  | 1.135 | 2.27 | 0.37833
12 | 2031 | 2031-12-28 | 0.38091 | 2.3653 | 3.8091 | 23.6525 | 26 | 29.6555 | 44.7969 | 22.3213 |  |  |  | 1.1427 | 2.2855 | 0.38091
12 | 2031 | 2031-12-29 | 0.37922 | 2.3445 | 3.7922 | 23.4449 | 24 | 18.7881 | 43.6869 | 11.1112 |  |  |  | 1.1377 | 2.2753 | 0.37922
12 | 2031 | 2031-12-30 | 0.38071 | 2.3519 | 3.8071 | 23.5185 | 25 | 18.8618 | 44.3112 | 11.1549 |  |  |  | 1.1421 | 2.2843 | 0.38071
12 | 2031 | 2031-12-31 | 0.39077 | 2.4117 | 3.9077 | 24.1166 | 26 | 30.4227 | 45.9559 | 22.8988 |  |  |  | 1.1723 | 2.3446 | 0.39077
1 | 2032 | 2032-01-01 | 0.41522 | 2.5739 | 4.1522 | 25.7393 | 26 | 32.3263 | 48.8314 | 24.3316 |  |  |  | 1.2456 | 2.4913 | 0.41522
1 | 2032 | 2032-01-02 | 0.41582 | 2.5814 | 4.1582 | 25.814 | 26 | 32.3735 | 48.9027 | 24.3672 |  |  |  | 1.2475 | 2.4949 | 0.41582
1 | 2032 | 2032-01-03 | 0.40853 | 2.5252 | 4.0853 | 25.2519 | 26 | 31.8058 | 48.0451 | 23.9398 |  |  |  | 1.2256 | 2.4512 | 0.40853
1 | 2032 | 2032-01-04 | 0.40811 | 2.525 | 4.0811 | 25.2504 | 25 | 20.2192 | 47.5 | 11.9576 |  |  |  | 1.2243 | 2.4487 | 0.40811
1 | 2032 | 2032-01-05 | 0.4071 | 2.5277 | 4.071 | 25.2774 | 21 | 20.1693 | 45.5034 | 11.9281 |  |  |  | 1.2213 | 2.4426 | 0.4071
1 | 2032 | 2032-01-06 | 0.39813 | 2.4788 | 3.9813 | 24.788 | 18 | 19.7247 | 43.2148 | 11.6652 |  |  |  | 1.1944 | 2.3888 | 0.39813
1 | 2032 | 2032-01-07 | 0.40124 | 2.4864 | 4.0124 | 24.864 | 19 | 19.8791 | 43.9765 | 11.7565 |  |  |  | 1.2037 | 2.4075 | 0.40124
1 | 2032 | 2032-01-08 | 0.40403 | 2.5017 | 4.0403 | 25.0166 | 21 | 20.0172 | 45.1603 | 11.8382 |  |  |  | 1.2121 | 2.4242 | 0.40403
1 | 2032 | 2032-01-09 | 0.40249 | 2.492 | 4.0249 | 24.9201 | 20 | 19.941 | 44.5467 | 11.7931 |  |  |  | 1.2075 | 2.415 | 0.40249
1 | 2032 | 2032-01-10 | 0.39179 | 2.4142 | 3.9179 | 24.1416 | 19 | 19.4108 | 42.9405 | 11.4795 |  |  |  | 1.1754 | 2.3507 | 0.39179
1 | 2032 | 2032-01-11 | 0.3913 | 2.4054 | 3.913 | 24.0544 | 20 | 19.3865 | 43.3079 | 11.4651 |  |  |  | 1.1739 | 2.3478 | 0.3913
1 | 2032 | 2032-01-12 | 0.40453 | 2.4912 | 4.0453 | 24.9119 | 21 | 20.0419 | 45.216 | 11.8528 |  |  |  | 1.2136 | 2.4272 | 0.40453
1 | 2032 | 2032-01-13 | 0.40624 | 2.5036 | 4.0624 | 25.0364 | 21 | 20.1264 | 45.4065 | 11.9027 |  |  |  | 1.2187 | 2.4374 | 0.40624
1 | 2032 | 2032-01-14 | 0.40633 | 2.4978 | 4.0633 | 24.9776 | 21 | 20.1308 | 45.4165 | 11.9053 |  |  |  | 1.219 | 2.438 | 0.40633
1 | 2032 | 2032-01-15 | 0.39722 | 2.4509 | 3.9722 | 24.5093 | 19 | 19.6796 | 43.5352 | 11.6385 |  |  |  | 1.1917 | 2.3833 | 0.39722
1 | 2032 | 2032-01-16 | 0.39268 | 2.4195 | 3.9268 | 24.1953 | 18 | 19.4548 | 42.6233 | 11.5055 |  |  |  | 1.178 | 2.3561 | 0.39268
1 | 2032 | 2032-01-17 | 0.38551 | 2.37 | 3.8551 | 23.7004 | 18 | 19.0998 | 41.8456 | 11.2956 |  |  |  | 1.1565 | 2.3131 | 0.38551
1 | 2032 | 2032-01-18 | 0.38472 | 2.3629 | 3.8472 | 23.6295 | 19 | 19.0605 | 42.1656 | 11.2723 |  |  |  | 1.1542 | 2.3083 | 0.38472
1 | 2032 | 2032-01-19 | 0.3941 | 2.4203 | 3.941 | 24.203 | 20 | 19.5253 | 43.618 | 11.5472 |  |  |  | 1.1823 | 2.3646 | 0.3941
1 | 2032 | 2032-01-20 | 0.39209 | 2.412 | 3.9209 | 24.1203 | 20 | 19.4256 | 43.3952 | 11.4883 |  |  |  | 1.1763 | 2.3525 | 0.39209
1 | 2032 | 2032-01-21 | 0.39335 | 2.4165 | 3.9335 | 24.1647 | 19 | 19.4881 | 43.1116 | 11.5252 |  |  |  | 1.1801 | 2.3601 | 0.39335
1 | 2032 | 2032-01-22 | 0.3959 | 2.4281 | 3.959 | 24.2808 | 21 | 19.6144 | 44.2514 | 11.5999 |  |  |  | 1.1877 | 2.3754 | 0.3959
1 | 2032 | 2032-01-23 | 0.39297 | 2.4114 | 3.9297 | 24.114 | 23 | 19.4692 | 44.8126 | 11.514 |  |  |  | 1.1789 | 2.3578 | 0.39297
1 | 2032 | 2032-01-24 | 0.38733 | 2.3672 | 3.8733 | 23.6725 | 23 | 19.1897 | 44.1694 | 11.3488 |  |  |  | 1.162 | 2.324 | 0.38733
1 | 2032 | 2032-01-25 | 0.38249 | 2.3401 | 3.8249 | 23.4008 | 22 | 18.9499 | 43.1804 | 11.2069 |  |  |  | 1.1475 | 2.2949 | 0.38249
1 | 2032 | 2032-01-26 | 0.3788 | 2.323 | 3.788 | 23.2296 | 21 | 18.7673 | 42.3403 | 11.0989 |  |  |  | 1.1364 | 2.2728 | 0.3788
1 | 2032 | 2032-01-27 | 0.38301 | 2.349 | 3.8301 | 23.4899 | 21 | 18.9758 | 42.8107 | 11.2222 |  |  |  | 1.149 | 2.2981 | 0.38301
1 | 2032 | 2032-01-28 | 0.38543 | 2.3612 | 3.8543 | 23.6118 | 21 | 19.0956 | 43.081 | 11.2931 |  |  |  | 1.1563 | 2.3126 | 0.38543
1 | 2032 | 2032-01-29 | 0.38928 | 2.3798 | 3.8928 | 23.7985 | 22 | 19.2862 | 43.9469 | 11.4058 |  |  |  | 1.1678 | 2.3357 | 0.38928
1 | 2032 | 2032-01-30 | 0.39093 | 2.3869 | 3.9093 | 23.8692 | 24 | 19.3683 | 45.036 | 11.4544 |  |  |  | 1.1728 | 2.3456 | 0.39093
1 | 2032 | 2032-01-31 | 0.38276 | 2.3231 | 3.8276 | 23.2313 | 23 | 18.9634 | 43.6485 | 11.2149 |  |  |  | 1.1483 | 2.2966 | 0.38276
2 | 2032 | 2032-02-01 | 0.37725 | 2.3322 | 3.7725 | 23.3222 | 21 | 18.6906 | 42.1672 | 11.0536 |  |  |  | 1.1318 | 2.2635 | 0.37725
2 | 2032 | 2032-02-02 | 0.3778 | 2.343 | 3.778 | 23.4298 | 21 | 18.7174 | 42.2278 | 11.0694 |  |  |  | 1.1334 | 2.2668 | 0.3778
2 | 2032 | 2032-02-03 | 0.37846 | 2.3461 | 3.7846 | 23.4608 | 20 | 18.7502 | 41.8864 | 11.0888 |  |  |  | 1.1354 | 2.2707 | 0.37846
2 | 2032 | 2032-02-04 | 0.37477 | 2.3218 | 3.7477 | 23.2177 | 20 | 18.5675 | 41.4784 | 10.9808 |  |  |  | 1.1243 | 2.2486 | 0.37477
2 | 2032 | 2032-02-05 | 0.37058 | 2.2973 | 3.7058 | 22.9726 | 19 | 18.3601 | 40.6161 | 10.8581 |  |  |  | 1.1118 | 2.2235 | 0.37058
2 | 2032 | 2032-02-06 | 0.36987 | 2.2916 | 3.6987 | 22.9156 | 19 | 18.3248 | 40.538 | 10.8372 |  |  |  | 1.1096 | 2.2192 | 0.36987
2 | 2032 | 2032-02-07 | 0.36356 | 2.2456 | 3.6356 | 22.4556 | 19 | 18.0119 | 39.8459 | 10.6522 |  |  |  | 1.0907 | 2.1813 | 0.36356
2 | 2032 | 2032-02-08 | 0.36331 | 2.2436 | 3.6331 | 22.4357 | 20 | 17.9997 | 40.2098 | 10.645 |  |  |  | 1.0899 | 2.1799 | 0.36331
2 | 2032 | 2032-02-09 | 0.3739 | 2.3123 | 3.739 | 23.1231 | 23 | 18.5244 | 42.6379 | 10.9553 |  |  |  | 1.1217 | 2.2434 | 0.3739
2 | 2032 | 2032-02-10 | 0.36965 | 2.2878 | 3.6965 | 22.878 | 22 | 18.314 | 41.7314 | 10.8308 |  |  |  | 1.109 | 2.2179 | 0.36965
2 | 2032 | 2032-02-11 | 0.36202 | 2.2436 | 3.6202 | 22.4362 | 21 | 17.9355 | 40.4638 | 10.607 |  |  |  | 1.086 | 2.1721 | 0.36202
2 | 2032 | 2032-02-12 | 0.35743 | 2.2161 | 3.5743 | 22.1612 | 20 | 17.7086 | 39.5596 | 10.4728 |  |  |  | 1.0723 | 2.1446 | 0.35743
2 | 2032 | 2032-02-13 | 0.35324 | 2.1909 | 3.5324 | 21.9086 | 19 | 17.5008 | 38.7153 | 10.35 |  |  |  | 1.0597 | 2.1194 | 0.35324
2 | 2032 | 2032-02-14 | 0.33799 | 2.0943 | 3.3799 | 20.9428 | 19 | 16.7452 | 37.0438 | 9.9031 |  |  |  | 1.014 | 2.0279 | 0.33799
2 | 2032 | 2032-02-15 | 0.33792 | 2.0937 | 3.3792 | 20.9372 | 19 | 16.7416 | 37.0358 | 9.901 |  |  |  | 1.0138 | 2.0275 | 0.33792
2 | 2032 | 2032-02-16 | 0.3448 | 2.1396 | 3.448 | 21.3962 | 20 | 17.0826 | 38.1612 | 10.1026 |  |  |  | 1.0344 | 2.0688 | 0.3448
2 | 2032 | 2032-02-17 | 0.34846 | 2.1599 | 3.4846 | 21.5993 | 20 | 17.2638 | 38.5658 | 10.2098 |  |  |  | 1.0454 | 2.0907 | 0.34846
2 | 2032 | 2032-02-18 | 0.34327 | 2.1293 | 3.4327 | 21.2931 | 21 | 17.0068 | 38.3685 | 10.0578 |  |  |  | 1.0298 | 2.0596 | 0.34327
2 | 2032 | 2032-02-19 | 0.33707 | 2.0932 | 3.3707 | 20.9324 | 20 | 16.6996 | 37.3057 | 9.8761 |  |  |  | 1.0112 | 2.0224 | 0.33707
2 | 2032 | 2032-02-20 | 0.32825 | 2.0419 | 3.2825 | 20.4195 | 19 | 16.2627 | 35.9764 | 9.6177 |  |  |  | 0.98475 | 1.9695 | 0.32825
2 | 2032 | 2032-02-21 | 0.31961 | 1.983 | 3.1961 | 19.8299 | 18 | 15.8345 | 34.6917 | 9.3645 |  |  |  | 0.95882 | 1.9176 | 0.31961
2 | 2032 | 2032-02-22 | 0.32064 | 1.9867 | 3.2064 | 19.867 | 19 | 15.8856 | 35.142 | 9.3947 |  |  |  | 0.96191 | 1.9238 | 0.32064
2 | 2032 | 2032-02-23 | 0.32408 | 2.0157 | 3.2408 | 20.157 | 19 | 16.0562 | 35.5195 | 9.4956 |  |  |  | 0.97225 | 1.9445 | 0.32408
2 | 2032 | 2032-02-24 | 0.31357 | 1.9549 | 3.1357 | 19.5488 | 17 | 15.5352 | 33.7113 | 9.1875 |  |  |  | 0.9407 | 1.8814 | 0.31357
2 | 2032 | 2032-02-25 | 0.30907 | 1.9269 | 3.0907 | 19.2691 | 16 | 15.3126 | 32.9144 | 9.0558 |  |  |  | 0.92722 | 1.8544 | 0.30907
2 | 2032 | 2032-02-26 | 0.30842 | 1.9248 | 3.0842 | 19.2481 | 17 | 15.2805 | 33.1586 | 9.0368 |  |  |  | 0.92527 | 1.8505 | 0.30842
2 | 2032 | 2032-02-27 | 0.30935 | 1.9281 | 3.0935 | 19.2813 | 18 | 15.3263 | 33.5784 | 9.064 |  |  |  | 0.92805 | 1.8561 | 0.30935
2 | 2032 | 2032-02-28 | 0.30021 | 1.8662 | 3.0021 | 18.662 | 17 | 14.8733 | 32.2751 | 8.796 |  |  |  | 0.90062 | 1.8012 | 0.30021
2 | 2032 | 2032-02-29 | 0.29908 | 1.8585 | 2.9908 | 18.5847 | 16 | 14.8175 | 31.8502 | 8.7631 |  |  |  | 0.89724 | 1.7945 | 0.29908
3 | 2032 | 2032-03-01 | 0.31116 | 2.0099 | 3.1116 | 20.0986 | 17 | 15.4158 | 33.4524 | 9.1169 |  |  |  | 0.93347 | 1.8669 | 0.31116
3 | 2032 | 2032-03-02 | 0.30487 | 1.9702 | 3.0487 | 19.7015 | 16 | 15.1041 | 32.4663 | 8.9326 |  |  |  | 0.9146 | 1.8292 | 0.30487
3 | 2032 | 2032-03-03 | 0.30281 | 1.9576 | 3.0281 | 19.5758 | 16 | 15.0021 | 32.247 | 8.8722 |  |  |  | 0.90842 | 1.8168 | 0.30281
3 | 2032 | 2032-03-04 | 0.29878 | 1.9327 | 2.9878 | 19.3273 | 15 | 14.8029 | 31.5209 | 8.7544 |  |  |  | 0.89635 | 1.7927 | 0.29878
3 | 2032 | 2032-03-05 | 0.29904 | 1.935 | 2.9904 | 19.3502 | 16 | 14.8155 | 31.8459 | 8.7619 |  |  |  | 0.89712 | 1.7942 | 0.29904
3 | 2032 | 2032-03-06 | 0.2775 | 1.794 | 2.775 | 17.9396 | 14 | 13.7483 | 29.004 | 8.1307 |  |  |  | 0.8325 | 1.665 | 0.2775
3 | 2032 | 2032-03-07 | 0.27172 | 1.7577 | 2.7172 | 17.5766 | 14 | 13.4622 | 28.4003 | 7.9615 |  |  |  | 0.81517 | 1.6303 | 0.27172
3 | 2032 | 2032-03-08 | 0.2819 | 1.8272 | 2.819 | 18.2719 | 13 | 13.9665 | 29.1935 | 8.2598 |  |  |  | 0.84571 | 1.6914 | 0.2819
3 | 2032 | 2032-03-09 | 0.28193 | 1.828 | 2.8193 | 18.2795 | 14 | 13.9678 | 29.467 | 8.2605 |  |  |  | 0.84579 | 1.6916 | 0.28193
3 | 2032 | 2032-03-10 | 0.28056 | 1.8197 | 2.8056 | 18.1973 | 14 | 13.9002 | 29.3243 | 8.2205 |  |  |  | 0.84169 | 1.6834 | 0.28056
3 | 2032 | 2032-03-11 | 0.2749 | 1.7841 | 2.749 | 17.8412 | 13 | 13.6197 | 28.4685 | 8.0546 |  |  |  | 0.82471 | 1.6494 | 0.2749
3 | 2032 | 2032-03-12 | 0.27071 | 1.7577 | 2.7071 | 17.5775 | 14 | 13.412 | 28.2944 | 7.9318 |  |  |  | 0.81213 | 1.6243 | 0.27071
3 | 2032 | 2032-03-13 | 0.2589 | 1.6791 | 2.589 | 16.7907 | 13 | 12.827 | 26.8116 | 7.5858 |  |  |  | 0.77671 | 1.5534 | 0.2589
3 | 2032 | 2032-03-14 | 0.25313 | 1.6424 | 2.5313 | 16.4239 | 13 | 12.5408 | 26.2134 | 7.4166 |  |  |  | 0.75938 | 1.5188 | 0.25313
3 | 2032 | 2032-03-15 | 0.25582 | 1.6636 | 2.5582 | 16.6356 | 13 | 12.6742 | 26.4923 | 7.4955 |  |  |  | 0.76746 | 1.5349 | 0.25582
3 | 2032 | 2032-03-16 | 0.25228 | 1.6413 | 2.5228 | 16.4135 | 12 | 12.499 | 25.9818 | 7.3919 |  |  |  | 0.75685 | 1.5137 | 0.25228
3 | 2032 | 2032-03-17 | 0.24727 | 1.6096 | 2.4727 | 16.0959 | 11 | 27.6421 | 25.3253 | 7.2449 |  |  |  | 1.9781 | 0.24727 | 0.24727
3 | 2032 | 2032-03-18 | 0.24182 | 1.575 | 2.4182 | 15.7504 | 10 | 27.0332 | 24.6322 | 7.0853 |  |  |  | 1.9346 | 0.24182 | 0.24182
3 | 2032 | 2032-03-19 | 0.23561 | 1.5356 | 2.3561 | 15.3561 | 9 | 26.3391 | 23.8693 | 6.9034 |  |  |  | 1.8849 | 0.23561 | 0.23561
3 | 2032 | 2032-03-20 | 0.22608 | 1.4713 | 2.2608 | 14.7133 | 10 | 25.2741 | 23.0293 | 6.6243 |  |  |  | 1.8087 | 0.22608 | 0.22608
3 | 2032 | 2032-03-21 | 0.22446 | 1.4614 | 2.2446 | 14.6138 | 11 | 25.0928 | 22.9897 | 6.5767 |  |  |  | 1.7957 | 0.22446 | 0.22446
3 | 2032 | 2032-03-22 | 0.23341 | 1.5226 | 2.3341 | 15.2258 | 11 | 26.0933 | 23.9064 | 6.839 |  |  |  | 1.8673 | 0.23341 | 0.23341
3 | 2032 | 2032-03-23 | 0.23079 | 1.506 | 2.3079 | 15.0599 | 12 | 11.4343 | 23.7686 | 6.7622 |  |  |  | 0.69238 | 1.3848 | 0.23079
3 | 2032 | 2032-03-24 | 0.235 | 1.5334 | 2.35 | 15.3336 | 12 | 11.643 | 24.2023 | 6.8856 |  |  |  | 0.70501 | 1.41 | 0.235
3 | 2032 | 2032-03-25 | 0.23097 | 1.5078 | 2.3097 | 15.0778 | 12 | 11.4429 | 23.7865 | 6.7673 |  |  |  | 0.6929 | 1.3858 | 0.23097
3 | 2032 | 2032-03-26 | 0.22546 | 1.4726 | 2.2546 | 14.7262 | 11 | 25.2038 | 23.0914 | 6.6058 |  |  |  | 1.8036 | 0.22546 | 0.22546
3 | 2032 | 2032-03-27 | 0.21234 | 1.385 | 2.1234 | 13.8503 | 10 | 23.7373 | 21.629 | 6.2215 |  |  |  | 1.6987 | 0.21234 | 0.21234
3 | 2032 | 2032-03-28 | 0.20593 | 1.3439 | 2.0593 | 13.4389 | 9 | 23.0213 | 20.8627 | 6.0338 |  |  |  | 1.6475 | 0.20593 | 0.20593
3 | 2032 | 2032-03-29 | 0.20434 | 1.3372 | 2.0434 | 13.3722 | 8 | 22.843 | 20.5893 | 5.9871 |  |  |  | 1.6347 | 0.20434 | 0.20434
3 | 2032 | 2032-03-30 | 0.19676 | 1.2887 | 1.9676 | 12.8865 | 8 | 21.9962 | 19.826 | 5.7651 |  |  |  | 1.5741 | 0.19676 | 0.19676
3 | 2032 | 2032-03-31 | 0.19287 | 1.2638 | 1.9287 | 12.6381 | 8 | 21.5616 | 19.4343 | 5.6512 |  |  |  | 1.543 | 0.19287 | 0.19287
4 | 2032 | 2032-04-01 | 0.18631 | 1.1912 | 1.8631 | 11.9124 | 8 | 20.8277 | 18.7728 | 5.4589 |  |  |  | 1.4905 | 0.18631 | 0.18631
4 | 2032 | 2032-04-02 | 0.18319 | 1.1714 | 1.8319 | 11.7144 | 9 | 20.4786 | 18.5584 | 5.3674 |  |  |  | 1.4655 | 0.18319 | 0.18319
4 | 2032 | 2032-04-03 | 0.17523 | 1.1152 | 1.7523 | 11.1524 | 10 | 19.5896 | 17.8497 | 5.1344 |  |  |  | 1.4019 | 0.17523 | 0.17523
4 | 2032 | 2032-04-04 | 0.17501 | 1.1126 | 1.7501 | 11.1256 | 10 | 19.5647 | 17.827 | 5.1278 |  |  |  | 1.4001 | 0.17501 | 0.17501
4 | 2032 | 2032-04-05 | 0.17533 | 1.1213 | 1.7533 | 11.2131 | 9 | 19.5997 | 17.7619 | 5.137 |  |  |  | 1.4026 | 0.17533 | 0.17533
4 | 2032 | 2032-04-06 | 0.1698 | 1.0881 | 1.698 | 10.8807 | 7 | 18.9816 | 17.0169 | 4.975 |  |  |  | 1.3584 | 0.1698 | 0.1698
4 | 2032 | 2032-04-07 | 0.16655 | 1.0686 | 1.6655 | 10.686 | 6 | 18.6182 | 16.6019 | 4.8798 |  |  |  | 1.3324 | 0.16655 | 0.16655
4 | 2032 | 2032-04-08 | 0.16109 | 1.0355 | 1.6109 | 10.3545 | 6 | 18.0089 | 16.0586 | 4.7201 |  |  |  | 1.2888 | 0.16109 | 0.16109
4 | 2032 | 2032-04-09 | 0.15511 | 0.99952 | 1.5511 | 9.9952 | 6 | 17.3399 | 15.462 | 4.5447 |  |  |  | 1.2409 | 0.15511 | 0.15511
4 | 2032 | 2032-04-10 | 0.14577 | 0.93634 | 1.4577 | 9.3634 | 6 | 16.2953 | 14.5305 | 4.2709 |  |  |  | 1.1661 | 0.14577 | 0.14577
4 | 2032 | 2032-04-11 | 0.14587 | 0.93542 | 1.4587 | 9.3542 | 7 | 16.3072 | 14.6193 | 4.2741 |  |  |  | 1.167 | 0.14587 | 0.14587
4 | 2032 | 2032-04-12 | 0.15049 | 0.96828 | 1.5049 | 9.6828 | 7 | 16.8232 | 15.0819 | 4.4093 |  |  |  | 1.2039 | 0.15049 | 0.15049
4 | 2032 | 2032-04-13 | 0.15039 | 0.96726 | 1.5039 | 9.6726 | 8 | 16.8127 | 15.1539 | 4.4066 |  |  |  | 1.2032 | 0.15039 | 0.15039
4 | 2032 | 2032-04-14 | 0.14862 | 0.95569 | 1.4862 | 9.5569 | 8 | 16.6143 | 14.9751 | 4.3546 |  |  |  | 1.189 | 0.14862 | 0.14862
4 | 2032 | 2032-04-15 | 0.14214 | 0.91597 | 1.4214 | 9.1597 | 7 | 15.89 | 14.2453 | 4.1647 |  |  |  | 1.1371 | 0.14214 | 0.14214
4 | 2032 | 2032-04-16 | 0.14183 | 0.91347 | 1.4183 | 9.1347 | 6 | 15.8549 | 14.1379 | 4.1555 |  |  |  | 1.1346 | 0.14183 | 0.14183
4 | 2032 | 2032-04-17 | 0.13524 | 0.86606 | 1.3524 | 8.6606 | 6 | 15.1183 | 13.481 | 3.9624 |  |  |  | 1.0819 | 0.13524 | 0.13524
4 | 2032 | 2032-04-18 | 0.13058 | 0.83793 | 1.3058 | 8.3793 | 6 | 14.5981 | 13.0172 | 3.8261 |  |  |  | 1.0447 | 0.13058 | 0.13058
4 | 2032 | 2032-04-19 | 0.13399 | 0.86475 | 1.3399 | 8.6475 | 6 | 14.9794 | 13.3571 | 3.926 |  |  |  | 1.072 | 0.13399 | 0.13399
4 | 2032 | 2032-04-20 | 0.13542 | 0.87197 | 1.3542 | 8.7197 | 7 | 15.1383 | 13.5714 | 3.9677 |  |  |  | 1.0833 | 0.13542 | 0.13542
4 | 2032 | 2032-04-21 | 0.13613 | 0.87525 | 1.3613 | 8.7525 | 8 | 15.2184 | 13.7169 | 3.9887 |  |  |  | 1.0891 | 0.13613 | 0.13613
4 | 2032 | 2032-04-22 | 0.13127 | 0.84618 | 1.3127 | 8.4618 | 7 | 14.675 | 13.1561 | 3.8463 |  |  |  | 1.0502 | 0.13127 | 0.13127
4 | 2032 | 2032-04-23 | 0.12955 | 0.83545 | 1.2955 | 8.3545 | 7 | 14.482 | 12.983 | 3.7957 |  |  |  | 1.0364 | 0.12955 | 0.12955
4 | 2032 | 2032-04-24 | 0.11797 | 0.75937 | 1.1797 | 7.5937 | 6 | 13.1883 | 11.76 | 3.4566 |  |  |  | 0.94378 | 0.11797 | 0.11797
4 | 2032 | 2032-04-25 | 0.11064 | 0.71649 | 1.1064 | 7.1649 | 5 | 12.368 | 10.97 | 3.2416 |  |  |  | 0.88509 | 0.11064 | 0.11064
4 | 2032 | 2032-04-26 | 0.11184 | 0.731 | 1.1184 | 7.31 | 4 | 12.5031 | 11.0311 | 3.277 |  |  |  | 0.89475 | 0.11184 | 0.11184
4 | 2032 | 2032-04-27 | 0.10613 | 0.69792 | 1.0613 | 6.9792 | 4 | 11.8643 | 10.4676 | 3.1096 |  |  |  | 0.84904 | 0.10613 | 0.10613
4 | 2032 | 2032-04-28 | 0.10505 | 0.69042 | 1.0505 | 6.9042 | 4 | 11.7438 | 10.3612 | 3.078 |  |  |  | 0.84041 | 0.10505 | 0.10505
4 | 2032 | 2032-04-29 | 0.10701 | 0.70188 | 1.0701 | 7.0188 | 4 | 11.9629 | 10.5545 | 3.1354 |  |  |  | 0.85609 | 0.10701 | 0.10701
4 | 2032 | 2032-04-30 | 0.10575 | 0.69361 | 1.0575 | 6.9361 | 4 | 11.8221 | 10.4303 | 3.0985 |  |  |  | 0.84602 | 0.10575 | 0.10575
5 | 2032 | 2032-05-01 | 0.078605 | 0.53909 | 0.78605 | 5.3909 | 4 | 8.7873 | 7.7528 | 2.3031 |  |  |  | 0.62884 | 0.078605 | 0.078605
5 | 2032 | 2032-05-02 | 0.076747 | 0.52749 | 0.76747 | 5.2749 | 4 | 8.5796 | 7.5695 | 2.2487 |  |  |  | 0.61397 | 0.076747 | 0.076747
5 | 2032 | 2032-05-03 | 0.081374 | 0.55953 | 0.81374 | 5.5953 | 3 | 9.0968 | 7.9836 | 2.3842 |  |  |  | 0.65099 | 0.081374 | 0.081374
5 | 2032 | 2032-05-04 | 0.079914 | 0.54841 | 0.79914 | 5.4841 | 3 | 8.9336 | 7.8404 | 2.3415 |  |  |  | 0.63931 | 0.079914 | 0.079914
5 | 2032 | 2032-05-05 | 0.077838 | 0.53408 | 0.77838 | 5.3408 | 2 | 8.7016 | 7.5968 | 2.2807 |  |  |  | 0.6227 | 0.077838 | 0.077838
5 | 2032 | 2032-05-06 | 0.074649 | 0.51297 | 0.74649 | 5.1297 | 2 | 8.345 | 7.2855 | 2.1872 |  |  |  | 0.59719 | 0.074649 | 0.074649
5 | 2032 | 2032-05-07 | 0.073981 | 0.51239 | 0.73981 | 5.1239 | 2 | 8.2704 | 7.2204 | 2.1677 |  |  |  | 0.59185 | 0.073981 | 0.073981
5 | 2032 | 2032-05-08 | 0.066402 | 0.4619 | 0.66402 | 4.619 | 3 | 7.4231 | 6.5148 | 1.9456 |  |  |  | 0.53122 | 0.066402 | 0.066402
5 | 2032 | 2032-05-09 | 0.065402 | 0.45431 | 0.65402 | 4.5431 | 3 | 7.3113 | 6.4166 | 1.9163 |  |  |  | 0.52321 | 0.065402 | 0.065402
5 | 2032 | 2032-05-10 | 0.070495 | 0.49215 | 0.70495 | 4.9215 | 2 | 7.8807 | 6.8802 | 2.0655 |  |  |  | 0.56396 | 0.070495 | 0.070495
5 | 2032 | 2032-05-11 | 0.069175 | 0.48367 | 0.69175 | 4.8367 | 2 | 7.7331 | 6.7513 | 2.0268 |  |  |  | 0.5534 | 0.069175 | 0.069175
5 | 2032 | 2032-05-12 | 0.067502 | 0.47443 | 0.67502 | 4.7443 | 2 | 7.5462 | 6.5881 | 1.9778 |  |  |  | 0.54002 | 0.067502 | 0.067502
5 | 2032 | 2032-05-13 | 0.067297 | 0.47548 | 0.67297 | 4.7548 | 3 | 7.5231 | 6.6025 | 1.9718 |  |  |  | 0.53837 | 0.067297 | 0.067297
5 | 2032 | 2032-05-14 | 0.066712 | 0.47443 | 0.66712 | 4.7443 | 2 | 7.4578 | 6.5109 | 1.9547 |  |  |  | 0.5337 | 0.066712 | 0.066712
5 | 2032 | 2032-05-15 | 0.058787 | 0.42065 | 0.58787 | 4.2065 | 3 | 6.5718 | 5.7676 | 1.7225 |  |  |  | 0.47029 | 0.058787 | 0.058787
5 | 2032 | 2032-05-16 | 0.058014 | 0.41448 | 0.58014 | 4.1448 | 2 | 6.4855 | 5.662 | 1.6998 |  |  |  | 0.46411 | 0.058014 | 0.058014
5 | 2032 | 2032-05-17 | 0.063587 | 0.45291 | 0.63587 | 4.5291 | 1 | 7.1085 | 6.1736 | 1.8631 |  |  |  | 0.5087 | 0.063587 | 0.063587
5 | 2032 | 2032-05-18 | 0.061088 | 0.43676 | 0.61088 | 4.3676 | 1 | 6.829 | 5.931 | 1.7899 |  |  |  | 0.4887 | 0.061088 | 0.061088
5 | 2032 | 2032-05-19 | 0.060275 | 0.43393 | 0.60275 | 4.3393 | 1 | 6.7382 | 5.852 | 1.766 |  |  |  | 0.4822 | 0.060275 | 0.060275
5 | 2032 | 2032-05-20 | 0.059671 | 0.43179 | 0.59671 | 4.3179 | 1 | 6.6707 | 5.7934 | 1.7484 |  |  |  | 0.47737 | 0.059671 | 0.059671
5 | 2032 | 2032-05-21 | 0.059141 | 0.42889 | 0.59141 | 4.2889 | 1 | 6.6114 | 5.742 | 1.7328 |  |  |  | 0.47313 | 0.059141 | 0.059141
5 | 2032 | 2032-05-22 | 0.051818 | 0.37945 | 0.51818 | 3.7945 | 1 | 5.7928 | 5.031 | 1.5183 |  |  |  | 0.41455 | 0.051818 | 0.051818
5 | 2032 | 2032-05-23 | 0.052113 | 0.38507 | 0.52113 | 3.8507 | 2 | 5.8257 | 5.0861 | 1.5269 |  |  |  | 0.4169 | 0.052113 | 0.052113
5 | 2032 | 2032-05-24 | 0.058512 | 0.43131 | 0.58512 | 4.3131 | 2 | 6.5411 | 5.7107 | 1.7144 |  |  |  | 0.4681 | 0.058512 | 0.058512
5 | 2032 | 2032-05-25 | 0.056405 | 0.41725 | 0.56405 | 4.1725 | 1 | 6.3055 | 5.4763 | 1.6527 |  |  |  | 0.45124 | 0.056405 | 0.056405
5 | 2032 | 2032-05-26 | 0.056122 | 0.41554 | 0.56122 | 4.1554 | 1 | 6.274 | 5.4489 | 1.6444 |  |  |  | 0.44898 | 0.056122 | 0.056122
5 | 2032 | 2032-05-27 | 0.054523 | 0.40768 | 0.54523 | 4.0768 | 1 | 6.0951 | 5.2936 | 1.5975 |  |  |  | 0.43618 | 0.054523 | 0.054523
5 | 2032 | 2032-05-28 | 0.053143 | 0.39851 | 0.53143 | 3.9851 | 1 | 5.9409 | 5.1597 | 1.5571 |  |  |  | 0.42515 | 0.053143 | 0.053143
5 | 2032 | 2032-05-29 | 0.045111 | 0.34466 | 0.45111 | 3.4466 | 1 | 5.0429 | 4.3798 | 1.3217 |  |  |  | 0.36088 | 0.045111 | 0.045111
5 | 2032 | 2032-05-30 | 0.044243 | 0.34209 | 0.44243 | 3.4209 | 1 | 4.946 | 4.2955 | 1.2963 |  |  |  | 0.35395 | 0.044243 | 0.044243
5 | 2032 | 2032-05-31 | 0.051346 | 0.39095 | 0.51346 | 3.9095 | 1 | 5.74 | 4.9851 | 1.5044 |  |  |  | 0.41076 | 0.051346 | 0.051346
6 | 2032 | 2032-06-01 | 0.047571 | 0.37412 | 0.47571 | 3.7412 | 1 | 5.318 | 4.6186 | 1.3938 |  |  |  | 0.38057 | 0.047571 | 0.047571
6 | 2032 | 2032-06-02 | 0.047511 | 0.37577 | 0.47511 | 3.7577 | 0 | 5.3113 | 0 | 1.3921 |  |  |  | 0.38009 | 0.047511 | 0.047511
6 | 2032 | 2032-06-03 | 0.047072 | 0.37425 | 0.47072 | 3.7425 | 0 | 5.2622 | 0 | 1.3792 |  |  |  | 0.37657 | 0.047072 | 0.047072
6 | 2032 | 2032-06-04 | 0.046781 | 0.37377 | 0.46781 | 3.7377 | 0 | 5.2297 | 0 | 1.3707 |  |  |  | 0.37425 | 0.046781 | 0.046781
6 | 2032 | 2032-06-05 | 0.038962 | 0.32131 | 0.38962 | 3.2131 | 0 | 4.3556 | 0 | 1.1416 |  |  |  | 0.3117 | 0.038962 | 0.038962
6 | 2032 | 2032-06-06 | 0.038605 | 0.31966 | 0.38605 | 3.1966 | 0 | 4.3157 | 0 | 1.1311 |  |  |  | 0.30884 | 0.038605 | 0.038605
6 | 2032 | 2032-06-07 | 0.046126 | 0.37287 | 0.46126 | 3.7287 | 0 | 5.1564 | 0 | 1.3515 |  |  |  | 0.369 | 0.046126 | 0.046126
6 | 2032 | 2032-06-08 | 0.045784 | 0.37147 | 0.45784 | 3.7147 | 0 | 5.1182 | 0 | 1.3415 |  |  |  | 0.36627 | 0.045784 | 0.045784
6 | 2032 | 2032-06-09 | 0.045799 | 0.37302 | 0.45799 | 3.7302 | 0 | 5.1199 | 0 | 1.3419 |  |  |  | 0.36639 | 0.045799 | 0.045799
6 | 2032 | 2032-06-10 | 0.045708 | 0.37397 | 0.45708 | 3.7397 | 0 | 5.1097 | 0 | 1.3392 |  |  |  | 0.36566 | 0.045708 | 0.045708
6 | 2032 | 2032-06-11 | 0.045626 | 0.37495 | 0.45626 | 3.7495 | 0 | 5.1005 | 0 | 1.3368 |  |  |  | 0.36501 | 0.045626 | 0.045626
6 | 2032 | 2032-06-12 | 0.037922 | 0.32264 | 0.37922 | 3.2264 | 0 | 4.2393 | 0 | 1.1111 |  |  |  | 0.30338 | 0.037922 | 0.037922
6 | 2032 | 2032-06-13 | 0.038105 | 0.32566 | 0.38105 | 3.2566 | 0 | 4.2598 | 0 | 1.1165 |  |  |  | 0.30484 | 0.038105 | 0.038105
6 | 2032 | 2032-06-14 | 0.045451 | 0.37732 | 0.45451 | 3.7732 | 0 | 5.081 | 0 | 1.3317 |  |  |  | 0.36361 | 0.045451 | 0.045451
6 | 2032 | 2032-06-15 | 0.045306 | 0.37705 | 0.45306 | 3.7705 | 0 | 5.0648 | 0 | 1.3275 |  |  |  | 0.36245 | 0.045306 | 0.045306
6 | 2032 | 2032-06-16 | 0.045533 | 0.37963 | 0.45533 | 3.7963 | 0 | 5.0902 | 0 | 1.3341 |  |  |  | 0.36426 | 0.045533 | 0.045533
6 | 2032 | 2032-06-17 | 0.045622 | 0.38178 | 0.45622 | 3.8178 | 0 | 5.1001 | 0 | 1.3367 |  |  |  | 0.36497 | 0.045622 | 0.045622
6 | 2032 | 2032-06-18 | 0.045548 | 0.3823 | 0.45548 | 3.823 | 0 | 5.0919 | 0 | 1.3346 |  |  |  | 0.36439 | 0.045548 | 0.045548
6 | 2032 | 2032-06-19 | 0.038101 | 0.33215 | 0.38101 | 3.3215 | 0 | 4.2593 | 0 | 1.1164 |  |  |  | 0.30481 | 0.038101 | 0.038101
6 | 2032 | 2032-06-20 | 0.038262 | 0.33468 | 0.38262 | 3.3468 | 0 | 4.2773 | 0 | 1.1211 |  |  |  | 0.3061 | 0.038262 | 0.038262
6 | 2032 | 2032-06-21 | 0.045829 | 0.38803 | 0.45829 | 3.8803 | 0 | 5.1233 | 0 | 1.3428 |  |  |  | 0.36663 | 0.045829 | 0.045829
6 | 2032 | 2032-06-22 | 0.046084 | 0.39114 | 0.46084 | 3.9114 | 0 | 5.1517 | 0 | 1.3503 |  |  |  | 0.36867 | 0.046084 | 0.046084
6 | 2032 | 2032-06-23 | 0.046272 | 0.3931 | 0.46272 | 3.931 | 0 | 5.1728 | 0 | 1.3558 |  |  |  | 0.37018 | 0.046272 | 0.046272
6 | 2032 | 2032-06-24 | 0.046025 | 0.39125 | 0.46025 | 3.9125 | 0 | 5.1451 | 0 | 1.3485 |  |  |  | 0.3682 | 0.046025 | 0.046025
6 | 2032 | 2032-06-25 | 0.045873 | 0.39025 | 0.45873 | 3.9025 | 0 | 5.1282 | 0 | 1.3441 |  |  |  | 0.36699 | 0.045873 | 0.045873
6 | 2032 | 2032-06-26 | 0.038399 | 0.33976 | 0.38399 | 3.3976 | 0 | 4.2926 | 0 | 1.1251 |  |  |  | 0.30719 | 0.038399 | 0.038399
6 | 2032 | 2032-06-27 | 0.038675 | 0.34237 | 0.38675 | 3.4237 | 0 | 4.3235 | 0 | 1.1332 |  |  |  | 0.3094 | 0.038675 | 0.038675
6 | 2032 | 2032-06-28 | 0.046334 | 0.39563 | 0.46334 | 3.9563 | 0 | 5.1797 | 0 | 1.3576 |  |  |  | 0.37067 | 0.046334 | 0.046334
6 | 2032 | 2032-06-29 | 0.046397 | 0.39682 | 0.46397 | 3.9682 | 0 | 5.1867 | 0 | 1.3594 |  |  |  | 0.37117 | 0.046397 | 0.046397
6 | 2032 | 2032-06-30 | 0.046292 | 0.39613 | 0.46292 | 3.9613 | 0 | 5.175 | 0 | 1.3563 |  |  |  | 0.37033 | 0.046292 | 0.046292
7 | 2032 | 2032-07-01 | 0.047349 | 0.42807 | 0.47349 | 4.2807 | 0 | 5.2932 | 0 | 1.3873 |  |  |  | 0.37879 | 0.047349 | 0.047349
7 | 2032 | 2032-07-02 | 0.047683 | 0.43446 | 0.47683 | 4.3446 | 0 | 5.3305 | 0 | 1.3971 |  |  |  | 0.38146 | 0.047683 | 0.047683
7 | 2032 | 2032-07-03 | 0.040463 | 0.38848 | 0.40463 | 3.8848 | 0 | 4.5234 | 0 | 1.1856 |  |  |  | 0.32371 | 0.040463 | 0.040463
7 | 2032 | 2032-07-04 | 0.04002 | 0.37882 | 0.4002 | 3.7882 | 0 | 4.4738 | 0 | 1.1726 |  |  |  | 0.32016 | 0.04002 | 0.04002
7 | 2032 | 2032-07-05 | 0.047638 | 0.43228 | 0.47638 | 4.3228 | 0 | 5.3255 | 0 | 1.3958 |  |  |  | 0.38111 | 0.047638 | 0.047638
7 | 2032 | 2032-07-06 | 0.047554 | 0.4303 | 0.47554 | 4.303 | 0 | 5.3161 | 0 | 1.3933 |  |  |  | 0.38043 | 0.047554 | 0.047554
7 | 2032 | 2032-07-07 | 0.047662 | 0.43247 | 0.47662 | 4.3247 | 0 | 5.3281 | 0 | 1.3965 |  |  |  | 0.38129 | 0.047662 | 0.047662
7 | 2032 | 2032-07-08 | 0.047581 | 0.43086 | 0.47581 | 4.3086 | 0 | 5.3191 | 0 | 1.3941 |  |  |  | 0.38065 | 0.047581 | 0.047581
7 | 2032 | 2032-07-09 | 0.047691 | 0.43337 | 0.47691 | 4.3337 | 0 | 5.3314 | 0 | 1.3974 |  |  |  | 0.38153 | 0.047691 | 0.047691
7 | 2032 | 2032-07-10 | 0.040504 | 0.38896 | 0.40504 | 3.8896 | 0 | 4.528 | 0 | 1.1868 |  |  |  | 0.32403 | 0.040504 | 0.040504
7 | 2032 | 2032-07-11 | 0.03997 | 0.37841 | 0.3997 | 3.7841 | 0 | 4.4683 | 0 | 1.1711 |  |  |  | 0.31976 | 0.03997 | 0.03997
7 | 2032 | 2032-07-12 | 0.047246 | 0.42584 | 0.47246 | 4.2584 | 0 | 5.2817 | 0 | 1.3843 |  |  |  | 0.37797 | 0.047246 | 0.047246
7 | 2032 | 2032-07-13 | 0.047392 | 0.42984 | 0.47392 | 4.2984 | 0 | 5.298 | 0 | 1.3886 |  |  |  | 0.37913 | 0.047392 | 0.047392
7 | 2032 | 2032-07-14 | 0.047245 | 0.42799 | 0.47245 | 4.2799 | 0 | 5.2816 | 0 | 1.3843 |  |  |  | 0.37796 | 0.047245 | 0.047245
7 | 2032 | 2032-07-15 | 0.047374 | 0.43208 | 0.47374 | 4.3208 | 0 | 5.2959 | 0 | 1.388 |  |  |  | 0.37899 | 0.047374 | 0.047374
7 | 2032 | 2032-07-16 | 0.047279 | 0.43175 | 0.47279 | 4.3175 | 0 | 5.2853 | 0 | 1.3853 |  |  |  | 0.37823 | 0.047279 | 0.047279
7 | 2032 | 2032-07-17 | 0.039736 | 0.38145 | 0.39736 | 3.8145 | 0 | 4.4422 | 0 | 1.1643 |  |  |  | 0.31789 | 0.039736 | 0.039736
7 | 2032 | 2032-07-18 | 0.039545 | 0.37961 | 0.39545 | 3.7961 | 0 | 4.4208 | 0 | 1.1587 |  |  |  | 0.31636 | 0.039545 | 0.039545
7 | 2032 | 2032-07-19 | 0.046763 | 0.42745 | 0.46763 | 4.2745 | 0 | 5.2277 | 0 | 1.3702 |  |  |  | 0.37411 | 0.046763 | 0.046763
7 | 2032 | 2032-07-20 | 0.046475 | 0.4241 | 0.46475 | 4.241 | 0 | 5.1955 | 0 | 1.3617 |  |  |  | 0.3718 | 0.046475 | 0.046475
7 | 2032 | 2032-07-21 | 0.046138 | 0.42 | 0.46138 | 4.2 | 0 | 5.1578 | 0 | 1.3519 |  |  |  | 0.36911 | 0.046138 | 0.046138
7 | 2032 | 2032-07-22 | 0.046016 | 0.42063 | 0.46016 | 4.2063 | 0 | 5.1442 | 0 | 1.3483 |  |  |  | 0.36813 | 0.046016 | 0.046016
7 | 2032 | 2032-07-23 | 0.045611 | 0.41565 | 0.45611 | 4.1565 | 0 | 5.0989 | 0 | 1.3364 |  |  |  | 0.36489 | 0.045611 | 0.045611
7 | 2032 | 2032-07-24 | 0.037846 | 0.36253 | 0.37846 | 3.6253 | 0 | 4.2309 | 0 | 1.1089 |  |  |  | 0.30277 | 0.037846 | 0.037846
7 | 2032 | 2032-07-25 | 0.03755 | 0.36033 | 0.3755 | 3.6033 | 0 | 4.1977 | 0 | 1.1002 |  |  |  | 0.3004 | 0.03755 | 0.03755
7 | 2032 | 2032-07-26 | 0.044839 | 0.4115 | 0.44839 | 4.115 | 0 | 5.0126 | 0 | 1.3138 |  |  |  | 0.35871 | 0.044839 | 0.044839
7 | 2032 | 2032-07-27 | 0.044711 | 0.41333 | 0.44711 | 4.1333 | 0 | 4.9983 | 0 | 1.31 |  |  |  | 0.35769 | 0.044711 | 0.044711
7 | 2032 | 2032-07-28 | 0.043864 | 0.40043 | 0.43864 | 4.0043 | 0 | 4.9035 | 0 | 1.2852 |  |  |  | 0.35091 | 0.043864 | 0.043864
7 | 2032 | 2032-07-29 | 0.043642 | 0.40083 | 0.43642 | 4.0083 | 0 | 4.8788 | 0 | 1.2787 |  |  |  | 0.34914 | 0.043642 | 0.043642
7 | 2032 | 2032-07-30 | 0.043288 | 0.39871 | 0.43288 | 3.9871 | 0 | 4.8392 | 0 | 1.2683 |  |  |  | 0.34631 | 0.043288 | 0.043288
7 | 2032 | 2032-07-31 | 0.035344 | 0.34362 | 0.35344 | 3.4362 | 0 | 3.9511 | 0 | 1.0356 |  |  |  | 0.28275 | 0.035344 | 0.035344
8 | 2032 | 2032-08-01 | 0.022441 | 0.19149 | 0.22441 | 1.9149 | 0 | 2.5087 | 0 | 0.65751 |  |  |  | 0.17953 | 0.022441 | 0.022441
8 | 2032 | 2032-08-02 | 0.028384 | 0.228 | 0.28384 | 2.28 | 0 | 3.1731 | 0 | 0.83167 |  |  |  | 0.22708 | 0.028384 | 0.028384
8 | 2032 | 2032-08-03 | 0.030235 | 0.24934 | 0.30235 | 2.4934 | 0 | 3.38 | 0 | 0.8859 |  |  |  | 0.24188 | 0.030235 | 0.030235
8 | 2032 | 2032-08-04 | 0.02902 | 0.23815 | 0.2902 | 2.3815 | 0 | 3.2442 | 0 | 0.85029 |  |  |  | 0.23216 | 0.02902 | 0.02902
8 | 2032 | 2032-08-05 | 0.027795 | 0.22693 | 0.27795 | 2.2693 | 0 | 3.1072 | 0 | 0.81438 |  |  |  | 0.22236 | 0.027795 | 0.027795
8 | 2032 | 2032-08-06 | 0.027514 | 0.22583 | 0.27514 | 2.2583 | 0 | 3.0758 | 0 | 0.80617 |  |  |  | 0.22011 | 0.027514 | 0.027514
8 | 2032 | 2032-08-07 | 0.019709 | 0.17306 | 0.19709 | 1.7306 | 0 | 2.2033 | 0 | 0.57749 |  |  |  | 0.15768 | 0.019709 | 0.019709
8 | 2032 | 2032-08-08 | 0.019414 | 0.17194 | 0.19414 | 1.7194 | 0 | 2.1704 | 0 | 0.56884 |  |  |  | 0.15532 | 0.019414 | 0.019414
8 | 2032 | 2032-08-09 | 0.02644 | 0.22046 | 0.2644 | 2.2046 | 0 | 2.9557 | 0 | 0.77468 |  |  |  | 0.21152 | 0.02644 | 0.02644
8 | 2032 | 2032-08-10 | 0.026327 | 0.22141 | 0.26327 | 2.2141 | 0 | 2.9431 | 0 | 0.77137 |  |  |  | 0.21061 | 0.026327 | 0.026327
8 | 2032 | 2032-08-11 | 0.025639 | 0.21631 | 0.25639 | 2.1631 | 0 | 2.8662 | 0 | 0.75121 |  |  |  | 0.20511 | 0.025639 | 0.025639
8 | 2032 | 2032-08-12 | 0.025523 | 0.21734 | 0.25523 | 2.1734 | 0 | 2.8532 | 0 | 0.74782 |  |  |  | 0.20418 | 0.025523 | 0.025523
8 | 2032 | 2032-08-13 | 0.025026 | 0.21438 | 0.25026 | 2.1438 | 0 | 2.7977 | 0 | 0.73327 |  |  |  | 0.20021 | 0.025026 | 0.025026
8 | 2032 | 2032-08-14 | 0.016062 | 0.14968 | 0.16062 | 1.4968 | 0 | 1.7956 | 0 | 0.47061 |  |  |  | 0.12849 | 0.016062 | 0.016062
8 | 2032 | 2032-08-15 | 0.015764 | 0.14891 | 0.15764 | 1.4891 | 0 | 1.7622 | 0 | 0.46187 |  |  |  | 0.12611 | 0.015764 | 0.015764
8 | 2032 | 2032-08-16 | 0.02337 | 0.20397 | 0.2337 | 2.0397 | 0 | 2.6125 | 0 | 0.68474 |  |  |  | 0.18696 | 0.02337 | 0.02337
8 | 2032 | 2032-08-17 | 0.023277 | 0.20546 | 0.23277 | 2.0546 | 0 | 2.6022 | 0 | 0.68202 |  |  |  | 0.18622 | 0.023277 | 0.023277
8 | 2032 | 2032-08-18 | 0.023385 | 0.20911 | 0.23385 | 2.0911 | 0 | 2.6143 | 0 | 0.68519 |  |  |  | 0.18708 | 0.023385 | 0.023385
8 | 2032 | 2032-08-19 | 0.020451 | 0.18042 | 0.20451 | 1.8042 | 0 | 2.2863 | 0 | 0.59923 |  |  |  | 0.16361 | 0.020451 | 0.020451
8 | 2032 | 2032-08-20 | 0.02154 | 0.19453 | 0.2154 | 1.9453 | 0 | 2.408 | 0 | 0.63113 |  |  |  | 0.17232 | 0.02154 | 0.02154
8 | 2032 | 2032-08-21 | 0.011502 | 0.11858 | 0.11502 | 1.1858 | 0 | 1.2858 | 0 | 0.337 |  |  |  | 0.092014 | 0.011502 | 0.011502
8 | 2032 | 2032-08-22 | 0.014152 | 0.1493 | 0.14152 | 1.493 | 0 | 1.582 | 0 | 0.41465 |  |  |  | 0.11321 | 0.014152 | 0.014152
8 | 2032 | 2032-08-23 | 0.021093 | 0.19737 | 0.21093 | 1.9737 | 0 | 2.358 | 0 | 0.61803 |  |  |  | 0.16874 | 0.021093 | 0.021093
8 | 2032 | 2032-08-24 | 0.017868 | 0.16557 | 0.17868 | 1.6557 | 0 | 1.9974 | 0 | 0.52352 |  |  |  | 0.14294 | 0.017868 | 0.017868
8 | 2032 | 2032-08-25 | 0.019821 | 0.18883 | 0.19821 | 1.8883 | 0 | 2.2158 | 0 | 0.58074 |  |  |  | 0.15856 | 0.019821 | 0.019821
8 | 2032 | 2032-08-26 | 0.020082 | 0.19406 | 0.20082 | 1.9406 | 0 | 2.2449 | 0 | 0.58839 |  |  |  | 0.16065 | 0.020082 | 0.020082
8 | 2032 | 2032-08-27 | 0.019226 | 0.18737 | 0.19226 | 1.8737 | 0 | 2.1493 | 0 | 0.56332 |  |  |  | 0.15381 | 0.019226 | 0.019226
8 | 2032 | 2032-08-28 | 0.011266 | 0.13336 | 0.11266 | 1.3336 | 0 | 1.2594 | 0 | 0.33009 |  |  |  | 0.090127 | 0.011266 | 0.011266
8 | 2032 | 2032-08-29 | 0.0078004 | 0.098813 | 0.078004 | 0.98813 | 0 | 0.87201 | 0 | 0.22855 |  |  |  | 0.062403 | 0.0078004 | 0.0078004
8 | 2032 | 2032-08-30 | 0.018376 | 0.18525 | 0.18376 | 1.8525 | 0 | 2.0543 | 0 | 0.53843 |  |  |  | 0.14701 | 0.018376 | 0.018376
8 | 2032 | 2032-08-31 | 0.017655 | 0.17975 | 0.17655 | 1.7975 | 0 | 1.9736 | 0 | 0.51729 |  |  |  | 0.14124 | 0.017655 | 0.017655
9 | 2032 | 2032-09-01 | 0.033256 | 0.35621 | 0.33256 | 3.5621 | 0 | 3.7177 | 0 | 0.97439 |  |  |  | 0.26605 | 0.033256 | 0.033256
9 | 2032 | 2032-09-02 | 0.033617 | 0.36235 | 0.33617 | 3.6235 | 0 | 3.7581 | 0 | 0.98499 |  |  |  | 0.26894 | 0.033617 | 0.033617
9 | 2032 | 2032-09-03 | 0.033754 | 0.36575 | 0.33754 | 3.6575 | 0 | 3.7734 | 0 | 0.98899 |  |  |  | 0.27003 | 0.033754 | 0.033754
9 | 2032 | 2032-09-04 | 0.025525 | 0.30711 | 0.25525 | 3.0711 | 0 | 2.8535 | 0 | 0.74789 |  |  |  | 0.2042 | 0.025525 | 0.025525
9 | 2032 | 2032-09-05 | 0.025486 | 0.30817 | 0.25486 | 3.0817 | 0 | 2.8491 | 0 | 0.74673 |  |  |  | 0.20389 | 0.025486 | 0.025486
9 | 2032 | 2032-09-06 | 0.033056 | 0.36203 | 0.33056 | 3.6203 | 0 | 3.6954 | 0 | 0.96855 |  |  |  | 0.26445 | 0.033056 | 0.033056
9 | 2032 | 2032-09-07 | 0.033369 | 0.36719 | 0.33369 | 3.6719 | 0 | 3.7304 | 0 | 0.97772 |  |  |  | 0.26696 | 0.033369 | 0.033369
9 | 2032 | 2032-09-08 | 0.034361 | 0.38042 | 0.34361 | 3.8042 | 0 | 3.8412 | 0 | 1.0068 |  |  |  | 0.27489 | 0.034361 | 0.034361
9 | 2032 | 2032-09-09 | 0.03454 | 0.38285 | 0.3454 | 3.8285 | 0 | 3.8612 | 0 | 1.012 |  |  |  | 0.27632 | 0.03454 | 0.03454
9 | 2032 | 2032-09-10 | 0.035523 | 0.39588 | 0.35523 | 3.9588 | 0 | 3.9711 | 0 | 1.0408 |  |  |  | 0.28418 | 0.035523 | 0.035523
9 | 2032 | 2032-09-11 | 0.027718 | 0.34058 | 0.27718 | 3.4058 | 0 | 3.0986 | 0 | 0.81214 |  |  |  | 0.22174 | 0.027718 | 0.027718
9 | 2032 | 2032-09-12 | 0.027892 | 0.34273 | 0.27892 | 3.4273 | 0 | 3.1181 | 0 | 0.81724 |  |  |  | 0.22314 | 0.027892 | 0.027892
9 | 2032 | 2032-09-13 | 0.036269 | 0.40466 | 0.36269 | 4.0466 | 0 | 4.0545 | 0 | 1.0627 |  |  |  | 0.29015 | 0.036269 | 0.036269
9 | 2032 | 2032-09-14 | 0.037164 | 0.41584 | 0.37164 | 4.1584 | 0 | 4.1546 | 0 | 1.0889 |  |  |  | 0.29731 | 0.037164 | 0.037164
9 | 2032 | 2032-09-15 | 0.037492 | 0.41835 | 0.37492 | 4.1835 | 0 | 4.1912 | 0 | 1.0985 |  |  |  | 0.29993 | 0.037492 | 0.037492
9 | 2032 | 2032-09-16 | 0.037526 | 0.41674 | 0.37526 | 4.1674 | 0 | 4.1951 | 0 | 1.0995 |  |  |  | 0.30021 | 0.037526 | 0.037526
9 | 2032 | 2032-09-17 | 0.038896 | 0.43215 | 0.38896 | 4.3215 | 0 | 4.3483 | 0 | 1.1397 |  |  |  | 0.31117 | 0.038896 | 0.038896
9 | 2032 | 2032-09-18 | 0.031996 | 0.38592 | 0.31996 | 3.8592 | 0 | 3.5769 | 0 | 0.93749 |  |  |  | 0.25597 | 0.031996 | 0.031996
9 | 2032 | 2032-09-19 | 0.034023 | 0.40867 | 0.34023 | 4.0867 | 0 | 3.8034 | 0 | 0.99686 |  |  |  | 0.27218 | 0.034023 | 0.034023
9 | 2032 | 2032-09-20 | 0.042564 | 0.47123 | 0.42564 | 4.7123 | 0 | 4.7582 | 0 | 1.2471 |  |  |  | 0.34051 | 0.042564 | 0.042564
9 | 2032 | 2032-09-21 | 0.042775 | 0.47016 | 0.42775 | 4.7016 | 0 | 4.7818 | 0 | 1.2533 |  |  |  | 0.3422 | 0.042775 | 0.042775
9 | 2032 | 2032-09-22 | 0.044816 | 0.49155 | 0.44816 | 4.9155 | 0 | 5.01 | 0 | 1.3131 |  |  |  | 0.35853 | 0.044816 | 0.044816
9 | 2032 | 2032-09-23 | 0.045976 | 0.50213 | 0.45976 | 5.0213 | 1 | 5.1397 | 4.4638 | 1.3471 |  |  |  | 0.36781 | 0.045976 | 0.045976
9 | 2032 | 2032-09-24 | 0.047194 | 0.51342 | 0.47194 | 5.1342 | 1 | 5.2759 | 4.5821 | 1.3828 |  |  |  | 0.37756 | 0.047194 | 0.047194
9 | 2032 | 2032-09-25 | 0.04092 | 0.47132 | 0.4092 | 4.7132 | 1 | 4.5744 | 3.9729 | 1.1989 |  |  |  | 0.32736 | 0.04092 | 0.04092
9 | 2032 | 2032-09-26 | 0.043268 | 0.49582 | 0.43268 | 4.9582 | 0 | 4.8369 | 0 | 1.2677 |  |  |  | 0.34614 | 0.043268 | 0.043268
9 | 2032 | 2032-09-27 | 0.052739 | 0.56513 | 0.52739 | 5.6513 | 0 | 5.8957 | 0 | 1.5452 |  |  |  | 0.42191 | 0.052739 | 0.052739
9 | 2032 | 2032-09-28 | 0.054277 | 0.57784 | 0.54277 | 5.7784 | 0 | 6.0676 | 0 | 1.5903 |  |  |  | 0.43421 | 0.054277 | 0.054277
9 | 2032 | 2032-09-29 | 0.055721 | 0.58775 | 0.55721 | 5.8775 | 1 | 6.2291 | 5.4099 | 1.6326 |  |  |  | 0.44577 | 0.055721 | 0.055721
9 | 2032 | 2032-09-30 | 0.057306 | 0.60154 | 0.57306 | 6.0154 | 1 | 6.4062 | 5.5638 | 1.6791 |  |  |  | 0.45844 | 0.057306 | 0.057306
10 | 2032 | 2032-10-01 | 0.055614 | 0.59773 | 0.55614 | 5.9773 | 1 | 6.2171 | 5.3995 | 1.6295 |  |  |  | 0.44491 | 0.055614 | 0.055614
10 | 2032 | 2032-10-02 | 0.051746 | 0.57862 | 0.51746 | 5.7862 | 1 | 5.7847 | 5.024 | 1.5162 |  |  |  | 0.41397 | 0.051746 | 0.051746
10 | 2032 | 2032-10-03 | 0.056074 | 0.62044 | 0.56074 | 6.2044 | 2 | 6.2686 | 5.4727 | 1.643 |  |  |  | 0.44859 | 0.056074 | 0.056074
10 | 2032 | 2032-10-04 | 0.065972 | 0.69337 | 0.65972 | 6.9337 | 2 | 7.3751 | 6.4387 | 1.933 |  |  |  | 0.52778 | 0.065972 | 0.065972
10 | 2032 | 2032-10-05 | 0.067065 | 0.69445 | 0.67065 | 6.9445 | 2 | 7.4973 | 6.5454 | 1.965 |  |  |  | 0.53652 | 0.067065 | 0.067065
10 | 2032 | 2032-10-06 | 0.065902 | 0.68046 | 0.65902 | 6.8046 | 2 | 7.3672 | 6.4319 | 1.9309 |  |  |  | 0.52722 | 0.065902 | 0.065902
10 | 2032 | 2032-10-07 | 0.068738 | 0.70876 | 0.68738 | 7.0876 | 1 | 7.6842 | 6.6737 | 2.014 |  |  |  | 0.5499 | 0.068738 | 0.068738
10 | 2032 | 2032-10-08 | 0.07298 | 0.74387 | 0.7298 | 7.4387 | 1 | 8.1584 | 7.0855 | 2.1383 |  |  |  | 0.58384 | 0.07298 | 0.07298
10 | 2032 | 2032-10-09 | 0.068211 | 0.70414 | 0.68211 | 7.0414 | 2 | 7.6253 | 6.6572 | 1.9986 |  |  |  | 0.54568 | 0.068211 | 0.068211
10 | 2032 | 2032-10-10 | 0.071143 | 0.73352 | 0.71143 | 7.3352 | 2 | 7.9531 | 6.9434 | 2.0845 |  |  |  | 0.56914 | 0.071143 | 0.071143
10 | 2032 | 2032-10-11 | 0.082556 | 0.82108 | 0.82556 | 8.2108 | 2 | 9.229 | 8.0572 | 2.4189 |  |  |  | 0.66045 | 0.082556 | 0.082556
10 | 2032 | 2032-10-12 | 0.085284 | 0.83394 | 0.85284 | 8.3394 | 2 | 9.5339 | 8.3235 | 2.4988 |  |  |  | 0.68227 | 0.085284 | 0.085284
10 | 2032 | 2032-10-13 | 0.087 | 0.85221 | 0.87 | 8.5221 | 2 | 9.7258 | 8.4909 | 2.5491 |  |  |  | 0.696 | 0.087 | 0.087
10 | 2032 | 2032-10-14 | 0.090169 | 0.87723 | 0.90169 | 8.7723 | 1 | 10.0801 | 8.7545 | 2.642 |  |  |  | 0.72136 | 0.090169 | 0.090169
10 | 2032 | 2032-10-15 | 0.092667 | 0.89647 | 0.92667 | 8.9647 | 2 | 10.3593 | 9.044 | 2.7151 |  |  |  | 0.74133 | 0.092667 | 0.092667
10 | 2032 | 2032-10-16 | 0.091066 | 0.90025 | 0.91066 | 9.0025 | 3 | 10.1804 | 8.9346 | 2.6682 |  |  |  | 0.72853 | 0.091066 | 0.091066
10 | 2032 | 2032-10-17 | 0.098068 | 0.96786 | 0.98068 | 9.6786 | 4 | 10.9631 | 9.6724 | 2.8734 |  |  |  | 0.78454 | 0.098068 | 0.098068
10 | 2032 | 2032-10-18 | 0.11139 | 1.0753 | 1.1139 | 10.7535 | 5 | 12.4528 | 11.0452 | 3.2638 |  |  |  | 0.89115 | 0.11139 | 0.11139
10 | 2032 | 2032-10-19 | 0.11514 | 1.099 | 1.1514 | 10.9904 | 6 | 12.8719 | 11.4779 | 3.3737 |  |  |  | 0.92114 | 0.11514 | 0.11514
10 | 2032 | 2032-10-20 | 0.12098 | 1.1496 | 1.2098 | 11.4961 | 6 | 13.5248 | 12.0601 | 3.5448 |  |  |  | 0.96786 | 0.12098 | 0.12098
10 | 2032 | 2032-10-21 | 0.1261 | 1.1914 | 1.261 | 11.9145 | 7 | 14.097 | 12.6378 | 3.6948 |  |  |  | 1.0088 | 0.1261 | 0.1261
10 | 2032 | 2032-10-22 | 0.13002 | 1.2299 | 1.3002 | 12.2994 | 8 | 14.5355 | 13.1013 | 3.8097 |  |  |  | 1.0402 | 0.13002 | 0.13002
10 | 2032 | 2032-10-23 | 0.12875 | 1.2324 | 1.2875 | 12.3239 | 9 | 14.3928 | 13.0432 | 3.7723 |  |  |  | 1.03 | 0.12875 | 0.12875
10 | 2032 | 2032-10-24 | 0.13481 | 1.2865 | 1.3481 | 12.8652 | 10 | 15.0707 | 13.7321 | 3.95 |  |  |  | 1.0785 | 0.13481 | 0.13481
10 | 2032 | 2032-10-25 | 0.14559 | 1.3625 | 1.4559 | 13.625 | 10 | 16.2754 | 14.8298 | 4.2657 |  |  |  | 1.1647 | 0.14559 | 0.14559
10 | 2032 | 2032-10-26 | 0.14945 | 1.3844 | 1.4945 | 13.8442 | 10 | 16.7073 | 15.2234 | 4.3789 |  |  |  | 1.1956 | 0.14945 | 0.14945
10 | 2032 | 2032-10-27 | 0.15238 | 1.4031 | 1.5238 | 14.0305 | 10 | 17.0348 | 15.5218 | 4.4648 |  |  |  | 1.219 | 0.15238 | 0.15238
10 | 2032 | 2032-10-28 | 0.15718 | 1.4455 | 1.5718 | 14.4547 | 9 | 17.5714 | 15.9238 | 4.6054 |  |  |  | 1.2574 | 0.15718 | 0.15718
10 | 2032 | 2032-10-29 | 0.16282 | 1.4912 | 1.6282 | 14.9124 | 10 | 18.2015 | 16.5849 | 4.7706 |  |  |  | 1.3025 | 0.16282 | 0.16282
10 | 2032 | 2032-10-30 | 0.16127 | 1.4912 | 1.6127 | 14.9123 | 12 | 7.99 | 16.6089 | 4.7253 |  |  |  | 0.48382 | 0.96763 | 0.16127
10 | 2032 | 2032-10-31 | 0.16131 | 1.4772 | 1.6131 | 14.7719 | 11 | 18.0324 | 16.5211 | 4.7262 |  |  |  | 1.2904 | 0.16131 | 0.16131
11 | 2032 | 2032-11-01 | 0.17157 | 1.355 | 1.7157 | 13.5502 | 9 | 19.1804 | 17.3819 | 5.0271 |  |  |  | 1.3726 | 0.17157 | 0.17157
11 | 2032 | 2032-11-02 | 0.17958 | 1.4102 | 1.7958 | 14.1024 | 9 | 20.0759 | 18.1935 | 5.2618 |  |  |  | 1.4367 | 0.17958 | 0.17958
11 | 2032 | 2032-11-03 | 0.18556 | 1.4526 | 1.8556 | 14.5255 | 10 | 20.7434 | 18.901 | 5.4368 |  |  |  | 1.4844 | 0.18556 | 0.18556
11 | 2032 | 2032-11-04 | 0.18797 | 1.4677 | 1.8797 | 14.677 | 12 | 9.3125 | 19.3581 | 5.5074 |  |  |  | 0.5639 | 1.1278 | 0.18797
11 | 2032 | 2032-11-05 | 0.19739 | 1.5352 | 1.9739 | 15.3525 | 12 | 9.7794 | 20.3286 | 5.7835 |  |  |  | 0.59217 | 1.1843 | 0.19739
11 | 2032 | 2032-11-06 | 0.19544 | 1.5204 | 1.9544 | 15.2042 | 12 | 9.6828 | 20.1277 | 5.7264 |  |  |  | 0.58632 | 1.1726 | 0.19544
11 | 2032 | 2032-11-07 | 0.19298 | 1.4947 | 1.9298 | 14.9472 | 12 | 9.5611 | 19.8747 | 5.6544 |  |  |  | 0.57895 | 1.1579 | 0.19298
11 | 2032 | 2032-11-08 | 0.20803 | 1.5978 | 2.0803 | 15.978 | 13 | 10.3067 | 21.5436 | 6.0954 |  |  |  | 0.6241 | 1.2482 | 0.20803
11 | 2032 | 2032-11-09 | 0.2142 | 1.6389 | 2.142 | 16.3894 | 14 | 10.612 | 22.3875 | 6.2759 |  |  |  | 0.64259 | 1.2852 | 0.2142
11 | 2032 | 2032-11-10 | 0.22207 | 1.6949 | 2.2207 | 16.9494 | 13 | 11.002 | 22.997 | 6.5066 |  |  |  | 0.6662 | 1.3324 | 0.22207
11 | 2032 | 2032-11-11 | 0.22964 | 1.7426 | 2.2964 | 17.4256 | 14 | 11.3774 | 24.0021 | 6.7286 |  |  |  | 0.68893 | 1.3779 | 0.22964
11 | 2032 | 2032-11-12 | 0.23726 | 1.7937 | 2.3726 | 17.937 | 14 | 11.7547 | 24.798 | 6.9517 |  |  |  | 0.71178 | 1.4236 | 0.23726
11 | 2032 | 2032-11-13 | 0.21977 | 1.6562 | 2.1977 | 16.5622 | 14 | 10.8883 | 22.9703 | 6.4393 |  |  |  | 0.65931 | 1.3186 | 0.21977
11 | 2032 | 2032-11-14 | 0.22711 | 1.7095 | 2.2711 | 17.0946 | 14 | 11.252 | 23.7377 | 6.6544 |  |  |  | 0.68134 | 1.3627 | 0.22711
11 | 2032 | 2032-11-15 | 0.23873 | 1.7849 | 2.3873 | 17.8485 | 15 | 11.8274 | 25.185 | 6.9947 |  |  |  | 0.71618 | 1.4324 | 0.23873
11 | 2032 | 2032-11-16 | 0.24775 | 1.8479 | 2.4775 | 18.4794 | 16 | 12.2743 | 26.3835 | 7.259 |  |  |  | 0.74324 | 1.4865 | 0.24775
11 | 2032 | 2032-11-17 | 0.24666 | 1.8284 | 2.4666 | 18.2841 | 16 | 12.2205 | 26.268 | 7.2272 |  |  |  | 0.73999 | 1.48 | 0.24666
11 | 2032 | 2032-11-18 | 0.2548 | 1.8888 | 2.548 | 18.8879 | 16 | 12.6237 | 27.1346 | 7.4656 |  |  |  | 0.7644 | 1.5288 | 0.2548
11 | 2032 | 2032-11-19 | 0.254 | 1.8759 | 2.54 | 18.759 | 15 | 12.5842 | 26.7965 | 7.4423 |  |  |  | 0.76201 | 1.524 | 0.254
11 | 2032 | 2032-11-20 | 0.25001 | 1.846 | 2.5001 | 18.4596 | 15 | 12.3866 | 26.3757 | 7.3254 |  |  |  | 0.75004 | 1.5001 | 0.25001
11 | 2032 | 2032-11-21 | 0.25933 | 1.9128 | 2.5933 | 19.1281 | 17 | 12.8483 | 27.8808 | 7.5985 |  |  |  | 0.778 | 1.556 | 0.25933
11 | 2032 | 2032-11-22 | 0.2709 | 1.9879 | 2.709 | 19.8785 | 17 | 13.4212 | 29.1241 | 7.9373 |  |  |  | 0.81269 | 1.6254 | 0.2709
11 | 2032 | 2032-11-23 | 0.26967 | 1.9678 | 2.6967 | 19.6777 | 16 | 13.3604 | 28.7182 | 7.9013 |  |  |  | 0.80901 | 1.618 | 0.26967
11 | 2032 | 2032-11-24 | 0.27466 | 2.0004 | 2.7466 | 20.0039 | 16 | 13.6079 | 29.2501 | 8.0477 |  |  |  | 0.82399 | 1.648 | 0.27466
11 | 2032 | 2032-11-25 | 0.27937 | 2.0305 | 2.7937 | 20.3048 | 17 | 13.8411 | 30.0351 | 8.1856 |  |  |  | 0.83811 | 1.6762 | 0.27937
11 | 2032 | 2032-11-26 | 0.29201 | 2.1189 | 2.9201 | 21.1891 | 18 | 14.4674 | 31.6966 | 8.556 |  |  |  | 0.87604 | 1.7521 | 0.29201
11 | 2032 | 2032-11-27 | 0.28662 | 2.069 | 2.8662 | 20.6904 | 20 | 14.2001 | 31.722 | 8.3979 |  |  |  | 0.85986 | 1.7197 | 0.28662
11 | 2032 | 2032-11-28 | 0.30185 | 2.1803 | 3.0185 | 21.8027 | 20 | 14.9549 | 33.4081 | 8.8443 |  |  |  | 0.90556 | 1.8111 | 0.30185
11 | 2032 | 2032-11-29 | 0.31633 | 2.2819 | 3.1633 | 22.8188 | 23 | 15.672 | 36.0725 | 9.2684 |  |  |  | 0.94898 | 1.898 | 0.31633
11 | 2032 | 2032-11-30 | 0.31858 | 2.2906 | 3.1858 | 22.9062 | 23 | 15.7837 | 36.3295 | 9.3344 |  |  |  | 0.95574 | 1.9115 | 0.31858
12 | 2032 | 2032-12-01 | 0.32677 | 2.134 | 3.2677 | 21.3404 | 22 | 16.1895 | 36.8904 | 9.5744 |  |  |  | 0.98032 | 1.9606 | 0.32677
12 | 2032 | 2032-12-02 | 0.32107 | 2.0971 | 3.2107 | 20.9707 | 21 | 15.907 | 35.8874 | 9.4074 |  |  |  | 0.96321 | 1.9264 | 0.32107
12 | 2032 | 2032-12-03 | 0.32955 | 2.1458 | 3.2955 | 21.458 | 22 | 16.3271 | 37.2039 | 9.6558 |  |  |  | 0.98865 | 1.9773 | 0.32955
12 | 2032 | 2032-12-04 | 0.3274 | 2.1228 | 3.274 | 21.2282 | 22 | 16.2204 | 36.9609 | 9.5927 |  |  |  | 0.98219 | 1.9644 | 0.3274
12 | 2032 | 2032-12-05 | 0.33193 | 2.1448 | 3.3193 | 21.448 | 21 | 16.4451 | 37.1014 | 9.7256 |  |  |  | 0.9958 | 1.9916 | 0.33193
12 | 2032 | 2032-12-06 | 0.33256 | 2.1548 | 3.3256 | 21.5478 | 20 | 16.4764 | 36.807 | 9.7441 |  |  |  | 0.99769 | 1.9954 | 0.33256
12 | 2032 | 2032-12-07 | 0.33477 | 2.1714 | 3.3477 | 21.7143 | 20 | 16.5856 | 37.051 | 9.8087 |  |  |  | 1.0043 | 2.0086 | 0.33477
12 | 2032 | 2032-12-08 | 0.34428 | 2.2283 | 3.4428 | 22.2833 | 18 | 17.0567 | 37.3693 | 10.0873 |  |  |  | 1.0328 | 2.0657 | 0.34428
12 | 2032 | 2032-12-09 | 0.3443 | 2.2256 | 3.443 | 22.2565 | 21 | 17.058 | 38.4841 | 10.0881 |  |  |  | 1.0329 | 2.0658 | 0.3443
12 | 2032 | 2032-12-10 | 0.35273 | 2.2681 | 3.5273 | 22.6807 | 21 | 17.4756 | 39.4262 | 10.335 |  |  |  | 1.0582 | 2.1164 | 0.35273
12 | 2032 | 2032-12-11 | 0.35747 | 2.2825 | 3.5747 | 22.8252 | 24 | 17.7104 | 41.181 | 10.4739 |  |  |  | 1.0724 | 2.1448 | 0.35747
12 | 2032 | 2032-12-12 | 0.35499 | 2.2597 | 3.5499 | 22.5971 | 24 | 17.5875 | 40.8951 | 10.4012 |  |  |  | 1.065 | 2.1299 | 0.35499
12 | 2032 | 2032-12-13 | 0.36266 | 2.309 | 3.6266 | 23.0904 | 23 | 17.9677 | 41.3565 | 10.626 |  |  |  | 1.088 | 2.176 | 0.36266
12 | 2032 | 2032-12-14 | 0.36376 | 2.3128 | 3.6376 | 23.1276 | 23 | 18.0221 | 41.4819 | 10.6582 |  |  |  | 1.0913 | 2.1826 | 0.36376
12 | 2032 | 2032-12-15 | 0.37301 | 2.3666 | 3.7301 | 23.666 | 24 | 18.4801 | 42.9708 | 10.9291 |  |  |  | 1.119 | 2.238 | 0.37301
12 | 2032 | 2032-12-16 | 0.37471 | 2.3649 | 3.7471 | 23.6495 | 24 | 18.5645 | 43.1669 | 10.979 |  |  |  | 1.1241 | 2.2483 | 0.37471
12 | 2032 | 2032-12-17 | 0.37778 | 2.3823 | 3.7778 | 23.8227 | 26 | 29.4118 | 44.4288 | 22.1379 |  |  |  | 1.1333 | 2.2667 | 0.37778
12 | 2032 | 2032-12-18 | 0.37173 | 2.335 | 3.7173 | 23.3498 | 25 | 18.4168 | 43.2657 | 10.8916 |  |  |  | 1.1152 | 2.2304 | 0.37173
12 | 2032 | 2032-12-19 | 0.37329 | 2.3462 | 3.7329 | 23.4617 | 24 | 18.4939 | 43.0029 | 10.9373 |  |  |  | 1.1199 | 2.2397 | 0.37329
12 | 2032 | 2032-12-20 | 0.36354 | 2.2833 | 3.6354 | 22.8334 | 23 | 18.0112 | 41.4567 | 10.6518 |  |  |  | 1.0906 | 2.1812 | 0.36354
12 | 2032 | 2032-12-21 | 0.49504 | 2.9977 | 4.9504 | 29.9775 | 61 | 2.2482 | 102.1524 | 4.3514 |  |  |  | 0.24752 | 4.5544 | 0.14851
12 | 2032 | 2032-12-22 | 0.38431 | 2.41 | 3.8431 | 24.1 | 23 | 19.0399 | 43.8246 | 11.2602 |  |  |  | 1.1529 | 2.3058 | 0.38431
12 | 2032 | 2032-12-23 | 0.38164 | 2.3845 | 3.8164 | 23.845 | 25 | 18.9077 | 44.4189 | 11.182 |  |  |  | 1.1449 | 2.2898 | 0.38164
12 | 2032 | 2032-12-24 | 0.39107 | 2.4375 | 3.9107 | 24.3749 | 25 | 19.3748 | 45.5162 | 11.4582 |  |  |  | 1.1732 | 2.3464 | 0.39107
12 | 2032 | 2032-12-25 | 0.39024 | 2.4216 | 3.9024 | 24.216 | 25 | 19.3339 | 45.4202 | 11.434 |  |  |  | 1.1707 | 2.3414 | 0.39024
12 | 2032 | 2032-12-26 | 0.39241 | 2.4274 | 3.9241 | 24.2738 | 25 | 19.4415 | 45.6731 | 11.4977 |  |  |  | 1.1772 | 2.3545 | 0.39241
12 | 2032 | 2032-12-27 | 0.3916 | 2.4347 | 3.916 | 24.3468 | 26 | 30.4879 | 46.0542 | 22.9479 |  |  |  | 1.1748 | 2.3496 | 0.3916
12 | 2032 | 2032-12-28 | 0.39285 | 2.4386 | 3.9285 | 24.3865 | 26 | 30.5851 | 46.2012 | 23.0211 |  |  |  | 1.1786 | 2.3571 | 0.39285
12 | 2032 | 2032-12-29 | 0.38571 | 2.3773 | 3.8571 | 23.7729 | 26 | 30.0288 | 45.3608 | 22.6023 |  |  |  | 1.1571 | 2.3142 | 0.38571
12 | 2032 | 2032-12-30 | 0.38205 | 2.357 | 3.8205 | 23.5698 | 25 | 18.9281 | 44.4669 | 11.1941 |  |  |  | 1.1461 | 2.2923 | 0.38205
12 | 2032 | 2032-12-31 | 0.38908 | 2.4005 | 3.8908 | 24.0051 | 27 | 13.4628 | 46.2398 | 5.7 |  |  |  | 0.77815 | 2.9181 | 0.19454
1 | 2033 | 2033-01-01 | 0.40762 | 2.5197 | 4.0762 | 25.1971 | 26 | 31.735 | 47.9382 | 23.8866 |  |  |  | 1.2229 | 2.4457 | 0.40762
1 | 2033 | 2033-01-02 | 0.41221 | 2.5492 | 4.1221 | 25.4924 | 28 | 14.2632 | 49.5109 | 6.0389 |  |  |  | 0.82442 | 3.0916 | 0.2061
1 | 2033 | 2033-01-03 | 0.41854 | 2.5886 | 4.1854 | 25.8859 | 28 | 14.4824 | 50.2718 | 6.1317 |  |  |  | 0.83709 | 3.1391 | 0.20927
1 | 2033 | 2033-01-04 | 0.41672 | 2.5807 | 4.1672 | 25.8067 | 26 | 32.4432 | 49.008 | 24.4196 |  |  |  | 1.2502 | 2.5003 | 0.41672
1 | 2033 | 2033-01-05 | 0.40948 | 2.5389 | 4.0948 | 25.3887 | 25 | 20.2873 | 47.6599 | 11.9979 |  |  |  | 1.2284 | 2.4569 | 0.40948
1 | 2033 | 2033-01-06 | 0.40629 | 2.522 | 4.0629 | 25.2195 | 22 | 20.1291 | 45.8674 | 11.9043 |  |  |  | 1.2189 | 2.4377 | 0.40629
1 | 2033 | 2033-01-07 | 0.40082 | 2.482 | 4.0082 | 24.8203 | 21 | 19.8579 | 44.8008 | 11.7439 |  |  |  | 1.2024 | 2.4049 | 0.40082
1 | 2033 | 2033-01-08 | 0.39019 | 2.413 | 3.9019 | 24.1302 | 21 | 19.3316 | 43.6135 | 11.4327 |  |  |  | 1.1706 | 2.3412 | 0.39019
1 | 2033 | 2033-01-09 | 0.39309 | 2.428 | 3.9309 | 24.2796 | 22 | 19.4751 | 44.3773 | 11.5176 |  |  |  | 1.1793 | 2.3585 | 0.39309
1 | 2033 | 2033-01-10 | 0.40141 | 2.4755 | 4.0141 | 24.7553 | 22 | 19.8872 | 45.3162 | 11.7612 |  |  |  | 1.2042 | 2.4084 | 0.40141
1 | 2033 | 2033-01-11 | 0.39996 | 2.4616 | 3.9996 | 24.6157 | 22 | 19.8157 | 45.1534 | 11.719 |  |  |  | 1.1999 | 2.3998 | 0.39996
1 | 2033 | 2033-01-12 | 0.39664 | 2.4457 | 3.9664 | 24.4567 | 21 | 19.6511 | 44.3343 | 11.6216 |  |  |  | 1.1899 | 2.3799 | 0.39664
1 | 2033 | 2033-01-13 | 0.39605 | 2.4454 | 3.9605 | 24.4543 | 22 | 19.6217 | 44.7113 | 11.6042 |  |  |  | 1.1881 | 2.3763 | 0.39605
1 | 2033 | 2033-01-14 | 0.39339 | 2.4244 | 3.9339 | 24.2438 | 21 | 19.4901 | 43.971 | 11.5264 |  |  |  | 1.1802 | 2.3604 | 0.39339
1 | 2033 | 2033-01-15 | 0.38705 | 2.3828 | 3.8705 | 23.8284 | 19 | 19.1757 | 42.4203 | 11.3404 |  |  |  | 1.1611 | 2.3223 | 0.38705
1 | 2033 | 2033-01-16 | 0.39054 | 2.3959 | 3.9054 | 23.9595 | 21 | 19.3488 | 43.6522 | 11.4428 |  |  |  | 1.1716 | 2.3432 | 0.39054
1 | 2033 | 2033-01-17 | 0.40015 | 2.4595 | 4.0015 | 24.5949 | 21 | 19.8251 | 44.7269 | 11.7245 |  |  |  | 1.2005 | 2.4009 | 0.40015
1 | 2033 | 2033-01-18 | 0.40111 | 2.4621 | 4.0111 | 24.6211 | 21 | 19.8724 | 44.8335 | 11.7525 |  |  |  | 1.2033 | 2.4067 | 0.40111
1 | 2033 | 2033-01-19 | 0.39799 | 2.4402 | 3.9799 | 24.4023 | 20 | 19.7178 | 44.0478 | 11.661 |  |  |  | 1.194 | 2.3879 | 0.39799
1 | 2033 | 2033-01-20 | 0.39593 | 2.4317 | 3.9593 | 24.3173 | 21 | 19.6157 | 44.2545 | 11.6007 |  |  |  | 1.1878 | 2.3756 | 0.39593
1 | 2033 | 2033-01-21 | 0.39041 | 2.3987 | 3.9041 | 23.9866 | 20 | 19.3423 | 43.209 | 11.439 |  |  |  | 1.1712 | 2.3425 | 0.39041
1 | 2033 | 2033-01-22 | 0.38719 | 2.3684 | 3.8719 | 23.6835 | 21 | 19.1829 | 43.2779 | 11.3447 |  |  |  | 1.1616 | 2.3231 | 0.38719
1 | 2033 | 2033-01-23 | 0.38691 | 2.3664 | 3.8691 | 23.6639 | 24 | 19.169 | 44.5726 | 11.3365 |  |  |  | 1.1607 | 2.3215 | 0.38691
1 | 2033 | 2033-01-24 | 0.39581 | 2.4229 | 3.9581 | 24.2286 | 24 | 19.6099 | 45.5979 | 11.5973 |  |  |  | 1.1874 | 2.3749 | 0.39581
1 | 2033 | 2033-01-25 | 0.39901 | 2.4403 | 3.9901 | 24.4026 | 24 | 19.7684 | 45.9664 | 11.691 |  |  |  | 1.197 | 2.3941 | 0.39901
1 | 2033 | 2033-01-26 | 0.39585 | 2.416 | 3.9585 | 24.1604 | 24 | 19.6119 | 45.6024 | 11.5984 |  |  |  | 1.1876 | 2.3751 | 0.39585
1 | 2033 | 2033-01-27 | 0.39059 | 2.3897 | 3.9059 | 23.8967 | 23 | 19.3512 | 44.5411 | 11.4443 |  |  |  | 1.1718 | 2.3435 | 0.39059
1 | 2033 | 2033-01-28 | 0.38578 | 2.3619 | 3.8578 | 23.619 | 23 | 19.1131 | 43.993 | 11.3035 |  |  |  | 1.1574 | 2.3147 | 0.38578
1 | 2033 | 2033-01-29 | 0.37444 | 2.2865 | 3.7444 | 22.8646 | 22 | 18.5512 | 42.2721 | 10.9712 |  |  |  | 1.1233 | 2.2467 | 0.37444
1 | 2033 | 2033-01-30 | 0.37247 | 2.2735 | 3.7247 | 22.7347 | 23 | 18.4535 | 42.4747 | 10.9133 |  |  |  | 1.1174 | 2.2348 | 0.37247
1 | 2033 | 2033-01-31 | 0.3775 | 2.3029 | 3.775 | 23.0288 | 23 | 18.7026 | 43.0481 | 11.0607 |  |  |  | 1.1325 | 2.265 | 0.3775
2 | 2033 | 2033-02-01 | 0.37355 | 2.3187 | 3.7355 | 23.1869 | 21 | 18.5071 | 41.7533 | 10.9451 |  |  |  | 1.1207 | 2.2413 | 0.37355
2 | 2033 | 2033-02-02 | 0.37326 | 2.3161 | 3.7326 | 23.1614 | 21 | 18.4928 | 41.7209 | 10.9366 |  |  |  | 1.1198 | 2.2396 | 0.37326
2 | 2033 | 2033-02-03 | 0.36927 | 2.2926 | 3.6927 | 22.926 | 20 | 18.295 | 40.8695 | 10.8196 |  |  |  | 1.1078 | 2.2156 | 0.36927
2 | 2033 | 2033-02-04 | 0.37185 | 2.3042 | 3.7185 | 23.0425 | 19 | 18.4228 | 40.7549 | 10.8952 |  |  |  | 1.1156 | 2.2311 | 0.37185
2 | 2033 | 2033-02-05 | 0.36641 | 2.264 | 3.6641 | 22.6403 | 22 | 18.1535 | 41.3658 | 10.736 |  |  |  | 1.0992 | 2.1985 | 0.36641
2 | 2033 | 2033-02-06 | 0.36987 | 2.2823 | 3.6987 | 22.8226 | 24 | 18.3248 | 42.6095 | 10.8372 |  |  |  | 1.1096 | 2.2192 | 0.36987
2 | 2033 | 2033-02-07 | 0.37478 | 2.3178 | 3.7478 | 23.1777 | 24 | 18.5679 | 43.1749 | 10.981 |  |  |  | 1.1243 | 2.2487 | 0.37478
2 | 2033 | 2033-02-08 | 0.3766 | 2.3277 | 3.766 | 23.2767 | 21 | 18.6583 | 42.0944 | 11.0345 |  |  |  | 1.1298 | 2.2596 | 0.3766
2 | 2033 | 2033-02-09 | 0.36747 | 2.2748 | 3.6747 | 22.7481 | 20 | 18.2059 | 40.6704 | 10.7669 |  |  |  | 1.1024 | 2.2048 | 0.36747
2 | 2033 | 2033-02-10 | 0.36026 | 2.2333 | 3.6026 | 22.3332 | 19 | 17.8485 | 39.4844 | 10.5556 |  |  |  | 1.0808 | 2.1615 | 0.36026
2 | 2033 | 2033-02-11 | 0.35091 | 2.1794 | 3.5091 | 21.7939 | 17 | 17.3855 | 37.7266 | 10.2818 |  |  |  | 1.0527 | 2.1055 | 0.35091
2 | 2033 | 2033-02-12 | 0.33585 | 2.0833 | 3.3585 | 20.8325 | 17 | 16.6393 | 36.1073 | 9.8405 |  |  |  | 1.0076 | 2.0151 | 0.33585
2 | 2033 | 2033-02-13 | 0.33625 | 2.0843 | 3.3625 | 20.8435 | 18 | 16.6592 | 36.4986 | 9.8522 |  |  |  | 1.0088 | 2.0175 | 0.33625
2 | 2033 | 2033-02-14 | 0.34273 | 2.1295 | 3.4273 | 21.2947 | 18 | 16.9802 | 37.2017 | 10.042 |  |  |  | 1.0282 | 2.0564 | 0.34273
2 | 2033 | 2033-02-15 | 0.33592 | 2.0903 | 3.3592 | 20.9028 | 17 | 16.6425 | 36.1143 | 9.8424 |  |  |  | 1.0077 | 2.0155 | 0.33592
2 | 2033 | 2033-02-16 | 0.33568 | 2.0868 | 3.3568 | 20.8681 | 18 | 16.6309 | 36.4365 | 9.8355 |  |  |  | 1.007 | 2.0141 | 0.33568
2 | 2033 | 2033-02-17 | 0.34226 | 2.1239 | 3.4226 | 21.2386 | 19 | 16.9566 | 37.5114 | 10.0281 |  |  |  | 1.0268 | 2.0535 | 0.34226
2 | 2033 | 2033-02-18 | 0.34377 | 2.1316 | 3.4377 | 21.3164 | 19 | 17.0315 | 37.6771 | 10.0724 |  |  |  | 1.0313 | 2.0626 | 0.34377
2 | 2033 | 2033-02-19 | 0.33255 | 2.0582 | 3.3255 | 20.5825 | 20 | 16.4759 | 36.8058 | 9.7438 |  |  |  | 0.99766 | 1.9953 | 0.33255
2 | 2033 | 2033-02-20 | 0.3254 | 2.0165 | 3.254 | 20.1648 | 19 | 16.1213 | 35.6635 | 9.5341 |  |  |  | 0.97619 | 1.9524 | 0.3254
2 | 2033 | 2033-02-21 | 0.33051 | 2.0535 | 3.3051 | 20.5351 | 18 | 16.3745 | 35.8749 | 9.6839 |  |  |  | 0.99152 | 1.983 | 0.33051
2 | 2033 | 2033-02-22 | 0.3248 | 2.0186 | 3.248 | 20.1861 | 17 | 16.0919 | 34.9194 | 9.5167 |  |  |  | 0.97441 | 1.9488 | 0.3248
2 | 2033 | 2033-02-23 | 0.31945 | 1.9886 | 3.1945 | 19.8863 | 17 | 15.8269 | 34.3443 | 9.36 |  |  |  | 0.95836 | 1.9167 | 0.31945
2 | 2033 | 2033-02-24 | 0.31144 | 1.9422 | 3.1144 | 19.4216 | 17 | 15.43 | 33.483 | 9.1252 |  |  |  | 0.93433 | 1.8687 | 0.31144
2 | 2033 | 2033-02-25 | 0.31281 | 1.9478 | 3.1281 | 19.478 | 16 | 15.4979 | 33.3128 | 9.1654 |  |  |  | 0.93844 | 1.8769 | 0.31281
2 | 2033 | 2033-02-26 | 0.29708 | 1.8506 | 2.9708 | 18.5062 | 15 | 14.7182 | 31.3407 | 8.7043 |  |  |  | 0.89123 | 1.7825 | 0.29708
2 | 2033 | 2033-02-27 | 0.29379 | 1.8298 | 2.9379 | 18.2979 | 14 | 14.5553 | 30.7065 | 8.608 |  |  |  | 0.88136 | 1.7627 | 0.29379
2 | 2033 | 2033-02-28 | 0.29379 | 1.8374 | 2.9379 | 18.3739 | 12 | 14.5552 | 30.256 | 8.6079 |  |  |  | 0.88136 | 1.7627 | 0.29379
3 | 2033 | 2033-03-01 | 0.30173 | 1.949 | 3.0173 | 19.4899 | 13 | 14.9486 | 31.2463 | 8.8406 |  |  |  | 0.90518 | 1.8104 | 0.30173
3 | 2033 | 2033-03-02 | 0.29687 | 1.9185 | 2.9687 | 19.1852 | 14 | 14.708 | 31.0285 | 8.6983 |  |  |  | 0.89061 | 1.7812 | 0.29687
3 | 2033 | 2033-03-03 | 0.291 | 1.8814 | 2.91 | 18.8141 | 13 | 14.417 | 30.1351 | 8.5262 |  |  |  | 0.87299 | 1.746 | 0.291
3 | 2033 | 2033-03-04 | 0.28936 | 1.8719 | 2.8936 | 18.7194 | 13 | 14.3361 | 29.966 | 8.4783 |  |  |  | 0.86809 | 1.7362 | 0.28936
3 | 2033 | 2033-03-05 | 0.2802 | 1.8103 | 2.802 | 18.1031 | 13 | 13.8819 | 29.0167 | 8.2097 |  |  |  | 0.84059 | 1.6812 | 0.2802
3 | 2033 | 2033-03-06 | 0.2762 | 1.7854 | 2.762 | 17.854 | 11 | 30.8763 | 28.2885 | 8.0926 |  |  |  | 2.2096 | 0.2762 | 0.2762
3 | 2033 | 2033-03-07 | 0.26935 | 1.7455 | 2.6935 | 17.4552 | 10 | 30.1108 | 27.4364 | 7.8919 |  |  |  | 2.1548 | 0.26935 | 0.26935
3 | 2033 | 2033-03-08 | 0.26676 | 1.7296 | 2.6676 | 17.2965 | 10 | 29.8217 | 27.1731 | 7.8162 |  |  |  | 2.1341 | 0.26676 | 0.26676
3 | 2033 | 2033-03-09 | 0.26966 | 1.7488 | 2.6966 | 17.4885 | 11 | 30.1451 | 27.6186 | 7.9009 |  |  |  | 2.1573 | 0.26966 | 0.26966
3 | 2033 | 2033-03-10 | 0.2745 | 1.7806 | 2.745 | 17.8055 | 13 | 13.5996 | 28.4267 | 8.0428 |  |  |  | 0.82349 | 1.647 | 0.2745
3 | 2033 | 2033-03-11 | 0.26359 | 1.7112 | 2.6359 | 17.1119 | 11 | 29.4666 | 26.9969 | 7.7231 |  |  |  | 2.1087 | 0.26359 | 0.26359
3 | 2033 | 2033-03-12 | 0.25379 | 1.6455 | 2.5379 | 16.4546 | 10 | 28.3713 | 25.8515 | 7.436 |  |  |  | 2.0303 | 0.25379 | 0.25379
3 | 2033 | 2033-03-13 | 0.25427 | 1.6491 | 2.5427 | 16.4914 | 10 | 28.4252 | 25.9006 | 7.4502 |  |  |  | 2.0342 | 0.25427 | 0.25427
3 | 2033 | 2033-03-14 | 0.26126 | 1.6979 | 2.6126 | 16.979 | 12 | 12.9439 | 26.9066 | 7.655 |  |  |  | 0.78379 | 1.5676 | 0.26126
3 | 2033 | 2033-03-15 | 0.25453 | 1.6551 | 2.5453 | 16.5514 | 11 | 28.4542 | 26.0694 | 7.4578 |  |  |  | 2.0362 | 0.25453 | 0.25453
3 | 2033 | 2033-03-16 | 0.24718 | 1.6084 | 2.4718 | 16.0839 | 9 | 27.6321 | 25.0411 | 7.2423 |  |  |  | 1.9774 | 0.24718 | 0.24718
3 | 2033 | 2033-03-17 | 0.24407 | 1.5889 | 2.4407 | 15.8892 | 10 | 27.2847 | 24.8614 | 7.1512 |  |  |  | 1.9526 | 0.24407 | 0.24407
3 | 2033 | 2033-03-18 | 0.24101 | 1.5697 | 2.4101 | 15.6972 | 10 | 26.9426 | 24.5497 | 7.0616 |  |  |  | 1.9281 | 0.24101 | 0.24101
3 | 2033 | 2033-03-19 | 0.2311 | 1.5032 | 2.311 | 15.0319 | 11 | 25.8351 | 23.6698 | 6.7713 |  |  |  | 1.8488 | 0.2311 | 0.2311
3 | 2033 | 2033-03-20 | 0.22527 | 1.466 | 2.2527 | 14.6602 | 10 | 25.1835 | 22.9468 | 6.6005 |  |  |  | 1.8022 | 0.22527 | 0.22527
3 | 2033 | 2033-03-21 | 0.23117 | 1.5077 | 2.3117 | 15.0773 | 10 | 25.8423 | 23.5471 | 6.7732 |  |  |  | 1.8493 | 0.23117 | 0.23117
3 | 2033 | 2033-03-22 | 0.23165 | 1.5111 | 2.3165 | 15.1113 | 10 | 25.8958 | 23.5958 | 6.7872 |  |  |  | 1.8532 | 0.23165 | 0.23165
3 | 2033 | 2033-03-23 | 0.23905 | 1.559 | 2.3905 | 15.59 | 12 | 11.8433 | 24.6188 | 7.0041 |  |  |  | 0.71714 | 1.4343 | 0.23905
3 | 2033 | 2033-03-24 | 0.22607 | 1.4759 | 2.2607 | 14.7587 | 11 | 25.2731 | 23.1549 | 6.624 |  |  |  | 1.8086 | 0.22607 | 0.22607
3 | 2033 | 2033-03-25 | 0.22013 | 1.438 | 2.2013 | 14.3801 | 10 | 24.6081 | 22.4225 | 6.4497 |  |  |  | 1.761 | 0.22013 | 0.22013
3 | 2033 | 2033-03-26 | 0.20996 | 1.3696 | 2.0996 | 13.696 | 10 | 23.4717 | 21.387 | 6.1519 |  |  |  | 1.6797 | 0.20996 | 0.20996
3 | 2033 | 2033-03-27 | 0.20054 | 1.3091 | 2.0054 | 13.091 | 10 | 22.4183 | 20.4272 | 5.8758 |  |  |  | 1.6043 | 0.20054 | 0.20054
3 | 2033 | 2033-03-28 | 0.20403 | 1.335 | 2.0403 | 13.3495 | 9 | 22.8091 | 20.6704 | 5.9782 |  |  |  | 1.6323 | 0.20403 | 0.20403
3 | 2033 | 2033-03-29 | 0.20256 | 1.3257 | 2.0256 | 13.2573 | 9 | 22.644 | 20.5208 | 5.9349 |  |  |  | 1.6205 | 0.20256 | 0.20256
3 | 2033 | 2033-03-30 | 0.19593 | 1.2833 | 1.9593 | 12.8329 | 7 | 21.9036 | 19.6365 | 5.7409 |  |  |  | 1.5675 | 0.19593 | 0.19593
3 | 2033 | 2033-03-31 | 0.19061 | 1.2492 | 1.9061 | 12.4922 | 7 | 21.3086 | 19.103 | 5.5849 |  |  |  | 1.5249 | 0.19061 | 0.19061
4 | 2033 | 2033-04-01 | 0.18326 | 1.1741 | 1.8326 | 11.7407 | 8 | 20.4864 | 18.4651 | 5.3694 |  |  |  | 1.4661 | 0.18326 | 0.18326
4 | 2033 | 2033-04-02 | 0.16491 | 1.0583 | 1.6491 | 10.5828 | 7 | 18.4351 | 16.5269 | 4.8318 |  |  |  | 1.3193 | 0.16491 | 0.16491
4 | 2033 | 2033-04-03 | 0.16406 | 1.0514 | 1.6406 | 10.5139 | 7 | 18.3405 | 16.4422 | 4.807 |  |  |  | 1.3125 | 0.16406 | 0.16406
4 | 2033 | 2033-04-04 | 0.16892 | 1.0864 | 1.6892 | 10.8635 | 7 | 18.8834 | 16.9288 | 4.9493 |  |  |  | 1.3513 | 0.16892 | 0.16892
4 | 2033 | 2033-04-05 | 0.16414 | 1.0574 | 1.6414 | 10.5741 | 7 | 18.3498 | 16.4505 | 4.8094 |  |  |  | 1.3132 | 0.16414 | 0.16414
4 | 2033 | 2033-04-06 | 0.16104 | 1.0381 | 1.6104 | 10.3813 | 7 | 18.0033 | 16.1398 | 4.7186 |  |  |  | 1.2884 | 0.16104 | 0.16104
4 | 2033 | 2033-04-07 | 0.16468 | 1.0583 | 1.6468 | 10.5828 | 8 | 18.4102 | 16.5938 | 4.8252 |  |  |  | 1.3175 | 0.16468 | 0.16468
4 | 2033 | 2033-04-08 | 0.16004 | 1.0298 | 1.6004 | 10.2976 | 7 | 17.891 | 16.0392 | 4.6892 |  |  |  | 1.2803 | 0.16004 | 0.16004
4 | 2033 | 2033-04-09 | 0.15465 | 0.98877 | 1.5465 | 9.8877 | 7 | 17.2881 | 15.4987 | 4.5311 |  |  |  | 1.2372 | 0.15465 | 0.15465
4 | 2033 | 2033-04-10 | 0.15281 | 0.97721 | 1.5281 | 9.7721 | 8 | 17.0831 | 15.3976 | 4.4774 |  |  |  | 1.2225 | 0.15281 | 0.15281
4 | 2033 | 2033-04-11 | 0.15759 | 1.0116 | 1.5759 | 10.1159 | 7 | 17.6172 | 15.7937 | 4.6174 |  |  |  | 1.2607 | 0.15759 | 0.15759
4 | 2033 | 2033-04-12 | 0.14779 | 0.95311 | 1.4779 | 9.5311 | 5 | 16.5215 | 14.6539 | 4.3302 |  |  |  | 1.1823 | 0.14779 | 0.14779
4 | 2033 | 2033-04-13 | 0.13917 | 0.90308 | 1.3917 | 9.0308 | 5 | 15.558 | 13.7993 | 4.0777 |  |  |  | 1.1134 | 0.13917 | 0.13917
4 | 2033 | 2033-04-14 | 0.13252 | 0.86348 | 1.3252 | 8.6348 | 4 | 14.8148 | 13.0706 | 3.8829 |  |  |  | 1.0602 | 0.13252 | 0.13252
4 | 2033 | 2033-04-15 | 0.12806 | 0.83537 | 1.2806 | 8.3537 | 4 | 14.3164 | 12.631 | 3.7523 |  |  |  | 1.0245 | 0.12806 | 0.12806
4 | 2033 | 2033-04-16 | 0.12226 | 0.79283 | 1.2226 | 7.9283 | 5 | 13.667 | 12.1221 | 3.5821 |  |  |  | 0.97804 | 0.12226 | 0.12226
4 | 2033 | 2033-04-17 | 0.12885 | 0.82968 | 1.2885 | 8.2968 | 6 | 14.4047 | 12.8447 | 3.7754 |  |  |  | 1.0308 | 0.12885 | 0.12885
4 | 2033 | 2033-04-18 | 0.13414 | 0.86713 | 1.3414 | 8.6713 | 5 | 14.9961 | 13.3009 | 3.9304 |  |  |  | 1.0732 | 0.13414 | 0.13414
4 | 2033 | 2033-04-19 | 0.12557 | 0.8166 | 1.2557 | 8.166 | 4 | 14.0374 | 12.3848 | 3.6792 |  |  |  | 1.0045 | 0.12557 | 0.12557
4 | 2033 | 2033-04-20 | 0.11562 | 0.75847 | 1.1562 | 7.5847 | 3 | 12.9258 | 11.344 | 3.3878 |  |  |  | 0.925 | 0.11562 | 0.11562
4 | 2033 | 2033-04-21 | 0.11593 | 0.75937 | 1.1593 | 7.5937 | 4 | 12.9596 | 11.4339 | 3.3967 |  |  |  | 0.92742 | 0.11593 | 0.11593
4 | 2033 | 2033-04-22 | 0.11512 | 0.75355 | 1.1512 | 7.5355 | 4 | 12.8689 | 11.3538 | 3.3729 |  |  |  | 0.92092 | 0.11512 | 0.11512
4 | 2033 | 2033-04-23 | 0.11073 | 0.71908 | 1.1073 | 7.1908 | 5 | 12.3788 | 10.9795 | 3.2444 |  |  |  | 0.88585 | 0.11073 | 0.11073
4 | 2033 | 2033-04-24 | 0.11478 | 0.74123 | 1.1478 | 7.4123 | 5 | 12.8313 | 11.3809 | 3.363 |  |  |  | 0.91824 | 0.11478 | 0.11478
4 | 2033 | 2033-04-25 | 0.12225 | 0.79192 | 1.2225 | 7.9192 | 5 | 13.6666 | 12.1217 | 3.582 |  |  |  | 0.97801 | 0.12225 | 0.12225
4 | 2033 | 2033-04-26 | 0.11877 | 0.77103 | 1.1877 | 7.7103 | 5 | 13.2778 | 11.7769 | 3.4801 |  |  |  | 0.95019 | 0.11877 | 0.11877
4 | 2033 | 2033-04-27 | 0.11832 | 0.7682 | 1.1832 | 7.682 | 6 | 13.2275 | 11.795 | 3.4669 |  |  |  | 0.94659 | 0.11832 | 0.11832
4 | 2033 | 2033-04-28 | 0.1148 | 0.74663 | 1.148 | 7.4663 | 6 | 12.8339 | 11.444 | 3.3637 |  |  |  | 0.91842 | 0.1148 | 0.1148
4 | 2033 | 2033-04-29 | 0.11026 | 0.72072 | 1.1026 | 7.2072 | 5 | 12.3264 | 10.933 | 3.2307 |  |  |  | 0.8821 | 0.11026 | 0.11026
4 | 2033 | 2033-04-30 | 0.10067 | 0.65606 | 1.0067 | 6.5606 | 4 | 11.2536 | 9.9287 | 2.9495 |  |  |  | 0.80533 | 0.10067 | 0.10067
5 | 2033 | 2033-05-01 | 0.079251 | 0.54347 | 0.79251 | 5.4347 | 4 | 8.8595 | 7.8165 | 2.322 |  |  |  | 0.634 | 0.079251 | 0.079251
5 | 2033 | 2033-05-02 | 0.083128 | 0.56941 | 0.83128 | 5.6941 | 4 | 9.2929 | 8.1989 | 2.4356 |  |  |  | 0.66502 | 0.083128 | 0.083128
5 | 2033 | 2033-05-03 | 0.081873 | 0.56277 | 0.81873 | 5.6277 | 4 | 9.1526 | 8.0751 | 2.3989 |  |  |  | 0.65498 | 0.081873 | 0.081873
5 | 2033 | 2033-05-04 | 0.079771 | 0.54655 | 0.79771 | 5.4655 | 3 | 8.9176 | 7.8264 | 2.3373 |  |  |  | 0.63816 | 0.079771 | 0.079771
5 | 2033 | 2033-05-05 | 0.077938 | 0.53415 | 0.77938 | 5.3415 | 3 | 8.7127 | 7.6465 | 2.2836 |  |  |  | 0.6235 | 0.077938 | 0.077938
5 | 2033 | 2033-05-06 | 0.077016 | 0.53102 | 0.77016 | 5.3102 | 3 | 8.6096 | 7.5561 | 2.2566 |  |  |  | 0.61613 | 0.077016 | 0.077016
5 | 2033 | 2033-05-07 | 0.06743 | 0.46767 | 0.6743 | 4.6767 | 2 | 7.538 | 6.581 | 1.9757 |  |  |  | 0.53944 | 0.06743 | 0.06743
5 | 2033 | 2033-05-08 | 0.066218 | 0.45974 | 0.66218 | 4.5974 | 2 | 7.4025 | 6.4627 | 1.9402 |  |  |  | 0.52974 | 0.066218 | 0.066218
5 | 2033 | 2033-05-09 | 0.072596 | 0.50272 | 0.72596 | 5.0272 | 2 | 8.1156 | 7.0852 | 2.1271 |  |  |  | 0.58077 | 0.072596 | 0.072596
5 | 2033 | 2033-05-10 | 0.070922 | 0.49485 | 0.70922 | 4.9485 | 2 | 7.9285 | 6.9218 | 2.078 |  |  |  | 0.56738 | 0.070922 | 0.070922
5 | 2033 | 2033-05-11 | 0.069212 | 0.48328 | 0.69212 | 4.8328 | 1 | 7.7373 | 6.7198 | 2.0279 |  |  |  | 0.5537 | 0.069212 | 0.069212
5 | 2033 | 2033-05-12 | 0.068415 | 0.48099 | 0.68415 | 4.8099 | 2 | 7.6481 | 6.6771 | 2.0045 |  |  |  | 0.54732 | 0.068415 | 0.068415
5 | 2033 | 2033-05-13 | 0.067186 | 0.47393 | 0.67186 | 4.7393 | 2 | 7.5108 | 6.5572 | 1.9685 |  |  |  | 0.53749 | 0.067186 | 0.067186
5 | 2033 | 2033-05-14 | 0.058315 | 0.41514 | 0.58315 | 4.1514 | 1 | 6.5191 | 5.6618 | 1.7086 |  |  |  | 0.46652 | 0.058315 | 0.058315
5 | 2033 | 2033-05-15 | 0.057516 | 0.40992 | 0.57516 | 4.0992 | 2 | 6.4298 | 5.6134 | 1.6852 |  |  |  | 0.46013 | 0.057516 | 0.057516
5 | 2033 | 2033-05-16 | 0.065262 | 0.46336 | 0.65262 | 4.6336 | 2 | 7.2957 | 6.3694 | 1.9122 |  |  |  | 0.52209 | 0.065262 | 0.065262
5 | 2033 | 2033-05-17 | 0.064953 | 0.4631 | 0.64953 | 4.631 | 2 | 7.2611 | 6.3392 | 1.9031 |  |  |  | 0.51962 | 0.064953 | 0.064953
5 | 2033 | 2033-05-18 | 0.062696 | 0.44887 | 0.62696 | 4.4887 | 2 | 7.0088 | 6.1189 | 1.837 |  |  |  | 0.50157 | 0.062696 | 0.062696
5 | 2033 | 2033-05-19 | 0.061113 | 0.43996 | 0.61113 | 4.3996 | 2 | 6.8319 | 5.9645 | 1.7906 |  |  |  | 0.48891 | 0.061113 | 0.061113
5 | 2033 | 2033-05-20 | 0.059614 | 0.43073 | 0.59614 | 4.3073 | 2 | 6.6642 | 5.8181 | 1.7467 |  |  |  | 0.47691 | 0.059614 | 0.059614
5 | 2033 | 2033-05-21 | 0.05181 | 0.3781 | 0.5181 | 3.781 | 1 | 5.7919 | 5.0302 | 1.518 |  |  |  | 0.41448 | 0.05181 | 0.05181
5 | 2033 | 2033-05-22 | 0.051234 | 0.37423 | 0.51234 | 3.7423 | 1 | 5.7275 | 4.9743 | 1.5012 |  |  |  | 0.40987 | 0.051234 | 0.051234
5 | 2033 | 2033-05-23 | 0.056758 | 0.41339 | 0.56758 | 4.1339 | 1 | 6.345 | 5.5106 | 1.663 |  |  |  | 0.45406 | 0.056758 | 0.056758
5 | 2033 | 2033-05-24 | 0.055505 | 0.4069 | 0.55505 | 4.069 | 1 | 6.2049 | 5.3889 | 1.6263 |  |  |  | 0.44404 | 0.055505 | 0.055505
5 | 2033 | 2033-05-25 | 0.055665 | 0.41083 | 0.55665 | 4.1083 | 1 | 6.2228 | 5.4045 | 1.631 |  |  |  | 0.44532 | 0.055665 | 0.055665
5 | 2033 | 2033-05-26 | 0.05512 | 0.40705 | 0.5512 | 4.0705 | 1 | 6.1619 | 5.3516 | 1.615 |  |  |  | 0.44096 | 0.05512 | 0.05512
5 | 2033 | 2033-05-27 | 0.053005 | 0.39511 | 0.53005 | 3.9511 | 1 | 5.9254 | 5.1462 | 1.553 |  |  |  | 0.42404 | 0.053005 | 0.053005
5 | 2033 | 2033-05-28 | 0.044986 | 0.34124 | 0.44986 | 3.4124 | 0 | 5.029 | 0 | 1.3181 |  |  |  | 0.35989 | 0.044986 | 0.044986
5 | 2033 | 2033-05-29 | 0.044587 | 0.33999 | 0.44587 | 3.3999 | 1 | 4.9844 | 4.3289 | 1.3064 |  |  |  | 0.35669 | 0.044587 | 0.044587
5 | 2033 | 2033-05-30 | 0.051227 | 0.38902 | 0.51227 | 3.8902 | 1 | 5.7267 | 4.9736 | 1.5009 |  |  |  | 0.40982 | 0.051227 | 0.051227
5 | 2033 | 2033-05-31 | 0.051058 | 0.38818 | 0.51058 | 3.8818 | 1 | 5.7078 | 4.9571 | 1.496 |  |  |  | 0.40846 | 0.051058 | 0.051058
6 | 2033 | 2033-06-01 | 0.047926 | 0.3773 | 0.47926 | 3.773 | 1 | 5.3577 | 4.6532 | 1.4042 |  |  |  | 0.38341 | 0.047926 | 0.047926
6 | 2033 | 2033-06-02 | 0.047586 | 0.3759 | 0.47586 | 3.759 | 1 | 5.3197 | 4.6201 | 1.3943 |  |  |  | 0.38069 | 0.047586 | 0.047586
6 | 2033 | 2033-06-03 | 0.047085 | 0.37373 | 0.47085 | 3.7373 | 0 | 5.2636 | 0 | 1.3796 |  |  |  | 0.37668 | 0.047085 | 0.047085
6 | 2033 | 2033-06-04 | 0.039543 | 0.32455 | 0.39543 | 3.2455 | 0 | 4.4205 | 0 | 1.1586 |  |  |  | 0.31634 | 0.039543 | 0.039543
6 | 2033 | 2033-06-05 | 0.03956 | 0.3273 | 0.3956 | 3.273 | 1 | 4.4224 | 3.8408 | 1.1591 |  |  |  | 0.31648 | 0.03956 | 0.03956
6 | 2033 | 2033-06-06 | 0.046658 | 0.37667 | 0.46658 | 3.7667 | 0 | 5.2159 | 0 | 1.3671 |  |  |  | 0.37326 | 0.046658 | 0.046658
6 | 2033 | 2033-06-07 | 0.046219 | 0.37337 | 0.46219 | 3.7337 | 0 | 5.1669 | 0 | 1.3542 |  |  |  | 0.36975 | 0.046219 | 0.046219
6 | 2033 | 2033-06-08 | 0.045871 | 0.37194 | 0.45871 | 3.7194 | 0 | 5.128 | 0 | 1.344 |  |  |  | 0.36697 | 0.045871 | 0.045871
6 | 2033 | 2033-06-09 | 0.045935 | 0.37406 | 0.45935 | 3.7406 | 0 | 5.1351 | 0 | 1.3459 |  |  |  | 0.36748 | 0.045935 | 0.045935
6 | 2033 | 2033-06-10 | 0.045893 | 0.37558 | 0.45893 | 3.7558 | 0 | 5.1304 | 0 | 1.3447 |  |  |  | 0.36714 | 0.045893 | 0.045893
6 | 2033 | 2033-06-11 | 0.03818 | 0.32367 | 0.3818 | 3.2367 | 0 | 4.2681 | 0 | 1.1187 |  |  |  | 0.30544 | 0.03818 | 0.03818
6 | 2033 | 2033-06-12 | 0.038151 | 0.32479 | 0.38151 | 3.2479 | 0 | 4.2649 | 0 | 1.1178 |  |  |  | 0.30521 | 0.038151 | 0.038151
6 | 2033 | 2033-06-13 | 0.045573 | 0.37644 | 0.45573 | 3.7644 | 0 | 5.0946 | 0 | 1.3353 |  |  |  | 0.36458 | 0.045573 | 0.045573
6 | 2033 | 2033-06-14 | 0.045452 | 0.37703 | 0.45452 | 3.7703 | 0 | 5.0812 | 0 | 1.3318 |  |  |  | 0.36362 | 0.045452 | 0.045452
6 | 2033 | 2033-06-15 | 0.045576 | 0.37974 | 0.45576 | 3.7974 | 0 | 5.095 | 0 | 1.3354 |  |  |  | 0.36461 | 0.045576 | 0.045576
6 | 2033 | 2033-06-16 | 0.045799 | 0.3823 | 0.45799 | 3.823 | 1 | 5.12 | 4.4466 | 1.3419 |  |  |  | 0.3664 | 0.045799 | 0.045799
6 | 2033 | 2033-06-17 | 0.045885 | 0.38445 | 0.45885 | 3.8445 | 0 | 5.1295 | 0 | 1.3444 |  |  |  | 0.36708 | 0.045885 | 0.045885
6 | 2033 | 2033-06-18 | 0.038129 | 0.3315 | 0.38129 | 3.315 | 1 | 4.2624 | 3.7019 | 1.1172 |  |  |  | 0.30503 | 0.038129 | 0.038129
6 | 2033 | 2033-06-19 | 0.038359 | 0.3348 | 0.38359 | 3.348 | 0 | 4.2881 | 0 | 1.1239 |  |  |  | 0.30687 | 0.038359 | 0.038359
6 | 2033 | 2033-06-20 | 0.046088 | 0.38958 | 0.46088 | 3.8958 | 1 | 5.1522 | 4.4747 | 1.3504 |  |  |  | 0.36871 | 0.046088 | 0.046088
6 | 2033 | 2033-06-21 | 0.04581 | 0.38767 | 0.4581 | 3.8767 | 0 | 5.1212 | 0 | 1.3422 |  |  |  | 0.36648 | 0.04581 | 0.04581
6 | 2033 | 2033-06-22 | 0.046063 | 0.39078 | 0.46063 | 3.9078 | 0 | 5.1494 | 0 | 1.3497 |  |  |  | 0.36851 | 0.046063 | 0.046063
6 | 2033 | 2033-06-23 | 0.045978 | 0.38974 | 0.45978 | 3.8974 | 0 | 5.1399 | 0 | 1.3471 |  |  |  | 0.36782 | 0.045978 | 0.045978
6 | 2033 | 2033-06-24 | 0.045839 | 0.3891 | 0.45839 | 3.891 | 0 | 5.1243 | 0 | 1.3431 |  |  |  | 0.36671 | 0.045839 | 0.045839
6 | 2033 | 2033-06-25 | 0.038443 | 0.33945 | 0.38443 | 3.3945 | 0 | 4.2976 | 0 | 1.1264 |  |  |  | 0.30755 | 0.038443 | 0.038443
6 | 2033 | 2033-06-26 | 0.038321 | 0.33884 | 0.38321 | 3.3884 | 0 | 4.284 | 0 | 1.1228 |  |  |  | 0.30657 | 0.038321 | 0.038321
6 | 2033 | 2033-06-27 | 0.046114 | 0.39312 | 0.46114 | 3.9312 | 0 | 5.1551 | 0 | 1.3511 |  |  |  | 0.36891 | 0.046114 | 0.046114
6 | 2033 | 2033-06-28 | 0.046257 | 0.39473 | 0.46257 | 3.9473 | 0 | 5.1711 | 0 | 1.3553 |  |  |  | 0.37006 | 0.046257 | 0.046257
6 | 2033 | 2033-06-29 | 0.046266 | 0.39534 | 0.46266 | 3.9534 | 0 | 5.1721 | 0 | 1.3556 |  |  |  | 0.37013 | 0.046266 | 0.046266
6 | 2033 | 2033-06-30 | 0.046272 | 0.39586 | 0.46272 | 3.9586 | 0 | 5.1727 | 0 | 1.3558 |  |  |  | 0.37017 | 0.046272 | 0.046272
7 | 2033 | 2033-07-01 | 0.04733 | 0.42783 | 0.4733 | 4.2783 | 0 | 5.2911 | 0 | 1.3868 |  |  |  | 0.37864 | 0.04733 | 0.04733
7 | 2033 | 2033-07-02 | 0.040149 | 0.38258 | 0.40149 | 3.8258 | 0 | 4.4883 | 0 | 1.1764 |  |  |  | 0.3212 | 0.040149 | 0.040149
7 | 2033 | 2033-07-03 | 0.040448 | 0.38829 | 0.40448 | 3.8829 | 0 | 4.5217 | 0 | 1.1851 |  |  |  | 0.32359 | 0.040448 | 0.040448
7 | 2033 | 2033-07-04 | 0.047524 | 0.43031 | 0.47524 | 4.3031 | 0 | 5.3127 | 0 | 1.3924 |  |  |  | 0.38019 | 0.047524 | 0.047524
7 | 2033 | 2033-07-05 | 0.047628 | 0.43214 | 0.47628 | 4.3214 | 0 | 5.3244 | 0 | 1.3955 |  |  |  | 0.38103 | 0.047628 | 0.047628
7 | 2033 | 2033-07-06 | 0.047547 | 0.4302 | 0.47547 | 4.302 | 0 | 5.3153 | 0 | 1.3931 |  |  |  | 0.38037 | 0.047547 | 0.047547
7 | 2033 | 2033-07-07 | 0.047658 | 0.4324 | 0.47658 | 4.324 | 0 | 5.3277 | 0 | 1.3964 |  |  |  | 0.38126 | 0.047658 | 0.047658
7 | 2033 | 2033-07-08 | 0.047581 | 0.43081 | 0.47581 | 4.3081 | 0 | 5.3191 | 0 | 1.3941 |  |  |  | 0.38064 | 0.047581 | 0.047581
7 | 2033 | 2033-07-09 | 0.040178 | 0.38171 | 0.40178 | 3.8171 | 0 | 4.4915 | 0 | 1.1772 |  |  |  | 0.32142 | 0.040178 | 0.040178
7 | 2033 | 2033-07-10 | 0.040511 | 0.38899 | 0.40511 | 3.8899 | 0 | 4.5288 | 0 | 1.187 |  |  |  | 0.32409 | 0.040511 | 0.040511
7 | 2033 | 2033-07-11 | 0.047497 | 0.43013 | 0.47497 | 4.3013 | 0 | 5.3097 | 0 | 1.3917 |  |  |  | 0.37998 | 0.047497 | 0.047497
7 | 2033 | 2033-07-12 | 0.047261 | 0.42594 | 0.47261 | 4.2594 | 0 | 5.2834 | 0 | 1.3848 |  |  |  | 0.37809 | 0.047261 | 0.047261
7 | 2033 | 2033-07-13 | 0.047411 | 0.42998 | 0.47411 | 4.2998 | 0 | 5.3001 | 0 | 1.3891 |  |  |  | 0.37929 | 0.047411 | 0.047411
7 | 2033 | 2033-07-14 | 0.047269 | 0.42816 | 0.47269 | 4.2816 | 0 | 5.2842 | 0 | 1.385 |  |  |  | 0.37815 | 0.047269 | 0.047269
7 | 2033 | 2033-07-15 | 0.047402 | 0.43229 | 0.47402 | 4.3229 | 0 | 5.2991 | 0 | 1.3889 |  |  |  | 0.37921 | 0.047402 | 0.047402
7 | 2033 | 2033-07-16 | 0.039795 | 0.38034 | 0.39795 | 3.8034 | 0 | 4.4487 | 0 | 1.166 |  |  |  | 0.31836 | 0.039795 | 0.039795
7 | 2033 | 2033-07-17 | 0.039774 | 0.38173 | 0.39774 | 3.8173 | 0 | 4.4464 | 0 | 1.1654 |  |  |  | 0.31819 | 0.039774 | 0.039774
7 | 2033 | 2033-07-18 | 0.047104 | 0.43159 | 0.47104 | 4.3159 | 0 | 5.2658 | 0 | 1.3801 |  |  |  | 0.37683 | 0.047104 | 0.047104
7 | 2033 | 2033-07-19 | 0.046811 | 0.42781 | 0.46811 | 4.2781 | 0 | 5.233 | 0 | 1.3715 |  |  |  | 0.37448 | 0.046811 | 0.046811
7 | 2033 | 2033-07-20 | 0.046527 | 0.4245 | 0.46527 | 4.245 | 0 | 5.2013 | 0 | 1.3632 |  |  |  | 0.37222 | 0.046527 | 0.046527
7 | 2033 | 2033-07-21 | 0.046195 | 0.42043 | 0.46195 | 4.2043 | 0 | 5.1642 | 0 | 1.3535 |  |  |  | 0.36956 | 0.046195 | 0.046195
7 | 2033 | 2033-07-22 | 0.046078 | 0.4211 | 0.46078 | 4.211 | 0 | 5.151 | 0 | 1.3501 |  |  |  | 0.36862 | 0.046078 | 0.046078
7 | 2033 | 2033-07-23 | 0.038161 | 0.36449 | 0.38161 | 3.6449 | 0 | 4.2661 | 0 | 1.1181 |  |  |  | 0.30529 | 0.038161 | 0.038161
7 | 2033 | 2033-07-24 | 0.037918 | 0.36306 | 0.37918 | 3.6306 | 0 | 4.2388 | 0 | 1.111 |  |  |  | 0.30334 | 0.037918 | 0.037918
7 | 2033 | 2033-07-25 | 0.045142 | 0.41255 | 0.45142 | 4.1255 | 0 | 5.0465 | 0 | 1.3227 |  |  |  | 0.36114 | 0.045142 | 0.045142
7 | 2033 | 2033-07-26 | 0.04492 | 0.41209 | 0.4492 | 4.1209 | 0 | 5.0216 | 0 | 1.3161 |  |  |  | 0.35936 | 0.04492 | 0.04492
7 | 2033 | 2033-07-27 | 0.044796 | 0.41395 | 0.44796 | 4.1395 | 0 | 5.0078 | 0 | 1.3125 |  |  |  | 0.35837 | 0.044796 | 0.044796
7 | 2033 | 2033-07-28 | 0.043953 | 0.40107 | 0.43953 | 4.0107 | 0 | 4.9135 | 0 | 1.2878 |  |  |  | 0.35162 | 0.043953 | 0.043953
7 | 2033 | 2033-07-29 | 0.043736 | 0.4015 | 0.43736 | 4.015 | 0 | 4.8893 | 0 | 1.2815 |  |  |  | 0.34989 | 0.043736 | 0.043736
7 | 2033 | 2033-07-30 | 0.035869 | 0.34774 | 0.35869 | 3.4774 | 0 | 4.0099 | 0 | 1.051 |  |  |  | 0.28695 | 0.035869 | 0.035869
7 | 2033 | 2033-07-31 | 0.035445 | 0.34433 | 0.35445 | 3.4433 | 0 | 3.9624 | 0 | 1.0385 |  |  |  | 0.28356 | 0.035445 | 0.035445
8 | 2033 | 2033-08-01 | 0.030062 | 0.24388 | 0.30062 | 2.4388 | 0 | 3.3606 | 0 | 0.88081 |  |  |  | 0.24049 | 0.030062 | 0.030062
8 | 2033 | 2033-08-02 | 0.028493 | 0.22875 | 0.28493 | 2.2875 | 0 | 3.1852 | 0 | 0.83483 |  |  |  | 0.22794 | 0.028493 | 0.028493
8 | 2033 | 2033-08-03 | 0.030346 | 0.2501 | 0.30346 | 2.501 | 0 | 3.3925 | 0 | 0.88915 |  |  |  | 0.24277 | 0.030346 | 0.030346
8 | 2033 | 2033-08-04 | 0.029134 | 0.23892 | 0.29134 | 2.3892 | 0 | 3.2569 | 0 | 0.85363 |  |  |  | 0.23307 | 0.029134 | 0.029134
8 | 2033 | 2033-08-05 | 0.027911 | 0.22771 | 0.27911 | 2.2771 | 0 | 3.1202 | 0 | 0.81779 |  |  |  | 0.22329 | 0.027911 | 0.027911
8 | 2033 | 2033-08-06 | 0.020116 | 0.17495 | 0.20116 | 1.7495 | 0 | 2.2488 | 0 | 0.58941 |  |  |  | 0.16093 | 0.020116 | 0.020116
8 | 2033 | 2033-08-07 | 0.01983 | 0.17384 | 0.1983 | 1.7384 | 0 | 2.2168 | 0 | 0.58102 |  |  |  | 0.15864 | 0.01983 | 0.01983
8 | 2033 | 2033-08-08 | 0.027053 | 0.22438 | 0.27053 | 2.2438 | 0 | 3.0243 | 0 | 0.79265 |  |  |  | 0.21642 | 0.027053 | 0.027053
8 | 2033 | 2033-08-09 | 0.026563 | 0.22125 | 0.26563 | 2.2125 | 0 | 2.9695 | 0 | 0.77829 |  |  |  | 0.2125 | 0.026563 | 0.026563
8 | 2033 | 2033-08-10 | 0.026451 | 0.22219 | 0.26451 | 2.2219 | 0 | 2.9569 | 0 | 0.775 |  |  |  | 0.2116 | 0.026451 | 0.026451
8 | 2033 | 2033-08-11 | 0.025763 | 0.21707 | 0.25763 | 2.1707 | 0 | 2.8801 | 0 | 0.75486 |  |  |  | 0.2061 | 0.025763 | 0.025763
8 | 2033 | 2033-08-12 | 0.025647 | 0.21809 | 0.25647 | 2.1809 | 0 | 2.8671 | 0 | 0.75146 |  |  |  | 0.20518 | 0.025647 | 0.025647
8 | 2033 | 2033-08-13 | 0.017634 | 0.16345 | 0.17634 | 1.6345 | 0 | 1.9713 | 0 | 0.51667 |  |  |  | 0.14107 | 0.017634 | 0.017634
8 | 2033 | 2033-08-14 | 0.016185 | 0.15039 | 0.16185 | 1.5039 | 0 | 1.8093 | 0 | 0.47422 |  |  |  | 0.12948 | 0.016185 | 0.016185
8 | 2033 | 2033-08-15 | 0.023402 | 0.20126 | 0.23402 | 2.0126 | 0 | 2.6161 | 0 | 0.68567 |  |  |  | 0.18721 | 0.023402 | 0.023402
8 | 2033 | 2033-08-16 | 0.02349 | 0.20463 | 0.2349 | 2.0463 | 0 | 2.6259 | 0 | 0.68825 |  |  |  | 0.18792 | 0.02349 | 0.02349
8 | 2033 | 2033-08-17 | 0.023395 | 0.20609 | 0.23395 | 2.0609 | 0 | 2.6153 | 0 | 0.68547 |  |  |  | 0.18716 | 0.023395 | 0.023395
8 | 2033 | 2033-08-18 | 0.0235 | 0.2097 | 0.235 | 2.097 | 0 | 2.6271 | 0 | 0.68856 |  |  |  | 0.188 | 0.0235 | 0.0235
8 | 2033 | 2033-08-19 | 0.020563 | 0.18098 | 0.20563 | 1.8098 | 0 | 2.2988 | 0 | 0.6025 |  |  |  | 0.16451 | 0.020563 | 0.020563
8 | 2033 | 2033-08-20 | 0.014132 | 0.14339 | 0.14132 | 1.4339 | 0 | 1.5798 | 0 | 0.41407 |  |  |  | 0.11306 | 0.014132 | 0.014132
8 | 2033 | 2033-08-21 | 0.011606 | 0.11905 | 0.11606 | 1.1905 | 0 | 1.2974 | 0 | 0.34005 |  |  |  | 0.092845 | 0.011606 | 0.011606
8 | 2033 | 2033-08-22 | 0.021767 | 0.20138 | 0.21767 | 2.0138 | 0 | 2.4334 | 0 | 0.63779 |  |  |  | 0.17414 | 0.021767 | 0.021767
8 | 2033 | 2033-08-23 | 0.021187 | 0.19774 | 0.21187 | 1.9774 | 0 | 2.3685 | 0 | 0.62078 |  |  |  | 0.1695 | 0.021187 | 0.021187
8 | 2033 | 2033-08-24 | 0.017956 | 0.16589 | 0.17956 | 1.6589 | 0 | 2.0073 | 0 | 0.52611 |  |  |  | 0.14365 | 0.017956 | 0.017956
8 | 2033 | 2033-08-25 | 0.019903 | 0.18908 | 0.19903 | 1.8908 | 0 | 2.2249 | 0 | 0.58315 |  |  |  | 0.15922 | 0.019903 | 0.019903
8 | 2033 | 2033-08-26 | 0.020157 | 0.19425 | 0.20157 | 1.9425 | 0 | 2.2534 | 0 | 0.5906 |  |  |  | 0.16126 | 0.020157 | 0.020157
8 | 2033 | 2033-08-27 | 0.011777 | 0.13584 | 0.11777 | 1.3584 | 0 | 1.3166 | 0 | 0.34508 |  |  |  | 0.09422 | 0.011777 | 0.011777
8 | 2033 | 2033-08-28 | 0.011326 | 0.13342 | 0.11326 | 1.3342 | 0 | 1.2661 | 0 | 0.33185 |  |  |  | 0.090608 | 0.011326 | 0.011326
8 | 2033 | 2033-08-29 | 0.015369 | 0.15045 | 0.15369 | 1.5045 | 0 | 1.7181 | 0 | 0.4503 |  |  |  | 0.12295 | 0.015369 | 0.015369
8 | 2033 | 2033-08-30 | 0.018419 | 0.18516 | 0.18419 | 1.8516 | 0 | 2.0591 | 0 | 0.53969 |  |  |  | 0.14736 | 0.018419 | 0.018419
8 | 2033 | 2033-08-31 | 0.017689 | 0.17957 | 0.17689 | 1.7957 | 0 | 1.9774 | 0 | 0.51827 |  |  |  | 0.14151 | 0.017689 | 0.017689
9 | 2033 | 2033-09-01 | 0.03298 | 0.35188 | 0.3298 | 3.5188 | 0 | 3.6869 | 0 | 0.96632 |  |  |  | 0.26384 | 0.03298 | 0.03298
9 | 2033 | 2033-09-02 | 0.033481 | 0.35997 | 0.33481 | 3.5997 | 0 | 3.7429 | 0 | 0.981 |  |  |  | 0.26785 | 0.033481 | 0.033481
9 | 2033 | 2033-09-03 | 0.02639 | 0.3157 | 0.2639 | 3.157 | 0 | 2.9501 | 0 | 0.77322 |  |  |  | 0.21112 | 0.02639 | 0.02639
9 | 2033 | 2033-09-04 | 0.025517 | 0.30658 | 0.25517 | 3.0658 | 0 | 2.8525 | 0 | 0.74764 |  |  |  | 0.20413 | 0.025517 | 0.025517
9 | 2033 | 2033-09-05 | 0.032981 | 0.35921 | 0.32981 | 3.5921 | 0 | 3.687 | 0 | 0.96636 |  |  |  | 0.26385 | 0.032981 | 0.032981
9 | 2033 | 2033-09-06 | 0.033322 | 0.36538 | 0.33322 | 3.6538 | 0 | 3.7251 | 0 | 0.97635 |  |  |  | 0.26658 | 0.033322 | 0.033322
9 | 2033 | 2033-09-07 | 0.033174 | 0.36433 | 0.33174 | 3.6433 | 0 | 3.7086 | 0 | 0.972 |  |  |  | 0.26539 | 0.033174 | 0.033174
9 | 2033 | 2033-09-08 | 0.033853 | 0.3734 | 0.33853 | 3.734 | 0 | 3.7845 | 0 | 0.99189 |  |  |  | 0.27082 | 0.033853 | 0.033853
9 | 2033 | 2033-09-09 | 0.034318 | 0.37979 | 0.34318 | 3.7979 | 0 | 3.8364 | 0 | 1.0055 |  |  |  | 0.27454 | 0.034318 | 0.034318
9 | 2033 | 2033-09-10 | 0.027471 | 0.33698 | 0.27471 | 3.3698 | 0 | 3.071 | 0 | 0.8049 |  |  |  | 0.21977 | 0.027471 | 0.027471
9 | 2033 | 2033-09-11 | 0.027767 | 0.34138 | 0.27767 | 3.4138 | 0 | 3.104 | 0 | 0.81356 |  |  |  | 0.22213 | 0.027767 | 0.027767
9 | 2033 | 2033-09-12 | 0.035442 | 0.39507 | 0.35442 | 3.9507 | 0 | 3.9621 | 0 | 1.0385 |  |  |  | 0.28354 | 0.035442 | 0.035442
9 | 2033 | 2033-09-13 | 0.037634 | 0.42354 | 0.37634 | 4.2354 | 0 | 4.2071 | 0 | 1.1027 |  |  |  | 0.30107 | 0.037634 | 0.037634
9 | 2033 | 2033-09-14 | 0.038513 | 0.43461 | 0.38513 | 4.3461 | 0 | 4.3054 | 0 | 1.1284 |  |  |  | 0.3081 | 0.038513 | 0.038513
9 | 2033 | 2033-09-15 | 0.038974 | 0.43905 | 0.38974 | 4.3905 | 1 | 4.357 | 3.784 | 1.142 |  |  |  | 0.3118 | 0.038974 | 0.038974
9 | 2033 | 2033-09-16 | 0.037796 | 0.42104 | 0.37796 | 4.2104 | 0 | 4.2253 | 0 | 1.1074 |  |  |  | 0.30237 | 0.037796 | 0.037796
9 | 2033 | 2033-09-17 | 0.031483 | 0.38264 | 0.31483 | 3.8264 | 0 | 3.5196 | 0 | 0.92247 |  |  |  | 0.25187 | 0.031483 | 0.031483
9 | 2033 | 2033-09-18 | 0.031185 | 0.37574 | 0.31185 | 3.7574 | 0 | 3.4862 | 0 | 0.91373 |  |  |  | 0.24948 | 0.031185 | 0.031185
9 | 2033 | 2033-09-19 | 0.041609 | 0.46224 | 0.41609 | 4.6224 | 0 | 4.6514 | 0 | 1.2191 |  |  |  | 0.33287 | 0.041609 | 0.041609
9 | 2033 | 2033-09-20 | 0.041868 | 0.46285 | 0.41868 | 4.6285 | 0 | 4.6805 | 0 | 1.2267 |  |  |  | 0.33494 | 0.041868 | 0.041868
9 | 2033 | 2033-09-21 | 0.042061 | 0.46166 | 0.42061 | 4.6166 | 0 | 4.7021 | 0 | 1.2324 |  |  |  | 0.33649 | 0.042061 | 0.042061
9 | 2033 | 2033-09-22 | 0.043786 | 0.47886 | 0.43786 | 4.7886 | 0 | 4.8949 | 0 | 1.2829 |  |  |  | 0.35029 | 0.043786 | 0.043786
9 | 2033 | 2033-09-23 | 0.044629 | 0.48526 | 0.44629 | 4.8526 | 0 | 4.9891 | 0 | 1.3076 |  |  |  | 0.35703 | 0.044629 | 0.044629
9 | 2033 | 2033-09-24 | 0.038462 | 0.44681 | 0.38462 | 4.4681 | 0 | 4.2997 | 0 | 1.1269 |  |  |  | 0.3077 | 0.038462 | 0.038462
9 | 2033 | 2033-09-25 | 0.039686 | 0.45625 | 0.39686 | 4.5625 | 1 | 4.4365 | 3.8531 | 1.1628 |  |  |  | 0.31749 | 0.039686 | 0.039686
9 | 2033 | 2033-09-26 | 0.048185 | 0.51398 | 0.48185 | 5.1398 | 0 | 5.3867 | 0 | 1.4118 |  |  |  | 0.38548 | 0.048185 | 0.048185
9 | 2033 | 2033-09-27 | 0.051318 | 0.54779 | 0.51318 | 5.4779 | 0 | 5.7369 | 0 | 1.5036 |  |  |  | 0.41055 | 0.051318 | 0.051318
9 | 2033 | 2033-09-28 | 0.055381 | 0.59496 | 0.55381 | 5.9496 | 1 | 6.1911 | 5.3769 | 1.6227 |  |  |  | 0.44305 | 0.055381 | 0.055381
9 | 2033 | 2033-09-29 | 0.057405 | 0.6129 | 0.57405 | 6.129 | 1 | 6.4174 | 5.5734 | 1.682 |  |  |  | 0.45924 | 0.057405 | 0.057405
9 | 2033 | 2033-09-30 | 0.060019 | 0.64082 | 0.60019 | 6.4082 | 2 | 6.7095 | 5.8577 | 1.7585 |  |  |  | 0.48015 | 0.060019 | 0.060019
10 | 2033 | 2033-10-01 | 0.05125 | 0.58423 | 0.5125 | 5.8423 | 2 | 5.7293 | 5.0019 | 1.5016 |  |  |  | 0.41 | 0.05125 | 0.05125
10 | 2033 | 2033-10-02 | 0.054366 | 0.6107 | 0.54366 | 6.107 | 3 | 6.0777 | 5.3339 | 1.5929 |  |  |  | 0.43493 | 0.054366 | 0.054366
10 | 2033 | 2033-10-03 | 0.063108 | 0.66832 | 0.63108 | 6.6832 | 3 | 7.0549 | 6.1916 | 1.8491 |  |  |  | 0.50486 | 0.063108 | 0.063108
10 | 2033 | 2033-10-04 | 0.064186 | 0.67459 | 0.64186 | 6.7459 | 2 | 7.1754 | 6.2644 | 1.8806 |  |  |  | 0.51349 | 0.064186 | 0.064186
10 | 2033 | 2033-10-05 | 0.065775 | 0.68152 | 0.65775 | 6.8152 | 2 | 7.353 | 6.4195 | 1.9272 |  |  |  | 0.5262 | 0.065775 | 0.065775
10 | 2033 | 2033-10-06 | 0.067422 | 0.7002 | 0.67422 | 7.002 | 2 | 7.5371 | 6.5802 | 1.9755 |  |  |  | 0.53938 | 0.067422 | 0.067422
10 | 2033 | 2033-10-07 | 0.067669 | 0.69861 | 0.67669 | 6.9861 | 1 | 7.5648 | 6.57 | 1.9827 |  |  |  | 0.54135 | 0.067669 | 0.067669
10 | 2033 | 2033-10-08 | 0.063863 | 0.67601 | 0.63863 | 6.7601 | 2 | 7.1393 | 6.2329 | 1.8712 |  |  |  | 0.51091 | 0.063863 | 0.063863
10 | 2033 | 2033-10-09 | 0.067879 | 0.70275 | 0.67879 | 7.0275 | 1 | 7.5882 | 6.5903 | 1.9889 |  |  |  | 0.54303 | 0.067879 | 0.067879
10 | 2033 | 2033-10-10 | 0.075226 | 0.74794 | 0.75226 | 7.4794 | 1 | 8.4095 | 7.3036 | 2.2041 |  |  |  | 0.6018 | 0.075226 | 0.075226
10 | 2033 | 2033-10-11 | 0.079363 | 0.78673 | 0.79363 | 7.8673 | 1 | 8.872 | 7.7053 | 2.3253 |  |  |  | 0.6349 | 0.079363 | 0.079363
10 | 2033 | 2033-10-12 | 0.084131 | 0.82335 | 0.84131 | 8.2335 | 1 | 9.4051 | 8.1682 | 2.465 |  |  |  | 0.67305 | 0.084131 | 0.084131
10 | 2033 | 2033-10-13 | 0.092001 | 0.91303 | 0.92001 | 9.1303 | 2 | 10.2849 | 8.9791 | 2.6956 |  |  |  | 0.73601 | 0.092001 | 0.092001
10 | 2033 | 2033-10-14 | 0.096698 | 0.95586 | 0.96698 | 9.5586 | 4 | 10.81 | 9.5373 | 2.8333 |  |  |  | 0.77359 | 0.096698 | 0.096698
10 | 2033 | 2033-10-15 | 0.091664 | 0.92337 | 0.91664 | 9.2337 | 4 | 10.2472 | 9.0408 | 2.6858 |  |  |  | 0.73331 | 0.091664 | 0.091664
10 | 2033 | 2033-10-16 | 0.093452 | 0.93106 | 0.93452 | 9.3106 | 3 | 10.447 | 9.1686 | 2.7381 |  |  |  | 0.74761 | 0.093452 | 0.093452
10 | 2033 | 2033-10-17 | 0.10616 | 1.0294 | 1.0616 | 10.2941 | 4 | 11.8673 | 10.4701 | 3.1104 |  |  |  | 0.84925 | 0.10616 | 0.10616
10 | 2033 | 2033-10-18 | 0.10938 | 1.0554 | 1.0938 | 10.5539 | 6 | 12.2278 | 10.9036 | 3.2049 |  |  |  | 0.87505 | 0.10938 | 0.10938
10 | 2033 | 2033-10-19 | 0.11517 | 1.1029 | 1.1517 | 11.0286 | 6 | 12.8753 | 11.4809 | 3.3746 |  |  |  | 0.92139 | 0.11517 | 0.11517
10 | 2033 | 2033-10-20 | 0.11637 | 1.0997 | 1.1637 | 10.9975 | 6 | 13.0094 | 11.6005 | 3.4097 |  |  |  | 0.93098 | 0.11637 | 0.11637
10 | 2033 | 2033-10-21 | 0.12122 | 1.1386 | 1.2122 | 11.3856 | 8 | 13.5515 | 12.2145 | 3.5518 |  |  |  | 0.96978 | 0.12122 | 0.12122
10 | 2033 | 2033-10-22 | 0.1207 | 1.1611 | 1.207 | 11.6109 | 8 | 13.4933 | 12.162 | 3.5366 |  |  |  | 0.96561 | 0.1207 | 0.1207
10 | 2033 | 2033-10-23 | 0.12539 | 1.1973 | 1.2539 | 11.9729 | 7 | 14.0172 | 12.5663 | 3.6739 |  |  |  | 1.0031 | 0.12539 | 0.12539
10 | 2033 | 2033-10-24 | 0.13896 | 1.303 | 1.3896 | 13.0304 | 7 | 15.5342 | 13.9263 | 4.0715 |  |  |  | 1.1117 | 0.13896 | 0.13896
10 | 2033 | 2033-10-25 | 0.14221 | 1.3273 | 1.4221 | 13.2733 | 8 | 15.8975 | 14.329 | 4.1667 |  |  |  | 1.1377 | 0.14221 | 0.14221
10 | 2033 | 2033-10-26 | 0.14503 | 1.3373 | 1.4503 | 13.373 | 9 | 16.2134 | 14.6931 | 4.2495 |  |  |  | 1.1603 | 0.14503 | 0.14503
10 | 2033 | 2033-10-27 | 0.15078 | 1.3887 | 1.5078 | 13.8869 | 10 | 16.8561 | 15.359 | 4.4179 |  |  |  | 1.2063 | 0.15078 | 0.15078
10 | 2033 | 2033-10-28 | 0.15429 | 1.4162 | 1.5429 | 14.1619 | 10 | 17.2481 | 15.7162 | 4.5207 |  |  |  | 1.2343 | 0.15429 | 0.15429
10 | 2033 | 2033-10-29 | 0.15317 | 1.4192 | 1.5317 | 14.1923 | 10 | 17.1233 | 15.6025 | 4.488 |  |  |  | 1.2254 | 0.15317 | 0.15317
10 | 2033 | 2033-10-30 | 0.15554 | 1.4292 | 1.5554 | 14.2916 | 9 | 17.3877 | 15.7573 | 4.5573 |  |  |  | 1.2443 | 0.15554 | 0.15554
10 | 2033 | 2033-10-31 | 0.16514 | 1.4906 | 1.6514 | 14.9061 | 11 | 18.4609 | 16.9136 | 4.8385 |  |  |  | 1.3211 | 0.16514 | 0.16514
11 | 2033 | 2033-11-01 | 0.17791 | 1.4028 | 1.7791 | 14.0281 | 10 | 19.8887 | 18.1223 | 5.2128 |  |  |  | 1.4233 | 0.17791 | 0.17791
11 | 2033 | 2033-11-02 | 0.17563 | 1.382 | 1.7563 | 13.8196 | 10 | 19.6343 | 17.8904 | 5.1461 |  |  |  | 1.4051 | 0.17563 | 0.17563
11 | 2033 | 2033-11-03 | 0.18811 | 1.4725 | 1.8811 | 14.7246 | 12 | 9.3198 | 19.3731 | 5.5117 |  |  |  | 0.56434 | 1.1287 | 0.18811
11 | 2033 | 2033-11-04 | 0.19566 | 1.5257 | 1.9566 | 15.2566 | 12 | 9.6938 | 20.1506 | 5.7329 |  |  |  | 0.58698 | 1.174 | 0.19566
11 | 2033 | 2033-11-05 | 0.1914 | 1.4959 | 1.914 | 14.9592 | 13 | 9.4825 | 19.8208 | 5.6079 |  |  |  | 0.57419 | 1.1484 | 0.1914
11 | 2033 | 2033-11-06 | 0.20142 | 1.5657 | 2.0142 | 15.6574 | 13 | 9.9789 | 20.8585 | 5.9015 |  |  |  | 0.60425 | 1.2085 | 0.20142
11 | 2033 | 2033-11-07 | 0.20785 | 1.6019 | 2.0785 | 16.0187 | 13 | 10.2975 | 21.5243 | 6.0899 |  |  |  | 0.62354 | 1.2471 | 0.20785
11 | 2033 | 2033-11-08 | 0.21058 | 1.6178 | 2.1058 | 16.1782 | 13 | 10.4329 | 21.8075 | 6.17 |  |  |  | 0.63174 | 1.2635 | 0.21058
11 | 2033 | 2033-11-09 | 0.21434 | 1.6412 | 2.1434 | 16.4125 | 14 | 10.6194 | 22.403 | 6.2803 |  |  |  | 0.64303 | 1.2861 | 0.21434
11 | 2033 | 2033-11-10 | 0.21948 | 1.677 | 2.1948 | 16.7701 | 13 | 10.8736 | 22.7286 | 6.4306 |  |  |  | 0.65843 | 1.3169 | 0.21948
11 | 2033 | 2033-11-11 | 0.2154 | 1.6385 | 2.154 | 16.3845 | 12 | 10.6717 | 22.1833 | 6.3112 |  |  |  | 0.6462 | 1.2924 | 0.2154
11 | 2033 | 2033-11-12 | 0.2131 | 1.6202 | 2.131 | 16.2023 | 13 | 10.5578 | 22.0685 | 6.2439 |  |  |  | 0.6393 | 1.2786 | 0.2131
11 | 2033 | 2033-11-13 | 0.21924 | 1.6536 | 2.1924 | 16.5365 | 14 | 10.8621 | 22.915 | 6.4238 |  |  |  | 0.65773 | 1.3155 | 0.21924
11 | 2033 | 2033-11-14 | 0.24165 | 1.8144 | 2.4165 | 18.144 | 16 | 11.972 | 25.7338 | 7.0802 |  |  |  | 0.72494 | 1.4499 | 0.24165
11 | 2033 | 2033-11-15 | 0.24163 | 1.8078 | 2.4163 | 18.0776 | 15 | 11.9714 | 25.4917 | 7.0799 |  |  |  | 0.7249 | 1.4498 | 0.24163
11 | 2033 | 2033-11-16 | 0.24038 | 1.7948 | 2.4038 | 17.9484 | 15 | 11.9091 | 25.359 | 7.043 |  |  |  | 0.72113 | 1.4423 | 0.24038
11 | 2033 | 2033-11-17 | 0.2393 | 1.7754 | 2.393 | 17.7538 | 15 | 11.8557 | 25.2453 | 7.0114 |  |  |  | 0.71789 | 1.4358 | 0.2393
11 | 2033 | 2033-11-18 | 0.24881 | 1.846 | 2.4881 | 18.4598 | 14 | 12.3271 | 26.0057 | 7.2902 |  |  |  | 0.74644 | 1.4929 | 0.24881
11 | 2033 | 2033-11-19 | 0.24291 | 1.7993 | 2.4291 | 17.9926 | 15 | 12.0344 | 25.6259 | 7.1171 |  |  |  | 0.72872 | 1.4574 | 0.24291
11 | 2033 | 2033-11-20 | 0.24747 | 1.8287 | 2.4747 | 18.2867 | 15 | 12.2605 | 26.1074 | 7.2509 |  |  |  | 0.74241 | 1.4848 | 0.24747
11 | 2033 | 2033-11-21 | 0.26569 | 1.9574 | 2.6569 | 19.574 | 15 | 13.163 | 28.0291 | 7.7846 |  |  |  | 0.79706 | 1.5941 | 0.26569
11 | 2033 | 2033-11-22 | 0.26631 | 1.9555 | 2.6631 | 19.5551 | 14 | 13.1942 | 27.8349 | 7.803 |  |  |  | 0.79894 | 1.5979 | 0.26631
11 | 2033 | 2033-11-23 | 0.27332 | 1.9964 | 2.7332 | 19.9637 | 15 | 13.5414 | 28.8348 | 8.0084 |  |  |  | 0.81997 | 1.6399 | 0.27332
11 | 2033 | 2033-11-24 | 0.28107 | 2.0494 | 2.8107 | 20.4937 | 18 | 13.9252 | 30.5087 | 8.2354 |  |  |  | 0.84321 | 1.6864 | 0.28107
11 | 2033 | 2033-11-25 | 0.28956 | 2.1075 | 2.8956 | 21.0746 | 18 | 14.3458 | 31.4301 | 8.4841 |  |  |  | 0.86867 | 1.7373 | 0.28956
11 | 2033 | 2033-11-26 | 0.28853 | 2.0987 | 2.8853 | 20.9868 | 19 | 14.2947 | 31.6226 | 8.4538 |  |  |  | 0.86558 | 1.7312 | 0.28853
11 | 2033 | 2033-11-27 | 0.28689 | 2.0727 | 2.8689 | 20.7267 | 18 | 14.2136 | 31.1404 | 8.4059 |  |  |  | 0.86067 | 1.7213 | 0.28689
11 | 2033 | 2033-11-28 | 0.30588 | 2.2078 | 3.0588 | 22.0777 | 19 | 15.1546 | 33.525 | 8.9624 |  |  |  | 0.91765 | 1.8353 | 0.30588
11 | 2033 | 2033-11-29 | 0.31183 | 2.2502 | 3.1183 | 22.5022 | 20 | 15.449 | 34.5117 | 9.1365 |  |  |  | 0.93548 | 1.871 | 0.31183
11 | 2033 | 2033-11-30 | 0.30861 | 2.2185 | 3.0861 | 22.185 | 18 | 15.2896 | 33.498 | 9.0423 |  |  |  | 0.92583 | 1.8517 | 0.30861
12 | 2033 | 2033-12-01 | 0.31294 | 2.0598 | 3.1294 | 20.5984 | 17 | 15.504 | 33.6437 | 9.169 |  |  |  | 0.93881 | 1.8776 | 0.31294
12 | 2033 | 2033-12-02 | 0.32123 | 2.0982 | 3.2123 | 20.9819 | 20 | 15.9149 | 35.5526 | 9.4121 |  |  |  | 0.96369 | 1.9274 | 0.32123
12 | 2033 | 2033-12-03 | 0.32602 | 2.1159 | 3.2602 | 21.1588 | 21 | 16.1522 | 36.4406 | 9.5524 |  |  |  | 0.97806 | 1.9561 | 0.32602
12 | 2033 | 2033-12-04 | 0.33352 | 2.1561 | 3.3352 | 21.5607 | 23 | 16.5237 | 38.0329 | 9.7721 |  |  |  | 1.0006 | 2.0011 | 0.33352
12 | 2033 | 2033-12-05 | 0.34093 | 2.2048 | 3.4093 | 22.0476 | 22 | 16.8907 | 38.4883 | 9.9891 |  |  |  | 1.0228 | 2.0456 | 0.34093
12 | 2033 | 2033-12-06 | 0.34084 | 2.1997 | 3.4084 | 21.9966 | 22 | 16.8863 | 38.4782 | 9.9865 |  |  |  | 1.0225 | 2.045 | 0.34084
12 | 2033 | 2033-12-07 | 0.35153 | 2.262 | 3.5153 | 22.6201 | 24 | 17.4161 | 40.4966 | 10.2998 |  |  |  | 1.0546 | 2.1092 | 0.35153
12 | 2033 | 2033-12-08 | 0.35385 | 2.2803 | 3.5385 | 22.8028 | 23 | 17.5312 | 40.3518 | 10.3679 |  |  |  | 1.0616 | 2.1231 | 0.35385
12 | 2033 | 2033-12-09 | 0.35813 | 2.3005 | 3.5813 | 23.0051 | 22 | 17.7433 | 40.431 | 10.4933 |  |  |  | 1.0744 | 2.1488 | 0.35813
12 | 2033 | 2033-12-10 | 0.35059 | 2.2458 | 3.5059 | 22.4581 | 22 | 17.3696 | 39.5795 | 10.2724 |  |  |  | 1.0518 | 2.1036 | 0.35059
12 | 2033 | 2033-12-11 | 0.35905 | 2.2915 | 3.5905 | 22.9152 | 23 | 17.7888 | 40.9448 | 10.5203 |  |  |  | 1.0772 | 2.1543 | 0.35905
12 | 2033 | 2033-12-12 | 0.36029 | 2.3 | 3.6029 | 22.9998 | 22 | 17.8503 | 40.6748 | 10.5566 |  |  |  | 1.0809 | 2.1618 | 0.36029
12 | 2033 | 2033-12-13 | 0.352 | 2.2522 | 3.52 | 22.5219 | 21 | 17.4392 | 39.3441 | 10.3135 |  |  |  | 1.056 | 2.112 | 0.352
12 | 2033 | 2033-12-14 | 0.35015 | 2.2401 | 3.5015 | 22.4008 | 19 | 17.3477 | 38.3766 | 10.2594 |  |  |  | 1.0505 | 2.1009 | 0.35015
12 | 2033 | 2033-12-15 | 0.35475 | 2.269 | 3.5475 | 22.6897 | 21 | 17.5758 | 39.6522 | 10.3943 |  |  |  | 1.0643 | 2.1285 | 0.35475
12 | 2033 | 2033-12-16 | 0.35309 | 2.2492 | 3.5309 | 22.4921 | 21 | 17.4932 | 39.4659 | 10.3454 |  |  |  | 1.0593 | 2.1185 | 0.35309
12 | 2033 | 2033-12-17 | 0.34993 | 2.2218 | 3.4993 | 22.2183 | 20 | 17.3369 | 38.7292 | 10.253 |  |  |  | 1.0498 | 2.0996 | 0.34993
12 | 2033 | 2033-12-18 | 0.35608 | 2.2514 | 3.5608 | 22.5139 | 21 | 17.6413 | 39.8 | 10.433 |  |  |  | 1.0682 | 2.1365 | 0.35608
12 | 2033 | 2033-12-19 | 0.37068 | 2.344 | 3.7068 | 23.4399 | 23 | 18.3647 | 42.2704 | 10.8608 |  |  |  | 1.112 | 2.2241 | 0.37068
12 | 2033 | 2033-12-20 | 0.36022 | 2.2661 | 3.6022 | 22.6608 | 22 | 17.8464 | 40.6659 | 10.5543 |  |  |  | 1.0806 | 2.1613 | 0.36022
12 | 2033 | 2033-12-21 | 0.4947 | 2.9966 | 4.947 | 29.9656 | 61 | 2.2467 | 102.0821 | 4.3484 |  |  |  | 0.24735 | 4.5513 | 0.14841
12 | 2033 | 2033-12-22 | 0.38399 | 2.4089 | 3.8399 | 24.0893 | 24 | 19.0241 | 44.2355 | 11.2508 |  |  |  | 1.152 | 2.3039 | 0.38399
12 | 2033 | 2033-12-23 | 0.38303 | 2.3927 | 3.8303 | 23.9266 | 24 | 18.9767 | 44.1255 | 11.2228 |  |  |  | 1.1491 | 2.2982 | 0.38303
12 | 2033 | 2033-12-24 | 0.38073 | 2.3713 | 3.8073 | 23.7132 | 25 | 18.8626 | 44.313 | 11.1553 |  |  |  | 1.1422 | 2.2844 | 0.38073
12 | 2033 | 2033-12-25 | 0.37642 | 2.3479 | 3.7642 | 23.4795 | 25 | 18.6494 | 43.8121 | 11.0292 |  |  |  | 1.1293 | 2.2585 | 0.37642
12 | 2033 | 2033-12-26 | 0.38486 | 2.3987 | 3.8486 | 23.9866 | 25 | 19.0674 | 44.7942 | 11.2764 |  |  |  | 1.1546 | 2.3092 | 0.38486
12 | 2033 | 2033-12-27 | 0.38715 | 2.4114 | 3.8715 | 24.1139 | 25 | 19.1806 | 45.0601 | 11.3434 |  |  |  | 1.1614 | 2.3229 | 0.38715
12 | 2033 | 2033-12-28 | 0.38969 | 2.4223 | 3.8969 | 24.2231 | 25 | 19.3065 | 45.3558 | 11.4178 |  |  |  | 1.1691 | 2.3381 | 0.38969
12 | 2033 | 2033-12-29 | 0.3796 | 2.3451 | 3.796 | 23.4511 | 25 | 18.8066 | 44.1813 | 11.1222 |  |  |  | 1.1388 | 2.2776 | 0.3796
12 | 2033 | 2033-12-30 | 0.38147 | 2.3545 | 3.8147 | 23.5454 | 23 | 18.8993 | 43.5008 | 11.177 |  |  |  | 1.1444 | 2.2888 | 0.38147
12 | 2033 | 2033-12-31 | 0.37295 | 2.3032 | 3.7295 | 23.0321 | 23 | 18.4773 | 42.5295 | 10.9274 |  |  |  | 1.1188 | 2.2377 | 0.37295
1 | 2034 | 2034-01-01 | 0.40166 | 2.4874 | 4.0166 | 24.8744 | 25 | 19.8999 | 46.7499 | 11.7688 |  |  |  | 1.205 | 2.41 | 0.40166
1 | 2034 | 2034-01-02 | 0.4066 | 2.529 | 4.066 | 25.2895 | 23 | 20.1446 | 46.3673 | 11.9135 |  |  |  | 1.2198 | 2.4396 | 0.4066
1 | 2034 | 2034-01-03 | 0.40365 | 2.5068 | 4.0365 | 25.0679 | 22 | 19.9981 | 45.5689 | 11.8268 |  |  |  | 1.2109 | 2.4219 | 0.40365
1 | 2034 | 2034-01-04 | 0.3987 | 2.4816 | 3.987 | 24.8157 | 21 | 19.7528 | 44.5637 | 11.6818 |  |  |  | 1.1961 | 2.3922 | 0.3987
1 | 2034 | 2034-01-05 | 0.40271 | 2.502 | 4.0271 | 25.0203 | 21 | 19.9516 | 45.0121 | 11.7993 |  |  |  | 1.2081 | 2.4162 | 0.40271
1 | 2034 | 2034-01-06 | 0.40178 | 2.4976 | 4.0178 | 24.9765 | 21 | 19.9055 | 44.9083 | 11.7721 |  |  |  | 1.2053 | 2.4107 | 0.40178
1 | 2034 | 2034-01-07 | 0.39464 | 2.4385 | 3.9464 | 24.3848 | 20 | 19.5521 | 43.6779 | 11.5631 |  |  |  | 1.1839 | 2.3679 | 0.39464
1 | 2034 | 2034-01-08 | 0.39874 | 2.461 | 3.9874 | 24.6101 | 20 | 19.7552 | 44.1314 | 11.6832 |  |  |  | 1.1962 | 2.3925 | 0.39874
1 | 2034 | 2034-01-09 | 0.40828 | 2.5227 | 4.0828 | 25.2272 | 23 | 20.2275 | 46.558 | 11.9625 |  |  |  | 1.2248 | 2.4497 | 0.40828
1 | 2034 | 2034-01-10 | 0.41403 | 2.5461 | 4.1403 | 25.4608 | 24 | 20.5128 | 47.6971 | 12.1312 |  |  |  | 1.2421 | 2.4842 | 0.41403
1 | 2034 | 2034-01-11 | 0.41216 | 2.5297 | 4.1216 | 25.2972 | 24 | 20.4199 | 47.4813 | 12.0763 |  |  |  | 1.2365 | 2.473 | 0.41216
1 | 2034 | 2034-01-12 | 0.40796 | 2.5089 | 4.0796 | 25.0894 | 23 | 20.2117 | 46.5217 | 11.9532 |  |  |  | 1.2239 | 2.4477 | 0.40796
1 | 2034 | 2034-01-13 | 0.40469 | 2.4939 | 4.0469 | 24.9386 | 23 | 20.0497 | 46.1488 | 11.8574 |  |  |  | 1.2141 | 2.4281 | 0.40469
1 | 2034 | 2034-01-14 | 0.39947 | 2.4486 | 3.9947 | 24.4859 | 23 | 19.7913 | 45.554 | 11.7045 |  |  |  | 1.1984 | 2.3968 | 0.39947
1 | 2034 | 2034-01-15 | 0.39752 | 2.4414 | 3.9752 | 24.4138 | 21 | 19.6944 | 44.4318 | 11.6472 |  |  |  | 1.1925 | 2.3851 | 0.39752
1 | 2034 | 2034-01-16 | 0.40854 | 2.5062 | 4.0854 | 25.0623 | 22 | 20.2407 | 46.1218 | 11.9703 |  |  |  | 1.2256 | 2.4513 | 0.40854
1 | 2034 | 2034-01-17 | 0.40572 | 2.4908 | 4.0572 | 24.9084 | 23 | 20.1007 | 46.2662 | 11.8875 |  |  |  | 1.2172 | 2.4343 | 0.40572
1 | 2034 | 2034-01-18 | 0.40175 | 2.4662 | 4.0175 | 24.6619 | 23 | 19.9041 | 45.8136 | 11.7712 |  |  |  | 1.2052 | 2.4105 | 0.40175
1 | 2034 | 2034-01-19 | 0.39415 | 2.4195 | 3.9415 | 24.1952 | 22 | 19.5277 | 44.4972 | 11.5487 |  |  |  | 1.1825 | 2.3649 | 0.39415
1 | 2034 | 2034-01-20 | 0.39121 | 2.4061 | 3.9121 | 24.0612 | 21 | 19.382 | 43.7271 | 11.4625 |  |  |  | 1.1736 | 2.3473 | 0.39121
1 | 2034 | 2034-01-21 | 0.38358 | 2.3513 | 3.8358 | 23.513 | 24 | 19.0038 | 44.1885 | 11.2388 |  |  |  | 1.1507 | 2.3015 | 0.38358
1 | 2034 | 2034-01-22 | 0.38879 | 2.3777 | 3.8879 | 23.7769 | 24 | 19.2621 | 44.789 | 11.3916 |  |  |  | 1.1664 | 2.3327 | 0.38879
1 | 2034 | 2034-01-23 | 0.39065 | 2.3976 | 3.9065 | 23.9762 | 22 | 19.3544 | 44.1021 | 11.4461 |  |  |  | 1.172 | 2.3439 | 0.39065
1 | 2034 | 2034-01-24 | 0.38576 | 2.3677 | 3.8576 | 23.6769 | 20 | 19.1121 | 42.695 | 11.3029 |  |  |  | 1.1573 | 2.3146 | 0.38576
1 | 2034 | 2034-01-25 | 0.3782 | 2.3255 | 3.782 | 23.2548 | 20 | 18.7374 | 41.8577 | 11.0812 |  |  |  | 1.1346 | 2.2692 | 0.3782
1 | 2034 | 2034-01-26 | 0.37101 | 2.2789 | 3.7101 | 22.7895 | 19 | 18.3813 | 40.663 | 10.8706 |  |  |  | 1.113 | 2.2261 | 0.37101
1 | 2034 | 2034-01-27 | 0.36846 | 2.2676 | 3.6846 | 22.6756 | 17 | 18.2547 | 39.6128 | 10.7958 |  |  |  | 1.1054 | 2.2107 | 0.36846
1 | 2034 | 2034-01-28 | 0.36333 | 2.228 | 3.6333 | 22.2797 | 19 | 18.0009 | 39.8215 | 10.6457 |  |  |  | 1.09 | 2.18 | 0.36333
1 | 2034 | 2034-01-29 | 0.36581 | 2.2391 | 3.6581 | 22.3905 | 21 | 18.1235 | 40.8878 | 10.7182 |  |  |  | 1.0974 | 2.1949 | 0.36581
1 | 2034 | 2034-01-30 | 0.37675 | 2.3076 | 3.7675 | 23.0762 | 20 | 18.6657 | 41.6976 | 11.0388 |  |  |  | 1.1303 | 2.2605 | 0.37675
1 | 2034 | 2034-01-31 | 0.37877 | 2.3103 | 3.7877 | 23.1028 | 23 | 18.7655 | 43.1929 | 11.0979 |  |  |  | 1.1363 | 2.2726 | 0.37877
2 | 2034 | 2034-02-01 | 0.37939 | 2.3525 | 3.7939 | 23.5247 | 23 | 18.7966 | 43.2644 | 11.1162 |  |  |  | 1.1382 | 2.2764 | 0.37939
2 | 2034 | 2034-02-02 | 0.37912 | 2.35 | 3.7912 | 23.4997 | 22 | 18.7828 | 42.7997 | 11.1081 |  |  |  | 1.1373 | 2.2747 | 0.37912
2 | 2034 | 2034-02-03 | 0.3722 | 2.3096 | 3.722 | 23.0964 | 20 | 18.4399 | 41.1933 | 10.9053 |  |  |  | 1.1166 | 2.2332 | 0.3722
2 | 2034 | 2034-02-04 | 0.36517 | 2.2576 | 3.6517 | 22.5764 | 20 | 18.0919 | 40.4158 | 10.6995 |  |  |  | 1.0955 | 2.191 | 0.36517
2 | 2034 | 2034-02-05 | 0.35676 | 2.209 | 3.5676 | 22.0896 | 19 | 17.6753 | 39.1013 | 10.4531 |  |  |  | 1.0703 | 2.1406 | 0.35676
2 | 2034 | 2034-02-06 | 0.36775 | 2.2789 | 3.6775 | 22.7889 | 18 | 18.2194 | 39.9169 | 10.7749 |  |  |  | 1.1032 | 2.2065 | 0.36775
2 | 2034 | 2034-02-07 | 0.36977 | 2.2893 | 3.6977 | 22.8927 | 20 | 18.3196 | 40.9244 | 10.8342 |  |  |  | 1.1093 | 2.2186 | 0.36977
2 | 2034 | 2034-02-08 | 0.36026 | 2.2342 | 3.6026 | 22.3423 | 19 | 17.8486 | 39.4847 | 10.5556 |  |  |  | 1.0808 | 2.1616 | 0.36026
2 | 2034 | 2034-02-09 | 0.35366 | 2.1959 | 3.5366 | 21.9585 | 19 | 17.5215 | 38.761 | 10.3622 |  |  |  | 1.061 | 2.1219 | 0.35366
2 | 2034 | 2034-02-10 | 0.35317 | 2.1929 | 3.5317 | 21.9292 | 19 | 17.4975 | 38.7079 | 10.348 |  |  |  | 1.0595 | 2.119 | 0.35317
2 | 2034 | 2034-02-11 | 0.34136 | 2.1163 | 3.4136 | 21.1625 | 19 | 16.9122 | 37.4132 | 10.0019 |  |  |  | 1.0241 | 2.0482 | 0.34136
2 | 2034 | 2034-02-12 | 0.34222 | 2.12 | 3.4222 | 21.1996 | 19 | 16.955 | 37.5077 | 10.0271 |  |  |  | 1.0267 | 2.0533 | 0.34222
2 | 2034 | 2034-02-13 | 0.34427 | 2.1391 | 3.4427 | 21.3906 | 18 | 17.0563 | 37.3686 | 10.0871 |  |  |  | 1.0328 | 2.0656 | 0.34427
2 | 2034 | 2034-02-14 | 0.33904 | 2.1085 | 3.3904 | 21.0849 | 17 | 16.7972 | 36.4499 | 9.9338 |  |  |  | 1.0171 | 2.0342 | 0.33904
2 | 2034 | 2034-02-15 | 0.33517 | 2.0862 | 3.3517 | 20.8619 | 16 | 16.6056 | 35.6937 | 9.8205 |  |  |  | 1.0055 | 2.011 | 0.33517
2 | 2034 | 2034-02-16 | 0.3341 | 2.0779 | 3.341 | 20.7794 | 16 | 16.5527 | 35.5799 | 9.7892 |  |  |  | 1.0023 | 2.0046 | 0.3341
2 | 2034 | 2034-02-17 | 0.33019 | 2.0549 | 3.3019 | 20.5486 | 15 | 16.3586 | 34.8336 | 9.6744 |  |  |  | 0.99056 | 1.9811 | 0.33019
2 | 2034 | 2034-02-18 | 0.31831 | 1.9773 | 3.1831 | 19.7732 | 16 | 15.7702 | 33.8979 | 9.3264 |  |  |  | 0.95492 | 1.9098 | 0.31831
2 | 2034 | 2034-02-19 | 0.31336 | 1.9484 | 3.1336 | 19.484 | 16 | 15.5248 | 33.3705 | 9.1813 |  |  |  | 0.94007 | 1.8801 | 0.31336
2 | 2034 | 2034-02-20 | 0.3217 | 2.0041 | 3.217 | 20.0405 | 16 | 15.9382 | 34.2592 | 9.4258 |  |  |  | 0.9651 | 1.9302 | 0.3217
2 | 2034 | 2034-02-21 | 0.3193 | 1.9895 | 3.193 | 19.8946 | 15 | 15.8194 | 33.6854 | 9.3555 |  |  |  | 0.95791 | 1.9158 | 0.3193
2 | 2034 | 2034-02-22 | 0.30604 | 1.9113 | 3.0604 | 19.1127 | 14 | 15.1625 | 31.9873 | 8.967 |  |  |  | 0.91813 | 1.8363 | 0.30604
2 | 2034 | 2034-02-23 | 0.30994 | 1.9343 | 3.0994 | 19.3427 | 15 | 15.3555 | 32.6976 | 9.0812 |  |  |  | 0.92982 | 1.8596 | 0.30994
2 | 2034 | 2034-02-24 | 0.30739 | 1.9191 | 3.0739 | 19.1913 | 16 | 15.2293 | 32.7353 | 9.0066 |  |  |  | 0.92217 | 1.8443 | 0.30739
2 | 2034 | 2034-02-25 | 0.29789 | 1.8539 | 2.9789 | 18.5388 | 14 | 14.7587 | 31.1354 | 8.7282 |  |  |  | 0.89368 | 1.7874 | 0.29789
2 | 2034 | 2034-02-26 | 0.29471 | 1.8373 | 2.9471 | 18.3728 | 15 | 14.6013 | 31.0916 | 8.6351 |  |  |  | 0.88414 | 1.7683 | 0.29471
2 | 2034 | 2034-02-27 | 0.29727 | 1.8585 | 2.9727 | 18.585 | 13 | 14.7277 | 30.7847 | 8.71 |  |  |  | 0.8918 | 1.7836 | 0.29727
2 | 2034 | 2034-02-28 | 0.29143 | 1.8241 | 2.9143 | 18.241 | 14 | 14.4386 | 30.4602 | 8.539 |  |  |  | 0.8743 | 1.7486 | 0.29143
3 | 2034 | 2034-03-01 | 0.29898 | 1.9311 | 2.9898 | 19.3109 | 13 | 14.8123 | 30.9615 | 8.76 |  |  |  | 0.89693 | 1.7939 | 0.29898
3 | 2034 | 2034-03-02 | 0.29842 | 1.9283 | 2.9842 | 19.2828 | 14 | 14.7847 | 31.1904 | 8.7437 |  |  |  | 0.89525 | 1.7905 | 0.29842
3 | 2034 | 2034-03-03 | 0.29446 | 1.9035 | 2.9446 | 19.0347 | 13 | 14.5885 | 30.4936 | 8.6276 |  |  |  | 0.88337 | 1.7667 | 0.29446
3 | 2034 | 2034-03-04 | 0.28388 | 1.8332 | 2.8388 | 18.3316 | 13 | 14.0644 | 29.3982 | 8.3177 |  |  |  | 0.85164 | 1.7033 | 0.28388
3 | 2034 | 2034-03-05 | 0.27984 | 1.8079 | 2.7984 | 18.0786 | 13 | 13.8645 | 28.9804 | 8.1995 |  |  |  | 0.83953 | 1.6791 | 0.27984
3 | 2034 | 2034-03-06 | 0.28003 | 1.8131 | 2.8003 | 18.1314 | 12 | 13.8735 | 28.8389 | 8.2047 |  |  |  | 0.84008 | 1.6802 | 0.28003
3 | 2034 | 2034-03-07 | 0.27712 | 1.7953 | 2.7712 | 17.953 | 10 | 30.9793 | 28.2278 | 8.1196 |  |  |  | 2.2169 | 0.27712 | 0.27712
3 | 2034 | 2034-03-08 | 0.27024 | 1.7518 | 2.7024 | 17.5182 | 9 | 30.2103 | 27.3776 | 7.918 |  |  |  | 2.1619 | 0.27024 | 0.27024
3 | 2034 | 2034-03-09 | 0.27361 | 1.7741 | 2.7361 | 17.7411 | 12 | 13.5557 | 28.1784 | 8.0168 |  |  |  | 0.82083 | 1.6417 | 0.27361
3 | 2034 | 2034-03-10 | 0.2732 | 1.7721 | 2.732 | 17.7206 | 11 | 30.5417 | 27.9819 | 8.0049 |  |  |  | 2.1856 | 0.2732 | 0.2732
3 | 2034 | 2034-03-11 | 0.25526 | 1.6541 | 2.5526 | 16.5413 | 11 | 28.5352 | 26.1436 | 7.479 |  |  |  | 2.042 | 0.25526 | 0.25526
3 | 2034 | 2034-03-12 | 0.25202 | 1.6339 | 2.5202 | 16.3393 | 10 | 28.1736 | 25.6713 | 7.3842 |  |  |  | 2.0162 | 0.25202 | 0.25202
3 | 2034 | 2034-03-13 | 0.2562 | 1.6647 | 2.562 | 16.6473 | 10 | 28.6411 | 26.0973 | 7.5067 |  |  |  | 2.0496 | 0.2562 | 0.2562
3 | 2034 | 2034-03-14 | 0.25091 | 1.6311 | 2.5091 | 16.3115 | 10 | 28.0489 | 25.5577 | 7.3515 |  |  |  | 2.0072 | 0.25091 | 0.25091
3 | 2034 | 2034-03-15 | 0.2394 | 1.5577 | 2.394 | 15.5771 | 9 | 26.7628 | 24.2534 | 7.0144 |  |  |  | 1.9152 | 0.2394 | 0.2394
3 | 2034 | 2034-03-16 | 0.2373 | 1.5447 | 2.373 | 15.4473 | 9 | 26.5277 | 24.0403 | 6.9528 |  |  |  | 1.8984 | 0.2373 | 0.2373
3 | 2034 | 2034-03-17 | 0.23753 | 1.5468 | 2.3753 | 15.4675 | 9 | 26.5539 | 24.064 | 6.9597 |  |  |  | 1.9003 | 0.23753 | 0.23753
3 | 2034 | 2034-03-18 | 0.23221 | 1.5097 | 2.3221 | 15.0967 | 10 | 25.9584 | 23.6529 | 6.8036 |  |  |  | 1.8576 | 0.23221 | 0.23221
3 | 2034 | 2034-03-19 | 0.23077 | 1.5009 | 2.3077 | 15.0095 | 11 | 25.7979 | 23.6357 | 6.7615 |  |  |  | 1.8462 | 0.23077 | 0.23077
3 | 2034 | 2034-03-20 | 0.23962 | 1.5615 | 2.3962 | 15.6148 | 11 | 26.7869 | 24.5418 | 7.0208 |  |  |  | 1.9169 | 0.23962 | 0.23962
3 | 2034 | 2034-03-21 | 0.23895 | 1.5577 | 2.3895 | 15.5767 | 12 | 11.8383 | 24.6084 | 7.0012 |  |  |  | 0.71684 | 1.4337 | 0.23895
3 | 2034 | 2034-03-22 | 0.23036 | 1.5028 | 2.3036 | 15.0276 | 10 | 25.7516 | 23.4645 | 6.7494 |  |  |  | 1.8428 | 0.23036 | 0.23036
3 | 2034 | 2034-03-23 | 0.22773 | 1.4862 | 2.2773 | 14.8616 | 10 | 25.4585 | 23.1974 | 6.6726 |  |  |  | 1.8219 | 0.22773 | 0.22773
3 | 2034 | 2034-03-24 | 0.22526 | 1.4706 | 2.2526 | 14.7056 | 11 | 25.182 | 23.0715 | 6.6001 |  |  |  | 1.8021 | 0.22526 | 0.22526
3 | 2034 | 2034-03-25 | 0.21466 | 1.3995 | 2.1466 | 13.9945 | 12 | 10.6349 | 22.107 | 6.2895 |  |  |  | 0.64397 | 1.2879 | 0.21466
3 | 2034 | 2034-03-26 | 0.2101 | 1.3704 | 2.101 | 13.7042 | 9 | 23.487 | 21.2847 | 6.1559 |  |  |  | 1.6808 | 0.2101 | 0.2101
3 | 2034 | 2034-03-27 | 0.21487 | 1.4045 | 2.1487 | 14.0455 | 10 | 24.0207 | 21.8873 | 6.2957 |  |  |  | 1.719 | 0.21487 | 0.21487
3 | 2034 | 2034-03-28 | 0.21562 | 1.4094 | 2.1562 | 14.0943 | 10 | 24.1046 | 21.9637 | 6.3177 |  |  |  | 1.725 | 0.21562 | 0.21562
3 | 2034 | 2034-03-29 | 0.21223 | 1.3879 | 2.1223 | 13.8792 | 10 | 23.7257 | 21.6185 | 6.2184 |  |  |  | 1.6979 | 0.21223 | 0.21223
3 | 2034 | 2034-03-30 | 0.20656 | 1.3516 | 2.0656 | 13.516 | 10 | 23.0917 | 21.0408 | 6.0523 |  |  |  | 1.6525 | 0.20656 | 0.20656
3 | 2034 | 2034-03-31 | 0.19837 | 1.2991 | 1.9837 | 12.991 | 8 | 22.1762 | 19.9883 | 5.8123 |  |  |  | 1.587 | 0.19837 | 0.19837
4 | 2034 | 2034-04-01 | 0.18039 | 1.1495 | 1.8039 | 11.4954 | 7 | 20.1665 | 18.0791 | 5.2856 |  |  |  | 1.4432 | 0.18039 | 0.18039
4 | 2034 | 2034-04-02 | 0.18173 | 1.1553 | 1.8173 | 11.5535 | 10 | 20.3154 | 18.5111 | 5.3246 |  |  |  | 1.4538 | 0.18173 | 0.18173
4 | 2034 | 2034-04-03 | 0.19123 | 1.2164 | 1.9123 | 12.1641 | 10 | 21.3782 | 19.4794 | 5.6031 |  |  |  | 1.5299 | 0.19123 | 0.19123
4 | 2034 | 2034-04-04 | 0.18086 | 1.1554 | 1.8086 | 11.5539 | 9 | 20.2187 | 18.3229 | 5.2993 |  |  |  | 1.4469 | 0.18086 | 0.18086
4 | 2034 | 2034-04-05 | 0.17892 | 1.1428 | 1.7892 | 11.4275 | 9 | 20.0021 | 18.1266 | 5.2425 |  |  |  | 1.4314 | 0.17892 | 0.17892
4 | 2034 | 2034-04-06 | 0.17217 | 1.1025 | 1.7217 | 11.0246 | 8 | 19.247 | 17.348 | 5.0446 |  |  |  | 1.3774 | 0.17217 | 0.17217
4 | 2034 | 2034-04-07 | 0.17053 | 1.0923 | 1.7053 | 10.9226 | 7 | 19.0639 | 17.0906 | 4.9966 |  |  |  | 1.3643 | 0.17053 | 0.17053
4 | 2034 | 2034-04-08 | 0.16364 | 1.0424 | 1.6364 | 10.4237 | 9 | 18.2934 | 16.5781 | 4.7946 |  |  |  | 1.3091 | 0.16364 | 0.16364
4 | 2034 | 2034-04-09 | 0.16048 | 1.0227 | 1.6048 | 10.2269 | 8 | 17.9406 | 16.1706 | 4.7022 |  |  |  | 1.2839 | 0.16048 | 0.16048
4 | 2034 | 2034-04-10 | 0.15927 | 1.0231 | 1.5927 | 10.2312 | 8 | 17.8044 | 16.0478 | 4.6665 |  |  |  | 1.2741 | 0.15927 | 0.15927
4 | 2034 | 2034-04-11 | 0.15774 | 1.0128 | 1.5774 | 10.1279 | 6 | 17.6337 | 15.724 | 4.6217 |  |  |  | 1.2619 | 0.15774 | 0.15774
4 | 2034 | 2034-04-12 | 0.15807 | 1.0126 | 1.5807 | 10.1256 | 7 | 17.671 | 15.8419 | 4.6315 |  |  |  | 1.2646 | 0.15807 | 0.15807
4 | 2034 | 2034-04-13 | 0.15959 | 1.0208 | 1.5959 | 10.2079 | 9 | 17.8405 | 16.1676 | 4.6759 |  |  |  | 1.2767 | 0.15959 | 0.15959
4 | 2034 | 2034-04-14 | 0.15293 | 0.98115 | 1.5293 | 9.8115 | 8 | 17.0965 | 15.4097 | 4.4809 |  |  |  | 1.2235 | 0.15293 | 0.15293
4 | 2034 | 2034-04-15 | 0.13974 | 0.89434 | 1.3974 | 8.9434 | 7 | 15.6212 | 14.0043 | 4.0943 |  |  |  | 1.1179 | 0.13974 | 0.13974
4 | 2034 | 2034-04-16 | 0.13454 | 0.86377 | 1.3454 | 8.6377 | 7 | 15.0404 | 13.4836 | 3.942 |  |  |  | 1.0763 | 0.13454 | 0.13454
4 | 2034 | 2034-04-17 | 0.13445 | 0.87061 | 1.3445 | 8.7061 | 6 | 15.0304 | 13.4026 | 3.9394 |  |  |  | 1.0756 | 0.13445 | 0.13445
4 | 2034 | 2034-04-18 | 0.12776 | 0.83071 | 1.2776 | 8.3071 | 4 | 14.2819 | 12.6005 | 3.7432 |  |  |  | 1.022 | 0.12776 | 0.12776
4 | 2034 | 2034-04-19 | 0.12931 | 0.83841 | 1.2931 | 8.3841 | 5 | 14.4561 | 12.822 | 3.7889 |  |  |  | 1.0345 | 0.12931 | 0.12931
4 | 2034 | 2034-04-20 | 0.13478 | 0.86883 | 1.3478 | 8.6883 | 7 | 15.0667 | 13.5072 | 3.9489 |  |  |  | 1.0782 | 0.13478 | 0.13478
4 | 2034 | 2034-04-21 | 0.1375 | 0.88367 | 1.375 | 8.8367 | 7 | 15.3718 | 13.7807 | 4.0289 |  |  |  | 1.1 | 0.1375 | 0.1375
4 | 2034 | 2034-04-22 | 0.12795 | 0.81914 | 1.2795 | 8.1914 | 7 | 14.3038 | 12.8233 | 3.749 |  |  |  | 1.0236 | 0.12795 | 0.12795
4 | 2034 | 2034-04-23 | 0.11891 | 0.76631 | 1.1891 | 7.6631 | 6 | 13.2927 | 11.8531 | 3.484 |  |  |  | 0.95125 | 0.11891 | 0.11891
4 | 2034 | 2034-04-24 | 0.12235 | 0.79342 | 1.2235 | 7.9342 | 7 | 13.6776 | 12.2618 | 3.5848 |  |  |  | 0.9788 | 0.12235 | 0.12235
4 | 2034 | 2034-04-25 | 0.1227 | 0.79472 | 1.227 | 7.9472 | 6 | 13.717 | 12.2314 | 3.5952 |  |  |  | 0.98162 | 0.1227 | 0.1227
4 | 2034 | 2034-04-26 | 0.12043 | 0.78077 | 1.2043 | 7.8077 | 6 | 13.4632 | 12.0052 | 3.5287 |  |  |  | 0.96346 | 0.12043 | 0.12043
4 | 2034 | 2034-04-27 | 0.11754 | 0.76387 | 1.1754 | 7.6387 | 6 | 13.1399 | 11.7169 | 3.4439 |  |  |  | 0.94032 | 0.11754 | 0.11754
4 | 2034 | 2034-04-28 | 0.1136 | 0.73991 | 1.136 | 7.3991 | 6 | 12.6998 | 11.3245 | 3.3286 |  |  |  | 0.90883 | 0.1136 | 0.1136
4 | 2034 | 2034-04-29 | 0.10276 | 0.66927 | 1.0276 | 6.6927 | 6 | 11.4871 | 10.2431 | 3.0107 |  |  |  | 0.82204 | 0.10276 | 0.10276
4 | 2034 | 2034-04-30 | 0.098232 | 0.6422 | 0.98232 | 6.422 | 4 | 10.9814 | 9.6885 | 2.8782 |  |  |  | 0.78585 | 0.098232 | 0.098232
5 | 2034 | 2034-05-01 | 0.086023 | 0.5885 | 0.86023 | 5.885 | 4 | 9.6166 | 8.4844 | 2.5205 |  |  |  | 0.68819 | 0.086023 | 0.086023
5 | 2034 | 2034-05-02 | 0.083386 | 0.57073 | 0.83386 | 5.7073 | 3 | 9.3218 | 8.1811 | 2.4432 |  |  |  | 0.66709 | 0.083386 | 0.083386
5 | 2034 | 2034-05-03 | 0.081363 | 0.55799 | 0.81363 | 5.5799 | 3 | 9.0956 | 7.9826 | 2.3839 |  |  |  | 0.6509 | 0.081363 | 0.081363
5 | 2034 | 2034-05-04 | 0.081781 | 0.56176 | 0.81781 | 5.6176 | 3 | 9.1423 | 8.0236 | 2.3962 |  |  |  | 0.65425 | 0.081781 | 0.081781
5 | 2034 | 2034-05-05 | 0.081203 | 0.55931 | 0.81203 | 5.5931 | 4 | 9.0777 | 8.009 | 2.3792 |  |  |  | 0.64962 | 0.081203 | 0.081203
5 | 2034 | 2034-05-06 | 0.071489 | 0.49442 | 0.71489 | 4.9442 | 3 | 7.9918 | 7.0139 | 2.0946 |  |  |  | 0.57191 | 0.071489 | 0.071489
5 | 2034 | 2034-05-07 | 0.069915 | 0.48667 | 0.69915 | 4.8667 | 3 | 7.8159 | 6.8595 | 2.0485 |  |  |  | 0.55932 | 0.069915 | 0.069915
5 | 2034 | 2034-05-08 | 0.074185 | 0.51427 | 0.74185 | 5.1427 | 2 | 8.2932 | 7.2402 | 2.1736 |  |  |  | 0.59348 | 0.074185 | 0.074185
5 | 2034 | 2034-05-09 | 0.073416 | 0.50853 | 0.73416 | 5.0853 | 3 | 8.2073 | 7.2029 | 2.1511 |  |  |  | 0.58733 | 0.073416 | 0.073416
5 | 2034 | 2034-05-10 | 0.071858 | 0.50158 | 0.71858 | 5.0158 | 3 | 8.0331 | 7.0501 | 2.1054 |  |  |  | 0.57487 | 0.071858 | 0.071858
5 | 2034 | 2034-05-11 | 0.07115 | 0.49796 | 0.7115 | 4.9796 | 3 | 7.9539 | 6.9806 | 2.0847 |  |  |  | 0.5692 | 0.07115 | 0.07115
5 | 2034 | 2034-05-12 | 0.069076 | 0.48556 | 0.69076 | 4.8556 | 2 | 7.7221 | 6.7417 | 2.0239 |  |  |  | 0.55261 | 0.069076 | 0.069076
5 | 2034 | 2034-05-13 | 0.060574 | 0.42877 | 0.60574 | 4.2877 | 2 | 6.7716 | 5.9119 | 1.7748 |  |  |  | 0.48459 | 0.060574 | 0.060574
5 | 2034 | 2034-05-14 | 0.05807 | 0.41253 | 0.5807 | 4.1253 | 2 | 6.4917 | 5.6675 | 1.7015 |  |  |  | 0.46456 | 0.05807 | 0.05807
5 | 2034 | 2034-05-15 | 0.065663 | 0.46592 | 0.65663 | 4.6592 | 2 | 7.3405 | 6.4085 | 1.9239 |  |  |  | 0.5253 | 0.065663 | 0.065663
5 | 2034 | 2034-05-16 | 0.066134 | 0.46963 | 0.66134 | 4.6963 | 2 | 7.3932 | 6.4545 | 1.9377 |  |  |  | 0.52907 | 0.066134 | 0.066134
5 | 2034 | 2034-05-17 | 0.066574 | 0.47531 | 0.66574 | 4.7531 | 3 | 7.4423 | 6.5316 | 1.9506 |  |  |  | 0.53259 | 0.066574 | 0.066574
5 | 2034 | 2034-05-18 | 0.063168 | 0.45198 | 0.63168 | 4.5198 | 2 | 7.0616 | 6.165 | 1.8508 |  |  |  | 0.50534 | 0.063168 | 0.063168
5 | 2034 | 2034-05-19 | 0.062081 | 0.44701 | 0.62081 | 4.4701 | 2 | 6.9401 | 6.0589 | 1.819 |  |  |  | 0.49665 | 0.062081 | 0.062081
5 | 2034 | 2034-05-20 | 0.052928 | 0.38504 | 0.52928 | 3.8504 | 1 | 5.9169 | 5.1387 | 1.5508 |  |  |  | 0.42342 | 0.052928 | 0.052928
5 | 2034 | 2034-05-21 | 0.052125 | 0.37998 | 0.52125 | 3.7998 | 2 | 5.8271 | 5.0872 | 1.5273 |  |  |  | 0.417 | 0.052125 | 0.052125
5 | 2034 | 2034-05-22 | 0.058802 | 0.4257 | 0.58802 | 4.257 | 2 | 6.5735 | 5.7389 | 1.7229 |  |  |  | 0.47042 | 0.058802 | 0.058802
5 | 2034 | 2034-05-23 | 0.057558 | 0.41915 | 0.57558 | 4.1915 | 1 | 6.4345 | 5.5883 | 1.6865 |  |  |  | 0.46047 | 0.057558 | 0.057558
5 | 2034 | 2034-05-24 | 0.056675 | 0.4156 | 0.56675 | 4.156 | 1 | 6.3357 | 5.5025 | 1.6606 |  |  |  | 0.4534 | 0.056675 | 0.056675
5 | 2034 | 2034-05-25 | 0.056193 | 0.41444 | 0.56193 | 4.1444 | 1 | 6.2818 | 5.4557 | 1.6464 |  |  |  | 0.44954 | 0.056193 | 0.056193
5 | 2034 | 2034-05-26 | 0.056144 | 0.41461 | 0.56144 | 4.1461 | 2 | 6.2764 | 5.4795 | 1.645 |  |  |  | 0.44916 | 0.056144 | 0.056144
5 | 2034 | 2034-05-27 | 0.046757 | 0.35296 | 0.46757 | 3.5296 | 1 | 5.2269 | 4.5396 | 1.37 |  |  |  | 0.37405 | 0.046757 | 0.046757
5 | 2034 | 2034-05-28 | 0.045865 | 0.34767 | 0.45865 | 3.4767 | 0 | 5.1273 | 0 | 1.3438 |  |  |  | 0.36692 | 0.045865 | 0.045865
5 | 2034 | 2034-05-29 | 0.05348 | 0.40203 | 0.5348 | 4.0203 | 1 | 5.9785 | 5.1923 | 1.567 |  |  |  | 0.42784 | 0.05348 | 0.05348
5 | 2034 | 2034-05-30 | 0.051962 | 0.39433 | 0.51962 | 3.9433 | 1 | 5.8089 | 5.0449 | 1.5225 |  |  |  | 0.4157 | 0.051962 | 0.051962
5 | 2034 | 2034-05-31 | 0.051784 | 0.39344 | 0.51784 | 3.9344 | 1 | 5.789 | 5.0277 | 1.5173 |  |  |  | 0.41427 | 0.051784 | 0.051784
6 | 2034 | 2034-06-01 | 0.048012 | 0.37749 | 0.48012 | 3.7749 | 0 | 5.3673 | 0 | 1.4067 |  |  |  | 0.38409 | 0.048012 | 0.048012
6 | 2034 | 2034-06-02 | 0.0475 | 0.37424 | 0.475 | 3.7424 | 0 | 5.3101 | 0 | 1.3918 |  |  |  | 0.38 | 0.0475 | 0.0475
6 | 2034 | 2034-06-03 | 0.039529 | 0.32096 | 0.39529 | 3.2096 | 0 | 4.419 | 0 | 1.1582 |  |  |  | 0.31623 | 0.039529 | 0.039529
6 | 2034 | 2034-06-04 | 0.039169 | 0.31979 | 0.39169 | 3.1979 | 1 | 4.3787 | 3.8029 | 1.1476 |  |  |  | 0.31335 | 0.039169 | 0.039169
6 | 2034 | 2034-06-05 | 0.046477 | 0.37175 | 0.46477 | 3.7175 | 0 | 5.1957 | 0 | 1.3618 |  |  |  | 0.37182 | 0.046477 | 0.046477
6 | 2034 | 2034-06-06 | 0.046269 | 0.37182 | 0.46269 | 3.7182 | 0 | 5.1725 | 0 | 1.3557 |  |  |  | 0.37015 | 0.046269 | 0.046269
6 | 2034 | 2034-06-07 | 0.046206 | 0.37269 | 0.46206 | 3.7269 | 0 | 5.1654 | 0 | 1.3538 |  |  |  | 0.36964 | 0.046206 | 0.046206
6 | 2034 | 2034-06-08 | 0.045906 | 0.37182 | 0.45906 | 3.7182 | 0 | 5.1318 | 0 | 1.345 |  |  |  | 0.36724 | 0.045906 | 0.045906
6 | 2034 | 2034-06-09 | 0.045963 | 0.3739 | 0.45963 | 3.739 | 0 | 5.1382 | 0 | 1.3467 |  |  |  | 0.3677 | 0.045963 | 0.045963
6 | 2034 | 2034-06-10 | 0.038453 | 0.32434 | 0.38453 | 3.2434 | 0 | 4.2987 | 0 | 1.1267 |  |  |  | 0.30763 | 0.038453 | 0.038453
6 | 2034 | 2034-06-11 | 0.038088 | 0.32225 | 0.38088 | 3.2225 | 0 | 4.2579 | 0 | 1.116 |  |  |  | 0.3047 | 0.038088 | 0.038088
6 | 2034 | 2034-06-12 | 0.045515 | 0.37441 | 0.45515 | 3.7441 | 0 | 5.0882 | 0 | 1.3336 |  |  |  | 0.36412 | 0.045515 | 0.045515
6 | 2034 | 2034-06-13 | 0.045744 | 0.37798 | 0.45744 | 3.7798 | 0 | 5.1137 | 0 | 1.3403 |  |  |  | 0.36595 | 0.045744 | 0.045744
6 | 2034 | 2034-06-14 | 0.045346 | 0.37554 | 0.45346 | 3.7554 | 0 | 5.0693 | 0 | 1.3286 |  |  |  | 0.36277 | 0.045346 | 0.045346
6 | 2034 | 2034-06-15 | 0.045302 | 0.37643 | 0.45302 | 3.7643 | 0 | 5.0644 | 0 | 1.3274 |  |  |  | 0.36242 | 0.045302 | 0.045302
6 | 2034 | 2034-06-16 | 0.045631 | 0.38018 | 0.45631 | 3.8018 | 0 | 5.1011 | 0 | 1.337 |  |  |  | 0.36505 | 0.045631 | 0.045631
6 | 2034 | 2034-06-17 | 0.038033 | 0.32885 | 0.38033 | 3.2885 | 0 | 4.2518 | 0 | 1.1144 |  |  |  | 0.30427 | 0.038033 | 0.038033
6 | 2034 | 2034-06-18 | 0.038008 | 0.32995 | 0.38008 | 3.2995 | 0 | 4.249 | 0 | 1.1136 |  |  |  | 0.30407 | 0.038008 | 0.038008
6 | 2034 | 2034-06-19 | 0.045643 | 0.3837 | 0.45643 | 3.837 | 0 | 5.1024 | 0 | 1.3373 |  |  |  | 0.36514 | 0.045643 | 0.045643
6 | 2034 | 2034-06-20 | 0.045636 | 0.38442 | 0.45636 | 3.8442 | 0 | 5.1016 | 0 | 1.3371 |  |  |  | 0.36509 | 0.045636 | 0.045636
6 | 2034 | 2034-06-21 | 0.045628 | 0.38551 | 0.45628 | 3.8551 | 0 | 5.1008 | 0 | 1.3369 |  |  |  | 0.36503 | 0.045628 | 0.045628
6 | 2034 | 2034-06-22 | 0.04588 | 0.38862 | 0.4588 | 3.8862 | 0 | 5.1289 | 0 | 1.3443 |  |  |  | 0.36704 | 0.04588 | 0.04588
6 | 2034 | 2034-06-23 | 0.045847 | 0.38819 | 0.45847 | 3.8819 | 0 | 5.1253 | 0 | 1.3433 |  |  |  | 0.36678 | 0.045847 | 0.045847
6 | 2034 | 2034-06-24 | 0.0383 | 0.33709 | 0.383 | 3.3709 | 0 | 4.2816 | 0 | 1.1222 |  |  |  | 0.3064 | 0.0383 | 0.0383
6 | 2034 | 2034-06-25 | 0.038311 | 0.33791 | 0.38311 | 3.3791 | 0 | 4.2828 | 0 | 1.1225 |  |  |  | 0.30649 | 0.038311 | 0.038311
6 | 2034 | 2034-06-26 | 0.045814 | 0.39016 | 0.45814 | 3.9016 | 0 | 5.1216 | 0 | 1.3424 |  |  |  | 0.36652 | 0.045814 | 0.045814
6 | 2034 | 2034-06-27 | 0.046091 | 0.3928 | 0.46091 | 3.928 | 0 | 5.1525 | 0 | 1.3505 |  |  |  | 0.36873 | 0.046091 | 0.046091
6 | 2034 | 2034-06-28 | 0.046234 | 0.39443 | 0.46234 | 3.9443 | 0 | 5.1686 | 0 | 1.3547 |  |  |  | 0.36988 | 0.046234 | 0.046234
6 | 2034 | 2034-06-29 | 0.046299 | 0.39565 | 0.46299 | 3.9565 | 0 | 5.1758 | 0 | 1.3566 |  |  |  | 0.37039 | 0.046299 | 0.046299
6 | 2034 | 2034-06-30 | 0.046305 | 0.3962 | 0.46305 | 3.962 | 0 | 5.1765 | 0 | 1.3567 |  |  |  | 0.37044 | 0.046305 | 0.046305
7 | 2034 | 2034-07-01 | 0.039795 | 0.37593 | 0.39795 | 3.7593 | 0 | 4.4487 | 0 | 1.166 |  |  |  | 0.31836 | 0.039795 | 0.039795
7 | 2034 | 2034-07-02 | 0.040132 | 0.38236 | 0.40132 | 3.8236 | 0 | 4.4864 | 0 | 1.1759 |  |  |  | 0.32106 | 0.040132 | 0.040132
7 | 2034 | 2034-07-03 | 0.047949 | 0.43975 | 0.47949 | 4.3975 | 0 | 5.3603 | 0 | 1.4049 |  |  |  | 0.38359 | 0.047949 | 0.047949
7 | 2034 | 2034-07-04 | 0.04751 | 0.43014 | 0.4751 | 4.3014 | 0 | 5.3112 | 0 | 1.3921 |  |  |  | 0.38008 | 0.04751 | 0.04751
7 | 2034 | 2034-07-05 | 0.047618 | 0.432 | 0.47618 | 4.32 | 0 | 5.3232 | 0 | 1.3952 |  |  |  | 0.38094 | 0.047618 | 0.047618
7 | 2034 | 2034-07-06 | 0.047539 | 0.43009 | 0.47539 | 4.3009 | 0 | 5.3144 | 0 | 1.3929 |  |  |  | 0.38031 | 0.047539 | 0.047539
7 | 2034 | 2034-07-07 | 0.047653 | 0.43232 | 0.47653 | 4.3232 | 0 | 5.3272 | 0 | 1.3962 |  |  |  | 0.38123 | 0.047653 | 0.047653
7 | 2034 | 2034-07-08 | 0.040063 | 0.37911 | 0.40063 | 3.7911 | 0 | 4.4787 | 0 | 1.1738 |  |  |  | 0.3205 | 0.040063 | 0.040063
7 | 2034 | 2034-07-09 | 0.04018 | 0.38169 | 0.4018 | 3.8169 | 0 | 4.4918 | 0 | 1.1773 |  |  |  | 0.32144 | 0.04018 | 0.04018
7 | 2034 | 2034-07-10 | 0.048033 | 0.44067 | 0.48033 | 4.4067 | 0 | 5.3697 | 0 | 1.4074 |  |  |  | 0.38427 | 0.048033 | 0.048033
7 | 2034 | 2034-07-11 | 0.047507 | 0.43018 | 0.47507 | 4.3018 | 0 | 5.3108 | 0 | 1.392 |  |  |  | 0.38006 | 0.047507 | 0.047507
7 | 2034 | 2034-07-12 | 0.047275 | 0.42603 | 0.47275 | 4.2603 | 0 | 5.2849 | 0 | 1.3852 |  |  |  | 0.3782 | 0.047275 | 0.047275
7 | 2034 | 2034-07-13 | 0.047429 | 0.43011 | 0.47429 | 4.3011 | 0 | 5.3021 | 0 | 1.3897 |  |  |  | 0.37943 | 0.047429 | 0.047429
7 | 2034 | 2034-07-14 | 0.047292 | 0.42833 | 0.47292 | 4.2833 | 0 | 5.2868 | 0 | 1.3856 |  |  |  | 0.37833 | 0.047292 | 0.047292
7 | 2034 | 2034-07-15 | 0.039912 | 0.38083 | 0.39912 | 3.8083 | 0 | 4.4618 | 0 | 1.1694 |  |  |  | 0.3193 | 0.039912 | 0.039912
7 | 2034 | 2034-07-16 | 0.039827 | 0.38058 | 0.39827 | 3.8058 | 0 | 4.4523 | 0 | 1.1669 |  |  |  | 0.31861 | 0.039827 | 0.039827
7 | 2034 | 2034-07-17 | 0.047327 | 0.43367 | 0.47327 | 4.3367 | 0 | 5.2907 | 0 | 1.3867 |  |  |  | 0.37861 | 0.047327 | 0.047327
7 | 2034 | 2034-07-18 | 0.047145 | 0.4319 | 0.47145 | 4.319 | 0 | 5.2704 | 0 | 1.3813 |  |  |  | 0.37716 | 0.047145 | 0.047145
7 | 2034 | 2034-07-19 | 0.046856 | 0.42816 | 0.46856 | 4.2816 | 0 | 5.2381 | 0 | 1.3729 |  |  |  | 0.37485 | 0.046856 | 0.046856
7 | 2034 | 2034-07-20 | 0.046578 | 0.42488 | 0.46578 | 4.2488 | 0 | 5.207 | 0 | 1.3647 |  |  |  | 0.37262 | 0.046578 | 0.046578
7 | 2034 | 2034-07-21 | 0.046251 | 0.42085 | 0.46251 | 4.2085 | 0 | 5.1704 | 0 | 1.3551 |  |  |  | 0.37001 | 0.046251 | 0.046251
7 | 2034 | 2034-07-22 | 0.038622 | 0.3699 | 0.38622 | 3.699 | 0 | 4.3175 | 0 | 1.1316 |  |  |  | 0.30897 | 0.038622 | 0.038622
7 | 2034 | 2034-07-23 | 0.038226 | 0.36498 | 0.38226 | 3.6498 | 0 | 4.2734 | 0 | 1.12 |  |  |  | 0.30581 | 0.038226 | 0.038226
7 | 2034 | 2034-07-24 | 0.045504 | 0.41524 | 0.45504 | 4.1524 | 0 | 5.0869 | 0 | 1.3333 |  |  |  | 0.36403 | 0.045504 | 0.045504
7 | 2034 | 2034-07-25 | 0.045217 | 0.4131 | 0.45217 | 4.131 | 0 | 5.0548 | 0 | 1.3249 |  |  |  | 0.36173 | 0.045217 | 0.045217
7 | 2034 | 2034-07-26 | 0.044999 | 0.41267 | 0.44999 | 4.1267 | 0 | 5.0305 | 0 | 1.3185 |  |  |  | 0.35999 | 0.044999 | 0.044999
7 | 2034 | 2034-07-27 | 0.04488 | 0.41456 | 0.4488 | 4.1456 | 0 | 5.0171 | 0 | 1.315 |  |  |  | 0.35904 | 0.04488 | 0.04488
7 | 2034 | 2034-07-28 | 0.044041 | 0.40171 | 0.44041 | 4.0171 | 0 | 4.9234 | 0 | 1.2904 |  |  |  | 0.35233 | 0.044041 | 0.044041
7 | 2034 | 2034-07-29 | 0.036312 | 0.35051 | 0.36312 | 3.5051 | 0 | 4.0593 | 0 | 1.0639 |  |  |  | 0.29049 | 0.036312 | 0.036312
7 | 2034 | 2034-07-30 | 0.035966 | 0.34843 | 0.35966 | 3.4843 | 0 | 4.0206 | 0 | 1.0538 |  |  |  | 0.28773 | 0.035966 | 0.035966
7 | 2034 | 2034-07-31 | 0.043061 | 0.3967 | 0.43061 | 3.967 | 0 | 4.8139 | 0 | 1.2617 |  |  |  | 0.34449 | 0.043061 | 0.043061
8 | 2034 | 2034-08-01 | 0.030166 | 0.24461 | 0.30166 | 2.4461 | 0 | 3.3722 | 0 | 0.88385 |  |  |  | 0.24132 | 0.030166 | 0.030166
8 | 2034 | 2034-08-02 | 0.0286 | 0.22949 | 0.286 | 2.2949 | 0 | 3.1972 | 0 | 0.83797 |  |  |  | 0.2288 | 0.0286 | 0.0286
8 | 2034 | 2034-08-03 | 0.030457 | 0.25086 | 0.30457 | 2.5086 | 0 | 3.4048 | 0 | 0.89238 |  |  |  | 0.24365 | 0.030457 | 0.030457
8 | 2034 | 2034-08-04 | 0.029247 | 0.23969 | 0.29247 | 2.3969 | 0 | 3.2696 | 0 | 0.85695 |  |  |  | 0.23398 | 0.029247 | 0.029247
8 | 2034 | 2034-08-05 | 0.02051 | 0.17683 | 0.2051 | 1.7683 | 0 | 2.2929 | 0 | 0.60096 |  |  |  | 0.16408 | 0.02051 | 0.02051
8 | 2034 | 2034-08-06 | 0.020235 | 0.17574 | 0.20235 | 1.7574 | 0 | 2.262 | 0 | 0.59287 |  |  |  | 0.16188 | 0.020235 | 0.020235
8 | 2034 | 2034-08-07 | 0.027466 | 0.22629 | 0.27466 | 2.2629 | 0 | 3.0705 | 0 | 0.80477 |  |  |  | 0.21973 | 0.027466 | 0.027466
8 | 2034 | 2034-08-08 | 0.027175 | 0.22517 | 0.27175 | 2.2517 | 0 | 3.0379 | 0 | 0.79621 |  |  |  | 0.2174 | 0.027175 | 0.027175
8 | 2034 | 2034-08-09 | 0.026686 | 0.22203 | 0.26686 | 2.2203 | 0 | 2.9832 | 0 | 0.78189 |  |  |  | 0.21349 | 0.026686 | 0.026686
8 | 2034 | 2034-08-10 | 0.026574 | 0.22296 | 0.26574 | 2.2296 | 0 | 2.9708 | 0 | 0.77863 |  |  |  | 0.2126 | 0.026574 | 0.026574
8 | 2034 | 2034-08-11 | 0.025887 | 0.21784 | 0.25887 | 2.1784 | 0 | 2.894 | 0 | 0.7585 |  |  |  | 0.2071 | 0.025887 | 0.025887
8 | 2034 | 2034-08-12 | 0.018255 | 0.16719 | 0.18255 | 1.6719 | 0 | 2.0408 | 0 | 0.53488 |  |  |  | 0.14604 | 0.018255 | 0.018255
8 | 2034 | 2034-08-13 | 0.017758 | 0.16419 | 0.17758 | 1.6419 | 0 | 1.9852 | 0 | 0.52031 |  |  |  | 0.14206 | 0.017758 | 0.017758
8 | 2034 | 2034-08-14 | 0.023825 | 0.20277 | 0.23825 | 2.0277 | 0 | 2.6634 | 0 | 0.69806 |  |  |  | 0.1906 | 0.023825 | 0.023825
8 | 2034 | 2034-08-15 | 0.023524 | 0.20196 | 0.23524 | 2.0196 | 0 | 2.6297 | 0 | 0.68925 |  |  |  | 0.18819 | 0.023524 | 0.023524
8 | 2034 | 2034-08-16 | 0.02361 | 0.2053 | 0.2361 | 2.053 | 0 | 2.6394 | 0 | 0.69178 |  |  |  | 0.18888 | 0.02361 | 0.02361
8 | 2034 | 2034-08-17 | 0.023513 | 0.20673 | 0.23513 | 2.0673 | 0 | 2.6286 | 0 | 0.68894 |  |  |  | 0.18811 | 0.023513 | 0.023513
8 | 2034 | 2034-08-18 | 0.023616 | 0.21031 | 0.23616 | 2.1031 | 0 | 2.6401 | 0 | 0.69195 |  |  |  | 0.18893 | 0.023616 | 0.023616
8 | 2034 | 2034-08-19 | 0.01316 | 0.12989 | 0.1316 | 1.2989 | 0 | 1.4711 | 0 | 0.38558 |  |  |  | 0.10528 | 0.01316 | 0.01316
8 | 2034 | 2034-08-20 | 0.014241 | 0.14392 | 0.14241 | 1.4392 | 0 | 1.592 | 0 | 0.41727 |  |  |  | 0.11393 | 0.014241 | 0.014241
8 | 2034 | 2034-08-21 | 0.019227 | 0.17119 | 0.19227 | 1.7119 | 0 | 2.1494 | 0 | 0.56335 |  |  |  | 0.15382 | 0.019227 | 0.019227
8 | 2034 | 2034-08-22 | 0.021868 | 0.20182 | 0.21868 | 2.0182 | 0 | 2.4446 | 0 | 0.64073 |  |  |  | 0.17494 | 0.021868 | 0.021868
8 | 2034 | 2034-08-23 | 0.021283 | 0.19812 | 0.21283 | 1.9812 | 0 | 2.3792 | 0 | 0.62358 |  |  |  | 0.17026 | 0.021283 | 0.021283
8 | 2034 | 2034-08-24 | 0.018046 | 0.16622 | 0.18046 | 1.6622 | 0 | 2.0173 | 0 | 0.52874 |  |  |  | 0.14437 | 0.018046 | 0.018046
8 | 2034 | 2034-08-25 | 0.019986 | 0.18935 | 0.19986 | 1.8935 | 0 | 2.2343 | 0 | 0.5856 |  |  |  | 0.15989 | 0.019986 | 0.019986
8 | 2034 | 2034-08-26 | 0.012718 | 0.1428 | 0.12718 | 1.428 | 0 | 1.4217 | 0 | 0.37263 |  |  |  | 0.10174 | 0.012718 | 0.012718
8 | 2034 | 2034-08-27 | 0.011847 | 0.13598 | 0.11847 | 1.3598 | 0 | 1.3244 | 0 | 0.34713 |  |  |  | 0.094779 | 0.011847 | 0.011847
8 | 2034 | 2034-08-28 | 0.018905 | 0.18514 | 0.18905 | 1.8514 | 0 | 2.1134 | 0 | 0.55391 |  |  |  | 0.15124 | 0.018905 | 0.018905
8 | 2034 | 2034-08-29 | 0.015423 | 0.15045 | 0.15423 | 1.5045 | 0 | 1.7241 | 0 | 0.45188 |  |  |  | 0.12338 | 0.015423 | 0.015423
8 | 2034 | 2034-08-30 | 0.018465 | 0.18508 | 0.18465 | 1.8508 | 0 | 2.0642 | 0 | 0.54102 |  |  |  | 0.14772 | 0.018465 | 0.018465
8 | 2034 | 2034-08-31 | 0.017725 | 0.17941 | 0.17725 | 1.7941 | 0 | 1.9814 | 0 | 0.51933 |  |  |  | 0.1418 | 0.017725 | 0.017725
9 | 2034 | 2034-09-01 | 0.033007 | 0.35165 | 0.33007 | 3.5165 | 0 | 3.6898 | 0 | 0.96709 |  |  |  | 0.26405 | 0.033007 | 0.033007
9 | 2034 | 2034-09-02 | 0.02613 | 0.31002 | 0.2613 | 3.1002 | 0 | 2.9211 | 0 | 0.76562 |  |  |  | 0.20904 | 0.02613 | 0.02613
9 | 2034 | 2034-09-03 | 0.026395 | 0.31529 | 0.26395 | 3.1529 | 0 | 2.9507 | 0 | 0.77337 |  |  |  | 0.21116 | 0.026395 | 0.026395
9 | 2034 | 2034-09-04 | 0.033027 | 0.35774 | 0.33027 | 3.5774 | 0 | 3.6921 | 0 | 0.96769 |  |  |  | 0.26422 | 0.033027 | 0.033027
9 | 2034 | 2034-09-05 | 0.032964 | 0.35861 | 0.32964 | 3.5861 | 0 | 3.685 | 0 | 0.96584 |  |  |  | 0.26371 | 0.032964 | 0.032964
9 | 2034 | 2034-09-06 | 0.032844 | 0.35858 | 0.32844 | 3.5858 | 0 | 3.6716 | 0 | 0.96233 |  |  |  | 0.26275 | 0.032844 | 0.032844
9 | 2034 | 2034-09-07 | 0.032982 | 0.36151 | 0.32982 | 3.6151 | 0 | 3.6871 | 0 | 0.96637 |  |  |  | 0.26386 | 0.032982 | 0.032982
9 | 2034 | 2034-09-08 | 0.033797 | 0.3725 | 0.33797 | 3.725 | 0 | 3.7782 | 0 | 0.99026 |  |  |  | 0.27038 | 0.033797 | 0.033797
9 | 2034 | 2034-09-09 | 0.026732 | 0.32714 | 0.26732 | 3.2714 | 0 | 2.9884 | 0 | 0.78325 |  |  |  | 0.21386 | 0.026732 | 0.026732
9 | 2034 | 2034-09-10 | 0.027537 | 0.33792 | 0.27537 | 3.3792 | 0 | 3.0784 | 0 | 0.80685 |  |  |  | 0.2203 | 0.027537 | 0.027537
9 | 2034 | 2034-09-11 | 0.035634 | 0.39793 | 0.35634 | 3.9793 | 0 | 3.9836 | 0 | 1.0441 |  |  |  | 0.28507 | 0.035634 | 0.035634
9 | 2034 | 2034-09-12 | 0.036227 | 0.40596 | 0.36227 | 4.0596 | 0 | 4.0499 | 0 | 1.0615 |  |  |  | 0.28982 | 0.036227 | 0.036227
9 | 2034 | 2034-09-13 | 0.03616 | 0.4038 | 0.3616 | 4.038 | 0 | 4.0423 | 0 | 1.0595 |  |  |  | 0.28928 | 0.03616 | 0.03616
9 | 2034 | 2034-09-14 | 0.035976 | 0.40051 | 0.35976 | 4.0051 | 0 | 4.0218 | 0 | 1.0541 |  |  |  | 0.28781 | 0.035976 | 0.035976
9 | 2034 | 2034-09-15 | 0.036721 | 0.4089 | 0.36721 | 4.089 | 0 | 4.1051 | 0 | 1.0759 |  |  |  | 0.29377 | 0.036721 | 0.036721
9 | 2034 | 2034-09-16 | 0.029058 | 0.35336 | 0.29058 | 3.5336 | 0 | 3.2484 | 0 | 0.85139 |  |  |  | 0.23246 | 0.029058 | 0.029058
9 | 2034 | 2034-09-17 | 0.029946 | 0.36244 | 0.29946 | 3.6244 | 0 | 3.3476 | 0 | 0.87741 |  |  |  | 0.23957 | 0.029946 | 0.029946
9 | 2034 | 2034-09-18 | 0.038792 | 0.42946 | 0.38792 | 4.2946 | 0 | 4.3366 | 0 | 1.1366 |  |  |  | 0.31034 | 0.038792 | 0.038792
9 | 2034 | 2034-09-19 | 0.040934 | 0.45401 | 0.40934 | 4.5401 | 0 | 4.5761 | 0 | 1.1994 |  |  |  | 0.32748 | 0.040934 | 0.040934
9 | 2034 | 2034-09-20 | 0.041476 | 0.45857 | 0.41476 | 4.5857 | 1 | 4.6366 | 4.0269 | 1.2152 |  |  |  | 0.33181 | 0.041476 | 0.041476
9 | 2034 | 2034-09-21 | 0.0424 | 0.46744 | 0.424 | 4.6744 | 1 | 4.7399 | 4.1166 | 1.2423 |  |  |  | 0.3392 | 0.0424 | 0.0424
9 | 2034 | 2034-09-22 | 0.044256 | 0.48655 | 0.44256 | 4.8655 | 1 | 4.9474 | 4.2968 | 1.2967 |  |  |  | 0.35405 | 0.044256 | 0.044256
9 | 2034 | 2034-09-23 | 0.037864 | 0.44524 | 0.37864 | 4.4524 | 1 | 4.2328 | 3.6762 | 1.1094 |  |  |  | 0.30291 | 0.037864 | 0.037864
9 | 2034 | 2034-09-24 | 0.038897 | 0.45426 | 0.38897 | 4.5426 | 0 | 4.3483 | 0 | 1.1397 |  |  |  | 0.31117 | 0.038897 | 0.038897
9 | 2034 | 2034-09-25 | 0.047469 | 0.5132 | 0.47469 | 5.132 | 1 | 5.3065 | 4.6087 | 1.3908 |  |  |  | 0.37975 | 0.047469 | 0.047469
9 | 2034 | 2034-09-26 | 0.04963 | 0.53543 | 0.4963 | 5.3543 | 1 | 5.5482 | 4.8186 | 1.4542 |  |  |  | 0.39704 | 0.04963 | 0.04963
9 | 2034 | 2034-09-27 | 0.051548 | 0.55285 | 0.51548 | 5.5285 | 1 | 5.7626 | 5.0048 | 1.5104 |  |  |  | 0.41239 | 0.051548 | 0.051548
9 | 2034 | 2034-09-28 | 0.053199 | 0.56736 | 0.53199 | 5.6736 | 0 | 5.9472 | 0 | 1.5587 |  |  |  | 0.42559 | 0.053199 | 0.053199
9 | 2034 | 2034-09-29 | 0.055803 | 0.59332 | 0.55803 | 5.9332 | 1 | 6.2383 | 5.4179 | 1.635 |  |  |  | 0.44643 | 0.055803 | 0.055803
9 | 2034 | 2034-09-30 | 0.048788 | 0.54098 | 0.48788 | 5.4098 | 0 | 5.454 | 0 | 1.4295 |  |  |  | 0.3903 | 0.048788 | 0.048788
10 | 2034 | 2034-10-01 | 0.046181 | 0.52707 | 0.46181 | 5.2707 | 1 | 5.1626 | 4.4837 | 1.3531 |  |  |  | 0.36945 | 0.046181 | 0.046181
10 | 2034 | 2034-10-02 | 0.057823 | 0.617 | 0.57823 | 6.17 | 2 | 6.4641 | 5.6434 | 1.6942 |  |  |  | 0.46259 | 0.057823 | 0.057823
10 | 2034 | 2034-10-03 | 0.058516 | 0.6169 | 0.58516 | 6.169 | 1 | 6.5415 | 5.6813 | 1.7145 |  |  |  | 0.46813 | 0.058516 | 0.058516
10 | 2034 | 2034-10-04 | 0.062147 | 0.65285 | 0.62147 | 6.5285 | 1 | 6.9474 | 6.0338 | 1.8209 |  |  |  | 0.49717 | 0.062147 | 0.062147
10 | 2034 | 2034-10-05 | 0.066803 | 0.69544 | 0.66803 | 6.9544 | 3 | 7.4679 | 6.5541 | 1.9573 |  |  |  | 0.53442 | 0.066803 | 0.066803
10 | 2034 | 2034-10-06 | 0.071003 | 0.74381 | 0.71003 | 7.4381 | 2 | 7.9375 | 6.9297 | 2.0804 |  |  |  | 0.56802 | 0.071003 | 0.071003
10 | 2034 | 2034-10-07 | 0.063716 | 0.69046 | 0.63716 | 6.9046 | 2 | 7.1229 | 6.2185 | 1.8669 |  |  |  | 0.50973 | 0.063716 | 0.063716
10 | 2034 | 2034-10-08 | 0.067152 | 0.71644 | 0.67152 | 7.1644 | 3 | 7.507 | 6.5883 | 1.9676 |  |  |  | 0.53722 | 0.067152 | 0.067152
10 | 2034 | 2034-10-09 | 0.077896 | 0.7858 | 0.77896 | 7.858 | 2 | 8.708 | 7.6024 | 2.2823 |  |  |  | 0.62317 | 0.077896 | 0.077896
10 | 2034 | 2034-10-10 | 0.078995 | 0.79414 | 0.78995 | 7.9414 | 2 | 8.8309 | 7.7097 | 2.3145 |  |  |  | 0.63196 | 0.078995 | 0.078995
10 | 2034 | 2034-10-11 | 0.083887 | 0.84178 | 0.83887 | 8.4178 | 3 | 9.3777 | 8.2302 | 2.4579 |  |  |  | 0.67109 | 0.083887 | 0.083887
10 | 2034 | 2034-10-12 | 0.087353 | 0.86342 | 0.87353 | 8.6342 | 3 | 9.7653 | 8.5703 | 2.5594 |  |  |  | 0.69882 | 0.087353 | 0.087353
10 | 2034 | 2034-10-13 | 0.088009 | 0.8696 | 0.88009 | 8.696 | 3 | 9.8386 | 8.6346 | 2.5787 |  |  |  | 0.70407 | 0.088009 | 0.088009
10 | 2034 | 2034-10-14 | 0.083888 | 0.8458 | 0.83888 | 8.458 | 3 | 9.3779 | 8.2304 | 2.4579 |  |  |  | 0.67111 | 0.083888 | 0.083888
10 | 2034 | 2034-10-15 | 0.089698 | 0.90362 | 0.89698 | 9.0362 | 4 | 10.0274 | 8.8468 | 2.6281 |  |  |  | 0.71758 | 0.089698 | 0.089698
10 | 2034 | 2034-10-16 | 0.099501 | 0.96886 | 0.99501 | 9.6886 | 4 | 11.1233 | 9.8138 | 2.9154 |  |  |  | 0.79601 | 0.099501 | 0.099501
10 | 2034 | 2034-10-17 | 0.10467 | 1.0155 | 1.0467 | 10.1549 | 4 | 11.7017 | 10.324 | 3.067 |  |  |  | 0.8374 | 0.10467 | 0.10467
10 | 2034 | 2034-10-18 | 0.10969 | 1.0623 | 1.0969 | 10.6225 | 6 | 12.2618 | 10.9339 | 3.2138 |  |  |  | 0.87748 | 0.10969 | 0.10969
10 | 2034 | 2034-10-19 | 0.11058 | 1.0531 | 1.1058 | 10.5306 | 4 | 12.3618 | 10.9064 | 3.24 |  |  |  | 0.88464 | 0.11058 | 0.11058
10 | 2034 | 2034-10-20 | 0.11922 | 1.1363 | 1.1922 | 11.3629 | 6 | 13.3279 | 11.8845 | 3.4932 |  |  |  | 0.95377 | 0.11922 | 0.11922
10 | 2034 | 2034-10-21 | 0.11654 | 1.1234 | 1.1654 | 11.2339 | 8 | 13.0283 | 11.7429 | 3.4147 |  |  |  | 0.93234 | 0.11654 | 0.11654
10 | 2034 | 2034-10-22 | 0.12198 | 1.1797 | 1.2198 | 11.7967 | 7 | 13.6366 | 12.2252 | 3.5741 |  |  |  | 0.97587 | 0.12198 | 0.12198
10 | 2034 | 2034-10-23 | 0.13443 | 1.2705 | 1.3443 | 12.7046 | 8 | 15.0283 | 13.5456 | 3.9389 |  |  |  | 1.0755 | 0.13443 | 0.13443
10 | 2034 | 2034-10-24 | 0.13559 | 1.2679 | 1.3559 | 12.6791 | 8 | 15.1577 | 13.6622 | 3.9728 |  |  |  | 1.0847 | 0.13559 | 0.13559
10 | 2034 | 2034-10-25 | 0.14012 | 1.3071 | 1.4012 | 13.0706 | 8 | 15.6636 | 14.1182 | 4.1054 |  |  |  | 1.1209 | 0.14012 | 0.14012
10 | 2034 | 2034-10-26 | 0.14396 | 1.3289 | 1.4396 | 13.2893 | 8 | 16.0934 | 14.5056 | 4.218 |  |  |  | 1.1517 | 0.14396 | 0.14396
10 | 2034 | 2034-10-27 | 0.14764 | 1.3565 | 1.4764 | 13.5645 | 7 | 16.5051 | 14.7968 | 4.3259 |  |  |  | 1.1811 | 0.14764 | 0.14764
10 | 2034 | 2034-10-28 | 0.14825 | 1.3859 | 1.4825 | 13.8591 | 9 | 16.5733 | 15.0193 | 4.3438 |  |  |  | 1.186 | 0.14825 | 0.14825
10 | 2034 | 2034-10-29 | 0.14796 | 1.3631 | 1.4796 | 13.6313 | 8 | 16.5407 | 14.9088 | 4.3353 |  |  |  | 1.1837 | 0.14796 | 0.14796
10 | 2034 | 2034-10-30 | 0.15989 | 1.4485 | 1.5989 | 14.4854 | 9 | 17.8745 | 16.1984 | 4.6848 |  |  |  | 1.2791 | 0.15989 | 0.15989
10 | 2034 | 2034-10-31 | 0.16377 | 1.4792 | 1.6377 | 14.7918 | 10 | 18.3079 | 16.6819 | 4.7984 |  |  |  | 1.3102 | 0.16377 | 0.16377
11 | 2034 | 2034-11-01 | 0.17088 | 1.3517 | 1.7088 | 13.5169 | 10 | 19.1029 | 17.4062 | 5.0068 |  |  |  | 1.367 | 0.17088 | 0.17088
11 | 2034 | 2034-11-02 | 0.17888 | 1.4069 | 1.7888 | 14.0692 | 13 | 8.8625 | 18.5248 | 5.2412 |  |  |  | 0.53665 | 1.0733 | 0.17888
11 | 2034 | 2034-11-03 | 0.18999 | 1.4873 | 1.8999 | 14.8729 | 12 | 9.4126 | 19.566 | 5.5666 |  |  |  | 0.56996 | 1.1399 | 0.18999
11 | 2034 | 2034-11-04 | 0.18487 | 1.4508 | 1.8487 | 14.5081 | 12 | 9.1593 | 19.0395 | 5.4168 |  |  |  | 0.55462 | 1.1092 | 0.18487
11 | 2034 | 2034-11-05 | 0.18641 | 1.4601 | 1.8641 | 14.6007 | 12 | 9.2354 | 19.1976 | 5.4618 |  |  |  | 0.55923 | 1.1185 | 0.18641
11 | 2034 | 2034-11-06 | 0.1988 | 1.5435 | 1.988 | 15.4353 | 12 | 9.8493 | 20.4739 | 5.8249 |  |  |  | 0.5964 | 1.1928 | 0.1988
11 | 2034 | 2034-11-07 | 0.20971 | 1.6168 | 2.0971 | 16.1678 | 14 | 10.3898 | 21.9186 | 6.1445 |  |  |  | 0.62913 | 1.2583 | 0.20971
11 | 2034 | 2034-11-08 | 0.21621 | 1.6607 | 2.1621 | 16.6066 | 13 | 10.712 | 22.3908 | 6.3351 |  |  |  | 0.64864 | 1.2973 | 0.21621
11 | 2034 | 2034-11-09 | 0.21072 | 1.6157 | 2.1072 | 16.1566 | 13 | 10.44 | 21.8221 | 6.1742 |  |  |  | 0.63217 | 1.2643 | 0.21072
11 | 2034 | 2034-11-10 | 0.21311 | 1.6312 | 2.1311 | 16.3117 | 12 | 10.5584 | 21.9478 | 6.2442 |  |  |  | 0.63934 | 1.2787 | 0.21311
11 | 2034 | 2034-11-11 | 0.21146 | 1.6145 | 2.1146 | 16.1454 | 12 | 10.4766 | 21.7778 | 6.1958 |  |  |  | 0.63438 | 1.2688 | 0.21146
11 | 2034 | 2034-11-12 | 0.21394 | 1.6277 | 2.1394 | 16.2774 | 12 | 10.5994 | 22.033 | 6.2684 |  |  |  | 0.64182 | 1.2836 | 0.21394
11 | 2034 | 2034-11-13 | 0.22006 | 1.6571 | 2.2006 | 16.5708 | 13 | 10.9026 | 22.7891 | 6.4478 |  |  |  | 0.66018 | 1.3204 | 0.22006
11 | 2034 | 2034-11-14 | 0.23324 | 1.7535 | 2.3324 | 17.5355 | 14 | 11.5554 | 24.3776 | 6.8338 |  |  |  | 0.69971 | 1.3994 | 0.23324
11 | 2034 | 2034-11-15 | 0.23563 | 1.7647 | 2.3563 | 17.6473 | 14 | 11.6739 | 24.6276 | 6.9039 |  |  |  | 0.70688 | 1.4138 | 0.23563
11 | 2034 | 2034-11-16 | 0.23952 | 1.7899 | 2.3952 | 17.899 | 13 | 11.8666 | 24.8041 | 7.0179 |  |  |  | 0.71855 | 1.4371 | 0.23952
11 | 2034 | 2034-11-17 | 0.23605 | 1.7528 | 2.3605 | 17.5276 | 12 | 11.6945 | 24.3096 | 6.9161 |  |  |  | 0.70814 | 1.4163 | 0.23605
11 | 2034 | 2034-11-18 | 0.24251 | 1.8047 | 2.4251 | 18.0474 | 15 | 12.0146 | 25.5837 | 7.1054 |  |  |  | 0.72752 | 1.455 | 0.24251
11 | 2034 | 2034-11-19 | 0.24412 | 1.8098 | 2.4412 | 18.0976 | 16 | 12.0947 | 25.9975 | 7.1528 |  |  |  | 0.73237 | 1.4647 | 0.24412
11 | 2034 | 2034-11-20 | 0.2593 | 1.9137 | 2.593 | 19.1372 | 15 | 12.8464 | 27.3549 | 7.5973 |  |  |  | 0.77789 | 1.5558 | 0.2593
11 | 2034 | 2034-11-21 | 0.26897 | 1.9833 | 2.6897 | 19.8327 | 17 | 13.326 | 28.9174 | 7.881 |  |  |  | 0.80692 | 1.6138 | 0.26897
11 | 2034 | 2034-11-22 | 0.27578 | 2.0271 | 2.7578 | 20.2712 | 17 | 13.6633 | 29.6493 | 8.0804 |  |  |  | 0.82735 | 1.6547 | 0.27578
11 | 2034 | 2034-11-23 | 0.27423 | 2.0047 | 2.7423 | 20.0467 | 16 | 13.5864 | 29.204 | 8.035 |  |  |  | 0.82269 | 1.6454 | 0.27423
11 | 2034 | 2034-11-24 | 0.28405 | 2.073 | 2.8405 | 20.7298 | 18 | 14.0727 | 30.8317 | 8.3225 |  |  |  | 0.85214 | 1.7043 | 0.28405
11 | 2034 | 2034-11-25 | 0.28811 | 2.1023 | 2.8811 | 21.0232 | 20 | 14.2742 | 31.8873 | 8.4417 |  |  |  | 0.86434 | 1.7287 | 0.28811
11 | 2034 | 2034-11-26 | 0.29015 | 2.1123 | 2.9015 | 21.1233 | 21 | 14.3753 | 32.4316 | 8.5015 |  |  |  | 0.87046 | 1.7409 | 0.29015
11 | 2034 | 2034-11-27 | 0.2957 | 2.1355 | 2.957 | 21.3554 | 21 | 14.6502 | 33.0518 | 8.6641 |  |  |  | 0.88711 | 1.7742 | 0.2957
11 | 2034 | 2034-11-28 | 0.30411 | 2.1963 | 3.0411 | 21.9626 | 23 | 15.0666 | 34.6791 | 8.9104 |  |  |  | 0.91232 | 1.8246 | 0.30411
11 | 2034 | 2034-11-29 | 0.31623 | 2.2845 | 3.1623 | 22.8446 | 24 | 15.6673 | 36.4303 | 9.2656 |  |  |  | 0.9487 | 1.8974 | 0.31623
11 | 2034 | 2034-11-30 | 0.31817 | 2.2909 | 3.1817 | 22.9089 | 24 | 15.7634 | 36.6536 | 9.3224 |  |  |  | 0.95451 | 1.909 | 0.31817
12 | 2034 | 2034-12-01 | 0.32282 | 2.1132 | 3.2282 | 21.1324 | 22 | 15.9937 | 36.4444 | 9.4587 |  |  |  | 0.96846 | 1.9369 | 0.32282
12 | 2034 | 2034-12-02 | 0.31599 | 2.059 | 3.1599 | 20.5902 | 22 | 15.6552 | 35.6729 | 9.2584 |  |  |  | 0.94796 | 1.8959 | 0.31599
12 | 2034 | 2034-12-03 | 0.32238 | 2.0966 | 3.2238 | 20.9657 | 22 | 15.9718 | 36.3943 | 9.4457 |  |  |  | 0.96713 | 1.9343 | 0.32238
12 | 2034 | 2034-12-04 | 0.33402 | 2.1703 | 3.3402 | 21.703 | 22 | 16.5485 | 37.7085 | 9.7867 |  |  |  | 1.0021 | 2.0041 | 0.33402
12 | 2034 | 2034-12-05 | 0.33732 | 2.1857 | 3.3732 | 21.8568 | 21 | 16.7119 | 37.7031 | 9.8834 |  |  |  | 1.0119 | 2.0239 | 0.33732
12 | 2034 | 2034-12-06 | 0.3275 | 2.1283 | 3.275 | 21.2827 | 20 | 16.2255 | 36.2464 | 9.5957 |  |  |  | 0.9825 | 1.965 | 0.3275
12 | 2034 | 2034-12-07 | 0.32889 | 2.1406 | 3.2889 | 21.406 | 20 | 16.2944 | 36.4003 | 9.6365 |  |  |  | 0.98667 | 1.9733 | 0.32889
12 | 2034 | 2034-12-08 | 0.33843 | 2.1977 | 3.3843 | 21.9774 | 18 | 16.7671 | 36.735 | 9.916 |  |  |  | 1.0153 | 2.0306 | 0.33843
12 | 2034 | 2034-12-09 | 0.32844 | 2.13 | 3.2844 | 21.2996 | 19 | 16.2719 | 35.9966 | 9.6232 |  |  |  | 0.98531 | 1.9706 | 0.32844
12 | 2034 | 2034-12-10 | 0.33351 | 2.1544 | 3.3351 | 21.5439 | 18 | 16.5234 | 36.2009 | 9.7719 |  |  |  | 1.0005 | 2.0011 | 0.33351
12 | 2034 | 2034-12-11 | 0.34696 | 2.2382 | 3.4696 | 22.382 | 18 | 17.1899 | 37.6613 | 10.1661 |  |  |  | 1.0409 | 2.0818 | 0.34696
12 | 2034 | 2034-12-12 | 0.34367 | 2.2111 | 3.4367 | 22.1107 | 20 | 17.0268 | 38.0365 | 10.0696 |  |  |  | 1.031 | 2.062 | 0.34367
12 | 2034 | 2034-12-13 | 0.3498 | 2.2409 | 3.498 | 22.409 | 20 | 17.3303 | 38.7146 | 10.2491 |  |  |  | 1.0494 | 2.0988 | 0.3498
12 | 2034 | 2034-12-14 | 0.34755 | 2.2266 | 3.4755 | 22.2663 | 21 | 17.2188 | 38.8468 | 10.1831 |  |  |  | 1.0426 | 2.0853 | 0.34755
12 | 2034 | 2034-12-15 | 0.35471 | 2.2693 | 3.5471 | 22.6932 | 18 | 17.5737 | 38.5022 | 10.3931 |  |  |  | 1.0641 | 2.1283 | 0.35471
12 | 2034 | 2034-12-16 | 0.34894 | 2.2163 | 3.4894 | 22.1625 | 22 | 17.2876 | 39.3928 | 10.2239 |  |  |  | 1.0468 | 2.0936 | 0.34894
12 | 2034 | 2034-12-17 | 0.35671 | 2.2589 | 3.5671 | 22.5888 | 21 | 17.6726 | 39.8706 | 10.4515 |  |  |  | 1.0701 | 2.1402 | 0.35671
12 | 2034 | 2034-12-18 | 0.36573 | 2.3152 | 3.6573 | 23.1515 | 22 | 18.1195 | 41.2883 | 10.7158 |  |  |  | 1.0972 | 2.1944 | 0.36573
12 | 2034 | 2034-12-19 | 0.36944 | 2.338 | 3.6944 | 23.3798 | 23 | 18.3036 | 42.1297 | 10.8247 |  |  |  | 1.1083 | 2.2167 | 0.36944
12 | 2034 | 2034-12-20 | 0.35815 | 2.2556 | 3.5815 | 22.5563 | 21 | 17.7443 | 40.0323 | 10.4939 |  |  |  | 1.0745 | 2.1489 | 0.35815
12 | 2034 | 2034-12-21 | 0.49436 | 2.9953 | 4.9436 | 29.9535 | 61 | 2.2451 | 102.0107 | 4.3454 |  |  |  | 0.24718 | 4.5481 | 0.14831
12 | 2034 | 2034-12-22 | 0.37646 | 2.3691 | 3.7646 | 23.6909 | 23 | 18.6511 | 42.9296 | 11.0302 |  |  |  | 1.1294 | 2.2587 | 0.37646
12 | 2034 | 2034-12-23 | 0.36123 | 2.2648 | 3.6123 | 22.6482 | 22 | 17.8966 | 40.7803 | 10.584 |  |  |  | 1.0837 | 2.1674 | 0.36123
12 | 2034 | 2034-12-24 | 0.36477 | 2.2861 | 3.6477 | 22.8613 | 23 | 18.0719 | 41.5963 | 10.6877 |  |  |  | 1.0943 | 2.1886 | 0.36477
12 | 2034 | 2034-12-25 | 0.37817 | 2.3692 | 3.7817 | 23.6923 | 23 | 18.7358 | 43.1245 | 11.0803 |  |  |  | 1.1345 | 2.269 | 0.37817
12 | 2034 | 2034-12-26 | 0.37953 | 2.3707 | 3.7953 | 23.7068 | 24 | 18.8035 | 43.7226 | 11.1203 |  |  |  | 1.1386 | 2.2772 | 0.37953
12 | 2034 | 2034-12-27 | 0.37803 | 2.363 | 3.7803 | 23.6301 | 24 | 18.7288 | 43.5489 | 11.0761 |  |  |  | 1.1341 | 2.2682 | 0.37803
12 | 2034 | 2034-12-28 | 0.3827 | 2.3854 | 3.827 | 23.8544 | 23 | 18.9606 | 43.6419 | 11.2132 |  |  |  | 1.1481 | 2.2962 | 0.3827
12 | 2034 | 2034-12-29 | 0.37348 | 2.3129 | 3.7348 | 23.129 | 23 | 18.5036 | 42.5901 | 10.943 |  |  |  | 1.1204 | 2.2409 | 0.37348
12 | 2034 | 2034-12-30 | 0.36913 | 2.2776 | 3.6913 | 22.7762 | 23 | 18.2879 | 42.0936 | 10.8154 |  |  |  | 1.1074 | 2.2148 | 0.36913
12 | 2034 | 2034-12-31 | 0.3673 | 2.2735 | 3.673 | 22.7351 | 21 | 18.1973 | 41.0544 | 10.7619 |  |  |  | 1.1019 | 2.2038 | 0.3673
1 | 2035 | 2035-01-01 | 0.39559 | 2.4645 | 3.9559 | 24.6453 | 21 | 19.5987 | 44.2161 | 11.5907 |  |  |  | 1.1868 | 2.3735 | 0.39559
1 | 2035 | 2035-01-02 | 0.40875 | 2.5415 | 4.0875 | 25.4151 | 23 | 20.2507 | 46.6115 | 11.9762 |  |  |  | 1.2262 | 2.4525 | 0.40875
1 | 2035 | 2035-01-03 | 0.40805 | 2.5319 | 4.0805 | 25.3189 | 24 | 20.2164 | 47.008 | 11.9559 |  |  |  | 1.2242 | 2.4483 | 0.40805
1 | 2035 | 2035-01-04 | 0.40896 | 2.5391 | 4.0896 | 25.3909 | 22 | 20.2613 | 46.1688 | 11.9825 |  |  |  | 1.2269 | 2.4538 | 0.40896
1 | 2035 | 2035-01-05 | 0.41479 | 2.5696 | 4.1479 | 25.696 | 24 | 20.55 | 47.7838 | 12.1532 |  |  |  | 1.2444 | 2.4887 | 0.41479
1 | 2035 | 2035-01-06 | 0.4095 | 2.5311 | 4.095 | 25.3106 | 24 | 20.2883 | 47.1752 | 11.9985 |  |  |  | 1.2285 | 2.457 | 0.4095
1 | 2035 | 2035-01-07 | 0.39464 | 2.4391 | 3.9464 | 24.3911 | 22 | 19.5518 | 44.552 | 11.5629 |  |  |  | 1.1839 | 2.3678 | 0.39464
1 | 2035 | 2035-01-08 | 0.40537 | 2.5084 | 4.0537 | 25.0842 | 22 | 20.0836 | 45.7639 | 11.8774 |  |  |  | 1.2161 | 2.4322 | 0.40537
1 | 2035 | 2035-01-09 | 0.40831 | 2.5235 | 4.0831 | 25.2354 | 21 | 20.229 | 45.638 | 11.9634 |  |  |  | 1.2249 | 2.4498 | 0.40831
1 | 2035 | 2035-01-10 | 0.4042 | 2.4923 | 4.042 | 24.9229 | 21 | 20.0257 | 45.1794 | 11.8432 |  |  |  | 1.2126 | 2.4252 | 0.4042
1 | 2035 | 2035-01-11 | 0.39561 | 2.4387 | 3.9561 | 24.3872 | 19 | 19.6001 | 43.3592 | 11.5914 |  |  |  | 1.1868 | 2.3737 | 0.39561
1 | 2035 | 2035-01-12 | 0.39592 | 2.4429 | 3.9592 | 24.4289 | 19 | 19.6152 | 43.3928 | 11.6004 |  |  |  | 1.1878 | 2.3755 | 0.39592
1 | 2035 | 2035-01-13 | 0.39054 | 2.4061 | 3.9054 | 24.0608 | 20 | 19.3487 | 43.2234 | 11.4428 |  |  |  | 1.1716 | 2.3432 | 0.39054
1 | 2035 | 2035-01-14 | 0.38522 | 2.3703 | 3.8522 | 23.7028 | 21 | 19.0853 | 43.0577 | 11.287 |  |  |  | 1.1557 | 2.3113 | 0.38522
1 | 2035 | 2035-01-15 | 0.39753 | 2.4521 | 3.9753 | 24.521 | 20 | 19.6953 | 43.9977 | 11.6478 |  |  |  | 1.1926 | 2.3852 | 0.39753
1 | 2035 | 2035-01-16 | 0.39298 | 2.4206 | 3.9298 | 24.2062 | 18 | 19.4696 | 42.6559 | 11.5143 |  |  |  | 1.1789 | 2.3579 | 0.39298
1 | 2035 | 2035-01-17 | 0.39466 | 2.4302 | 3.9466 | 24.3017 | 19 | 19.5529 | 43.255 | 11.5636 |  |  |  | 1.184 | 2.368 | 0.39466
1 | 2035 | 2035-01-18 | 0.39116 | 2.4081 | 3.9116 | 24.0808 | 21 | 19.3794 | 43.7212 | 11.4609 |  |  |  | 1.1735 | 2.3469 | 0.39116
1 | 2035 | 2035-01-19 | 0.39705 | 2.4361 | 3.9705 | 24.3608 | 23 | 19.6712 | 45.2776 | 11.6335 |  |  |  | 1.1911 | 2.3823 | 0.39705
1 | 2035 | 2035-01-20 | 0.38975 | 2.3885 | 3.8975 | 23.885 | 23 | 19.3096 | 44.4453 | 11.4197 |  |  |  | 1.1692 | 2.3385 | 0.38975
1 | 2035 | 2035-01-21 | 0.38875 | 2.3804 | 3.8875 | 23.8044 | 21 | 19.2601 | 43.4522 | 11.3904 |  |  |  | 1.1663 | 2.3325 | 0.38875
1 | 2035 | 2035-01-22 | 0.39611 | 2.4287 | 3.9611 | 24.2872 | 20 | 19.6245 | 43.8395 | 11.6059 |  |  |  | 1.1883 | 2.3766 | 0.39611
1 | 2035 | 2035-01-23 | 0.39047 | 2.3971 | 3.9047 | 23.9706 | 20 | 19.3451 | 43.2154 | 11.4407 |  |  |  | 1.1714 | 2.3428 | 0.39047
1 | 2035 | 2035-01-24 | 0.38918 | 2.3871 | 3.8918 | 23.8709 | 21 | 19.2816 | 43.5006 | 11.4031 |  |  |  | 1.1676 | 2.3351 | 0.38918
1 | 2035 | 2035-01-25 | 0.38792 | 2.3798 | 3.8792 | 23.7975 | 22 | 19.219 | 43.7937 | 11.3661 |  |  |  | 1.1638 | 2.3275 | 0.38792
1 | 2035 | 2035-01-26 | 0.38973 | 2.383 | 3.8973 | 23.8301 | 23 | 19.3085 | 44.4428 | 11.419 |  |  |  | 1.1692 | 2.3384 | 0.38973
1 | 2035 | 2035-01-27 | 0.38326 | 2.3399 | 3.8326 | 23.3992 | 23 | 18.9883 | 43.7057 | 11.2296 |  |  |  | 1.1498 | 2.2996 | 0.38326
1 | 2035 | 2035-01-28 | 0.38118 | 2.3272 | 3.8118 | 23.2719 | 21 | 18.885 | 42.6058 | 11.1685 |  |  |  | 1.1435 | 2.2871 | 0.38118
1 | 2035 | 2035-01-29 | 0.39433 | 2.4074 | 3.9433 | 24.0739 | 23 | 19.5363 | 44.9671 | 11.5537 |  |  |  | 1.183 | 2.366 | 0.39433
1 | 2035 | 2035-01-30 | 0.38519 | 2.3547 | 3.8519 | 23.5473 | 24 | 19.0838 | 44.3745 | 11.2861 |  |  |  | 1.1556 | 2.3112 | 0.38519
1 | 2035 | 2035-01-31 | 0.38452 | 2.3425 | 3.8452 | 23.4254 | 23 | 19.0507 | 43.8494 | 11.2666 |  |  |  | 1.1536 | 2.3071 | 0.38452
2 | 2035 | 2035-02-01 | 0.37935 | 2.3525 | 3.7935 | 23.5254 | 22 | 18.7946 | 42.8266 | 11.1151 |  |  |  | 1.1381 | 2.2761 | 0.37935
2 | 2035 | 2035-02-02 | 0.37363 | 2.3188 | 3.7363 | 23.188 | 19 | 18.5109 | 40.9498 | 10.9473 |  |  |  | 1.1209 | 2.2418 | 0.37363
2 | 2035 | 2035-02-03 | 0.36382 | 2.2533 | 3.6382 | 22.5334 | 19 | 18.0251 | 39.875 | 10.66 |  |  |  | 1.0915 | 2.1829 | 0.36382
2 | 2035 | 2035-02-04 | 0.3681 | 2.2747 | 3.681 | 22.7472 | 20 | 18.2372 | 40.7404 | 10.7854 |  |  |  | 1.1043 | 2.2086 | 0.3681
2 | 2035 | 2035-02-05 | 0.37058 | 2.297 | 3.7058 | 22.9699 | 19 | 18.36 | 40.616 | 10.8581 |  |  |  | 1.1117 | 2.2235 | 0.37058
2 | 2035 | 2035-02-06 | 0.36818 | 2.2816 | 3.6818 | 22.8162 | 19 | 18.241 | 40.3526 | 10.7877 |  |  |  | 1.1045 | 2.2091 | 0.36818
2 | 2035 | 2035-02-07 | 0.36601 | 2.268 | 3.6601 | 22.6798 | 19 | 18.1335 | 40.1149 | 10.7241 |  |  |  | 1.098 | 2.1961 | 0.36601
2 | 2035 | 2035-02-08 | 0.36155 | 2.2419 | 3.6155 | 22.4187 | 19 | 17.9127 | 39.6265 | 10.5936 |  |  |  | 1.0847 | 2.1693 | 0.36155
2 | 2035 | 2035-02-09 | 0.35454 | 2.2011 | 3.5454 | 22.0113 | 19 | 17.5652 | 38.8578 | 10.388 |  |  |  | 1.0636 | 2.1272 | 0.35454
2 | 2035 | 2035-02-10 | 0.34151 | 2.1177 | 3.4151 | 21.177 | 18 | 16.9196 | 37.069 | 10.0062 |  |  |  | 1.0245 | 2.0491 | 0.34151
2 | 2035 | 2035-02-11 | 0.33344 | 2.0711 | 3.3344 | 20.7107 | 17 | 16.5199 | 35.8482 | 9.7698 |  |  |  | 1.0003 | 2.0007 | 0.33344
2 | 2035 | 2035-02-12 | 0.33889 | 2.1096 | 3.3889 | 21.0963 | 17 | 16.7898 | 36.4338 | 9.9294 |  |  |  | 1.0167 | 2.0333 | 0.33889
2 | 2035 | 2035-02-13 | 0.34141 | 2.1228 | 3.4141 | 21.2284 | 16 | 16.9145 | 36.3577 | 10.0032 |  |  |  | 1.0242 | 2.0484 | 0.34141
2 | 2035 | 2035-02-14 | 0.3408 | 2.1188 | 3.408 | 21.188 | 17 | 16.8846 | 36.6396 | 9.9855 |  |  |  | 1.0224 | 2.0448 | 0.3408
2 | 2035 | 2035-02-15 | 0.34156 | 2.123 | 3.4156 | 21.2301 | 19 | 16.9223 | 37.4354 | 10.0078 |  |  |  | 1.0247 | 2.0494 | 0.34156
2 | 2035 | 2035-02-16 | 0.34512 | 2.1413 | 3.4512 | 21.4128 | 20 | 17.0986 | 38.1969 | 10.1121 |  |  |  | 1.0354 | 2.0707 | 0.34512
2 | 2035 | 2035-02-17 | 0.3295 | 2.0425 | 3.295 | 20.425 | 20 | 16.3244 | 36.4674 | 9.6542 |  |  |  | 0.98849 | 1.977 | 0.3295
2 | 2035 | 2035-02-18 | 0.3285 | 2.0359 | 3.285 | 20.3591 | 19 | 16.2751 | 36.0038 | 9.6251 |  |  |  | 0.9855 | 1.971 | 0.3285
2 | 2035 | 2035-02-19 | 0.33233 | 2.0659 | 3.3233 | 20.6591 | 19 | 16.4649 | 36.4236 | 9.7373 |  |  |  | 0.99699 | 1.994 | 0.33233
2 | 2035 | 2035-02-20 | 0.31973 | 1.9929 | 3.1973 | 19.9292 | 17 | 15.8404 | 34.3737 | 9.368 |  |  |  | 0.95918 | 1.9184 | 0.31973
2 | 2035 | 2035-02-21 | 0.31775 | 1.9808 | 3.1775 | 19.8076 | 18 | 15.7427 | 34.4905 | 9.3102 |  |  |  | 0.95326 | 1.9065 | 0.31775
2 | 2035 | 2035-02-22 | 0.31962 | 1.9893 | 3.1962 | 19.8926 | 19 | 15.8351 | 35.0303 | 9.3648 |  |  |  | 0.95886 | 1.9177 | 0.31962
2 | 2035 | 2035-02-23 | 0.31596 | 1.969 | 3.1596 | 19.6897 | 17 | 15.6538 | 33.9688 | 9.2577 |  |  |  | 0.94788 | 1.8958 | 0.31596
2 | 2035 | 2035-02-24 | 0.30422 | 1.8926 | 3.0422 | 18.9257 | 15 | 15.0723 | 32.0947 | 8.9137 |  |  |  | 0.91267 | 1.8253 | 0.30422
2 | 2035 | 2035-02-25 | 0.30686 | 1.9055 | 3.0686 | 19.0549 | 15 | 15.2032 | 32.3733 | 8.9911 |  |  |  | 0.92059 | 1.8412 | 0.30686
2 | 2035 | 2035-02-26 | 0.30323 | 1.8948 | 3.0323 | 18.9484 | 15 | 15.0231 | 31.9898 | 8.8846 |  |  |  | 0.90969 | 1.8194 | 0.30323
2 | 2035 | 2035-02-27 | 0.30037 | 1.8765 | 3.0037 | 18.7647 | 14 | 14.8814 | 31.3943 | 8.8008 |  |  |  | 0.90111 | 1.8022 | 0.30037
2 | 2035 | 2035-02-28 | 0.3021 | 1.8854 | 3.021 | 18.8543 | 14 | 14.967 | 31.575 | 8.8515 |  |  |  | 0.90629 | 1.8126 | 0.3021
3 | 2035 | 2035-03-01 | 0.31007 | 2.0022 | 3.1007 | 20.0221 | 15 | 15.3618 | 32.7111 | 9.0849 |  |  |  | 0.9302 | 1.8604 | 0.31007
3 | 2035 | 2035-03-02 | 0.30808 | 1.9902 | 3.0808 | 19.9021 | 15 | 15.2634 | 32.5017 | 9.0268 |  |  |  | 0.92424 | 1.8485 | 0.30808
3 | 2035 | 2035-03-03 | 0.29422 | 1.8984 | 2.9422 | 18.9843 | 16 | 14.5767 | 31.3326 | 8.6206 |  |  |  | 0.88266 | 1.7653 | 0.29422
3 | 2035 | 2035-03-04 | 0.28878 | 1.8644 | 2.8878 | 18.6444 | 16 | 14.307 | 30.7528 | 8.4611 |  |  |  | 0.86633 | 1.7327 | 0.28878
3 | 2035 | 2035-03-05 | 0.29465 | 1.9062 | 2.9465 | 19.0618 | 16 | 14.5979 | 31.3781 | 8.6332 |  |  |  | 0.88394 | 1.7679 | 0.29465
3 | 2035 | 2035-03-06 | 0.29113 | 1.8844 | 2.9113 | 18.8438 | 15 | 14.4237 | 30.7136 | 8.5302 |  |  |  | 0.8734 | 1.7468 | 0.29113
3 | 2035 | 2035-03-07 | 0.28441 | 1.842 | 2.8441 | 18.42 | 14 | 14.0907 | 29.7262 | 8.3332 |  |  |  | 0.85323 | 1.7065 | 0.28441
3 | 2035 | 2035-03-08 | 0.27992 | 1.8139 | 2.7992 | 18.1389 | 12 | 13.8682 | 28.828 | 8.2016 |  |  |  | 0.83976 | 1.6795 | 0.27992
3 | 2035 | 2035-03-09 | 0.28186 | 1.827 | 2.8186 | 18.2699 | 13 | 13.9644 | 29.1892 | 8.2585 |  |  |  | 0.84558 | 1.6912 | 0.28186
3 | 2035 | 2035-03-10 | 0.27251 | 1.7641 | 2.7251 | 17.641 | 14 | 13.501 | 28.4823 | 7.9845 |  |  |  | 0.81752 | 1.635 | 0.27251
3 | 2035 | 2035-03-11 | 0.2659 | 1.7224 | 2.659 | 17.2239 | 13 | 13.1734 | 27.5358 | 7.7907 |  |  |  | 0.79769 | 1.5954 | 0.2659
3 | 2035 | 2035-03-12 | 0.26541 | 1.7232 | 2.6541 | 17.2317 | 13 | 13.1492 | 27.4851 | 7.7764 |  |  |  | 0.79622 | 1.5924 | 0.26541
3 | 2035 | 2035-03-13 | 0.2616 | 1.6993 | 2.616 | 16.9926 | 12 | 12.9604 | 26.9409 | 7.6647 |  |  |  | 0.78479 | 1.5696 | 0.2616
3 | 2035 | 2035-03-14 | 0.25916 | 1.6841 | 2.5916 | 16.8411 | 12 | 12.8398 | 26.6903 | 7.5935 |  |  |  | 0.77749 | 1.555 | 0.25916
3 | 2035 | 2035-03-15 | 0.25482 | 1.6567 | 2.5482 | 16.5672 | 11 | 28.4864 | 26.0988 | 7.4662 |  |  |  | 2.0385 | 0.25482 | 0.25482
3 | 2035 | 2035-03-16 | 0.25272 | 1.6438 | 2.5272 | 16.4375 | 11 | 28.2513 | 25.8835 | 7.4046 |  |  |  | 2.0217 | 0.25272 | 0.25272
3 | 2035 | 2035-03-17 | 0.24543 | 1.5941 | 2.4543 | 15.9413 | 11 | 27.4372 | 25.1377 | 7.1912 |  |  |  | 1.9635 | 0.24543 | 0.24543
3 | 2035 | 2035-03-18 | 0.2376 | 1.5443 | 2.376 | 15.4425 | 10 | 26.5616 | 24.2024 | 6.9617 |  |  |  | 1.9008 | 0.2376 | 0.2376
3 | 2035 | 2035-03-19 | 0.23652 | 1.5411 | 2.3652 | 15.4115 | 10 | 26.4409 | 24.0925 | 6.9301 |  |  |  | 1.8922 | 0.23652 | 0.23652
3 | 2035 | 2035-03-20 | 0.24215 | 1.5777 | 2.4215 | 15.7766 | 11 | 27.0698 | 24.801 | 7.0949 |  |  |  | 1.9372 | 0.24215 | 0.24215
3 | 2035 | 2035-03-21 | 0.23527 | 1.5339 | 2.3527 | 15.3394 | 11 | 26.3013 | 24.0969 | 6.8935 |  |  |  | 1.8822 | 0.23527 | 0.23527
3 | 2035 | 2035-03-22 | 0.23432 | 1.5281 | 2.3432 | 15.2815 | 11 | 26.1945 | 23.999 | 6.8655 |  |  |  | 1.8745 | 0.23432 | 0.23432
3 | 2035 | 2035-03-23 | 0.23503 | 1.533 | 2.3503 | 15.3304 | 11 | 26.2747 | 24.0726 | 6.8865 |  |  |  | 1.8803 | 0.23503 | 0.23503
3 | 2035 | 2035-03-24 | 0.2217 | 1.4443 | 2.217 | 14.4429 | 11 | 24.7843 | 22.7071 | 6.4959 |  |  |  | 1.7736 | 0.2217 | 0.2217
3 | 2035 | 2035-03-25 | 0.22243 | 1.4494 | 2.2243 | 14.4939 | 11 | 24.8661 | 22.782 | 6.5173 |  |  |  | 1.7795 | 0.22243 | 0.22243
3 | 2035 | 2035-03-26 | 0.22634 | 1.4781 | 2.2634 | 14.7815 | 11 | 25.303 | 23.1823 | 6.6318 |  |  |  | 1.8107 | 0.22634 | 0.22634
3 | 2035 | 2035-03-27 | 0.22264 | 1.4545 | 2.2264 | 14.5447 | 10 | 24.8896 | 22.679 | 6.5235 |  |  |  | 1.7812 | 0.22264 | 0.22264
3 | 2035 | 2035-03-28 | 0.21241 | 1.3887 | 2.1241 | 13.8875 | 9 | 23.7459 | 21.5194 | 6.2237 |  |  |  | 1.6993 | 0.21241 | 0.21241
3 | 2035 | 2035-03-29 | 0.20711 | 1.3549 | 2.0711 | 13.5495 | 8 | 23.1534 | 20.869 | 6.0684 |  |  |  | 1.6569 | 0.20711 | 0.20711
3 | 2035 | 2035-03-30 | 0.20812 | 1.3616 | 2.0812 | 13.6159 | 10 | 23.2661 | 21.1997 | 6.098 |  |  |  | 1.665 | 0.20812 | 0.20812
3 | 2035 | 2035-03-31 | 0.20339 | 1.328 | 2.0339 | 13.2802 | 11 | 22.7373 | 20.8316 | 5.9594 |  |  |  | 1.6271 | 0.20339 | 0.20339
4 | 2035 | 2035-04-01 | 0.18586 | 1.1813 | 1.8586 | 11.8134 | 10 | 20.7776 | 18.9322 | 5.4457 |  |  |  | 1.4869 | 0.18586 | 0.18586
4 | 2035 | 2035-04-02 | 0.18822 | 1.2015 | 1.8822 | 12.0148 | 8 | 21.0409 | 18.965 | 5.5148 |  |  |  | 1.5057 | 0.18822 | 0.18822
4 | 2035 | 2035-04-03 | 0.18209 | 1.1642 | 1.8209 | 11.6423 | 8 | 20.3561 | 18.3477 | 5.3353 |  |  |  | 1.4567 | 0.18209 | 0.18209
4 | 2035 | 2035-04-04 | 0.17861 | 1.1428 | 1.7861 | 11.4283 | 8 | 19.9671 | 17.9971 | 5.2333 |  |  |  | 1.4289 | 0.17861 | 0.17861
4 | 2035 | 2035-04-05 | 0.17707 | 1.1325 | 1.7707 | 11.325 | 8 | 19.7953 | 17.8423 | 5.1883 |  |  |  | 1.4166 | 0.17707 | 0.17707
4 | 2035 | 2035-04-06 | 0.17316 | 1.1085 | 1.7316 | 11.085 | 8 | 19.3571 | 17.4473 | 5.0734 |  |  |  | 1.3852 | 0.17316 | 0.17316
4 | 2035 | 2035-04-07 | 0.16602 | 1.0583 | 1.6602 | 10.5827 | 9 | 18.56 | 16.8197 | 4.8645 |  |  |  | 1.3282 | 0.16602 | 0.16602
4 | 2035 | 2035-04-08 | 0.16543 | 1.053 | 1.6543 | 10.5301 | 9 | 18.4932 | 16.7592 | 4.847 |  |  |  | 1.3234 | 0.16543 | 0.16543
4 | 2035 | 2035-04-09 | 0.16775 | 1.0733 | 1.6775 | 10.733 | 8 | 18.7534 | 16.9032 | 4.9152 |  |  |  | 1.342 | 0.16775 | 0.16775
4 | 2035 | 2035-04-10 | 0.16672 | 1.0663 | 1.6672 | 10.6634 | 8 | 18.638 | 16.7991 | 4.8849 |  |  |  | 1.3338 | 0.16672 | 0.16672
4 | 2035 | 2035-04-11 | 0.16194 | 1.0373 | 1.6194 | 10.3732 | 8 | 18.1038 | 16.3177 | 4.745 |  |  |  | 1.2956 | 0.16194 | 0.16194
4 | 2035 | 2035-04-12 | 0.15659 | 1.0044 | 1.5659 | 10.0441 | 8 | 17.5056 | 15.7785 | 4.5882 |  |  |  | 1.2527 | 0.15659 | 0.15659
4 | 2035 | 2035-04-13 | 0.1581 | 1.0126 | 1.581 | 10.126 | 9 | 17.6744 | 16.0171 | 4.6324 |  |  |  | 1.2648 | 0.1581 | 0.1581
4 | 2035 | 2035-04-14 | 0.1423 | 0.91192 | 1.423 | 9.1192 | 7 | 15.9081 | 14.2615 | 4.1695 |  |  |  | 1.1384 | 0.1423 | 0.1423
4 | 2035 | 2035-04-15 | 0.14148 | 0.90471 | 1.4148 | 9.0471 | 8 | 15.8164 | 14.256 | 4.1454 |  |  |  | 1.1319 | 0.14148 | 0.14148
4 | 2035 | 2035-04-16 | 0.14583 | 0.93741 | 1.4583 | 9.3741 | 7 | 16.3019 | 14.6146 | 4.2727 |  |  |  | 1.1666 | 0.14583 | 0.14583
4 | 2035 | 2035-04-17 | 0.14754 | 0.94617 | 1.4754 | 9.4617 | 6 | 16.4939 | 14.7076 | 4.323 |  |  |  | 1.1803 | 0.14754 | 0.14754
4 | 2035 | 2035-04-18 | 0.14246 | 0.91555 | 1.4246 | 9.1555 | 7 | 15.9259 | 14.2775 | 4.1741 |  |  |  | 1.1397 | 0.14246 | 0.14246
4 | 2035 | 2035-04-19 | 0.13631 | 0.87889 | 1.3631 | 8.7889 | 7 | 15.2377 | 13.6605 | 3.9938 |  |  |  | 1.0904 | 0.13631 | 0.13631
4 | 2035 | 2035-04-20 | 0.13162 | 0.85097 | 1.3162 | 8.5097 | 6 | 14.7138 | 13.1204 | 3.8565 |  |  |  | 1.053 | 0.13162 | 0.13162
4 | 2035 | 2035-04-21 | 0.12114 | 0.78144 | 1.2114 | 7.8144 | 5 | 13.5429 | 12.012 | 3.5495 |  |  |  | 0.96916 | 0.12114 | 0.12114
4 | 2035 | 2035-04-22 | 0.12032 | 0.77551 | 1.2032 | 7.7551 | 5 | 13.4503 | 11.9299 | 3.5253 |  |  |  | 0.96254 | 0.12032 | 0.12032
4 | 2035 | 2035-04-23 | 0.1277 | 0.82558 | 1.277 | 8.2558 | 6 | 14.2762 | 12.7301 | 3.7417 |  |  |  | 1.0216 | 0.1277 | 0.1277
4 | 2035 | 2035-04-24 | 0.12565 | 0.81263 | 1.2565 | 8.1263 | 7 | 14.0466 | 12.5927 | 3.6816 |  |  |  | 1.0052 | 0.12565 | 0.12565
4 | 2035 | 2035-04-25 | 0.1191 | 0.77422 | 1.191 | 7.7422 | 6 | 13.3141 | 11.8722 | 3.4896 |  |  |  | 0.95279 | 0.1191 | 0.1191
4 | 2035 | 2035-04-26 | 0.11723 | 0.76253 | 1.1723 | 7.6253 | 5 | 13.1047 | 11.6234 | 3.4347 |  |  |  | 0.9378 | 0.11723 | 0.11723
4 | 2035 | 2035-04-27 | 0.11027 | 0.72226 | 1.1027 | 7.2226 | 5 | 12.3269 | 10.9335 | 3.2308 |  |  |  | 0.88214 | 0.11027 | 0.11027
4 | 2035 | 2035-04-28 | 0.10083 | 0.65823 | 1.0083 | 6.5823 | 5 | 11.2724 | 9.9981 | 2.9544 |  |  |  | 0.80667 | 0.10083 | 0.10083
4 | 2035 | 2035-04-29 | 0.09871 | 0.64617 | 0.9871 | 6.4617 | 4 | 11.0349 | 9.7357 | 2.8922 |  |  |  | 0.78968 | 0.09871 | 0.09871
4 | 2035 | 2035-04-30 | 0.10129 | 0.66836 | 1.0129 | 6.6836 | 4 | 11.323 | 9.99 | 2.9677 |  |  |  | 0.8103 | 0.10129 | 0.10129
5 | 2035 | 2035-05-01 | 0.085788 | 0.58589 | 0.85788 | 5.8589 | 4 | 9.5903 | 8.4613 | 2.5136 |  |  |  | 0.6863 | 0.085788 | 0.085788
5 | 2035 | 2035-05-02 | 0.083141 | 0.56806 | 0.83141 | 5.6806 | 3 | 9.2944 | 8.1571 | 2.436 |  |  |  | 0.66513 | 0.083141 | 0.083141
5 | 2035 | 2035-05-03 | 0.080728 | 0.55224 | 0.80728 | 5.5224 | 2 | 9.0247 | 7.8789 | 2.3653 |  |  |  | 0.64583 | 0.080728 | 0.080728
5 | 2035 | 2035-05-04 | 0.081896 | 0.56195 | 0.81896 | 5.6195 | 3 | 9.1552 | 8.0348 | 2.3995 |  |  |  | 0.65516 | 0.081896 | 0.081896
5 | 2035 | 2035-05-05 | 0.072146 | 0.49473 | 0.72146 | 4.9473 | 3 | 8.0653 | 7.0783 | 2.1139 |  |  |  | 0.57717 | 0.072146 | 0.072146
5 | 2035 | 2035-05-06 | 0.069306 | 0.4764 | 0.69306 | 4.764 | 2 | 7.7478 | 6.7641 | 2.0307 |  |  |  | 0.55445 | 0.069306 | 0.069306
5 | 2035 | 2035-05-07 | 0.075112 | 0.51923 | 0.75112 | 5.1923 | 1 | 8.3968 | 7.2926 | 2.2008 |  |  |  | 0.60089 | 0.075112 | 0.075112
5 | 2035 | 2035-05-08 | 0.072993 | 0.50413 | 0.72993 | 5.0413 | 2 | 8.16 | 7.1239 | 2.1387 |  |  |  | 0.58395 | 0.072993 | 0.072993
5 | 2035 | 2035-05-09 | 0.07272 | 0.50232 | 0.7272 | 5.0232 | 2 | 8.1295 | 7.0973 | 2.1307 |  |  |  | 0.58176 | 0.07272 | 0.07272
5 | 2035 | 2035-05-10 | 0.072038 | 0.50231 | 0.72038 | 5.0231 | 2 | 8.0531 | 7.0307 | 2.1107 |  |  |  | 0.5763 | 0.072038 | 0.072038
5 | 2035 | 2035-05-11 | 0.070559 | 0.49259 | 0.70559 | 4.9259 | 2 | 7.8879 | 6.8864 | 2.0674 |  |  |  | 0.56448 | 0.070559 | 0.070559
5 | 2035 | 2035-05-12 | 0.060706 | 0.42645 | 0.60706 | 4.2645 | 2 | 6.7864 | 5.9247 | 1.7787 |  |  |  | 0.48565 | 0.060706 | 0.060706
5 | 2035 | 2035-05-13 | 0.058697 | 0.41323 | 0.58697 | 4.1323 | 2 | 6.5618 | 5.7287 | 1.7198 |  |  |  | 0.46958 | 0.058697 | 0.058697
5 | 2035 | 2035-05-14 | 0.065471 | 0.46261 | 0.65471 | 4.6261 | 2 | 7.319 | 6.3898 | 1.9183 |  |  |  | 0.52376 | 0.065471 | 0.065471
5 | 2035 | 2035-05-15 | 0.06503 | 0.46025 | 0.6503 | 4.6025 | 2 | 7.2697 | 6.3467 | 1.9054 |  |  |  | 0.52024 | 0.06503 | 0.06503
5 | 2035 | 2035-05-16 | 0.065238 | 0.46187 | 0.65238 | 4.6187 | 2 | 7.293 | 6.3671 | 1.9115 |  |  |  | 0.5219 | 0.065238 | 0.065238
5 | 2035 | 2035-05-17 | 0.064781 | 0.46046 | 0.64781 | 4.6046 | 2 | 7.2419 | 6.3225 | 1.8981 |  |  |  | 0.51825 | 0.064781 | 0.064781
5 | 2035 | 2035-05-18 | 0.063389 | 0.45311 | 0.63389 | 4.5311 | 2 | 7.0863 | 6.1866 | 1.8573 |  |  |  | 0.50711 | 0.063389 | 0.063389
5 | 2035 | 2035-05-19 | 0.054776 | 0.3964 | 0.54776 | 3.964 | 2 | 6.1234 | 5.346 | 1.6049 |  |  |  | 0.4382 | 0.054776 | 0.054776
5 | 2035 | 2035-05-20 | 0.054014 | 0.39304 | 0.54014 | 3.9304 | 2 | 6.0383 | 5.2717 | 1.5826 |  |  |  | 0.43212 | 0.054014 | 0.054014
5 | 2035 | 2035-05-21 | 0.059831 | 0.43254 | 0.59831 | 4.3254 | 2 | 6.6886 | 5.8394 | 1.7531 |  |  |  | 0.47865 | 0.059831 | 0.059831
5 | 2035 | 2035-05-22 | 0.058476 | 0.42252 | 0.58476 | 4.2252 | 1 | 6.5371 | 5.6774 | 1.7134 |  |  |  | 0.46781 | 0.058476 | 0.058476
5 | 2035 | 2035-05-23 | 0.057222 | 0.4159 | 0.57222 | 4.159 | 1 | 6.3969 | 5.5557 | 1.6766 |  |  |  | 0.45778 | 0.057222 | 0.057222
5 | 2035 | 2035-05-24 | 0.057847 | 0.42432 | 0.57847 | 4.2432 | 1 | 6.4668 | 5.6164 | 1.6949 |  |  |  | 0.46278 | 0.057847 | 0.057847
5 | 2035 | 2035-05-25 | 0.057356 | 0.42309 | 0.57356 | 4.2309 | 1 | 6.4118 | 5.5686 | 1.6805 |  |  |  | 0.45885 | 0.057356 | 0.057356
5 | 2035 | 2035-05-26 | 0.049022 | 0.36552 | 0.49022 | 3.6552 | 1 | 5.4802 | 4.7595 | 1.4363 |  |  |  | 0.39218 | 0.049022 | 0.049022
5 | 2035 | 2035-05-27 | 0.046129 | 0.34744 | 0.46129 | 3.4744 | 1 | 5.1568 | 4.4786 | 1.3516 |  |  |  | 0.36903 | 0.046129 | 0.046129
5 | 2035 | 2035-05-28 | 0.053504 | 0.39977 | 0.53504 | 3.9977 | 1 | 5.9812 | 5.1946 | 1.5677 |  |  |  | 0.42803 | 0.053504 | 0.053504
5 | 2035 | 2035-05-29 | 0.05296 | 0.39739 | 0.5296 | 3.9739 | 0 | 5.9205 | 0 | 1.5517 |  |  |  | 0.42368 | 0.05296 | 0.05296
5 | 2035 | 2035-05-30 | 0.052066 | 0.39465 | 0.52066 | 3.9465 | 1 | 5.8205 | 5.0551 | 1.5255 |  |  |  | 0.41653 | 0.052066 | 0.052066
5 | 2035 | 2035-05-31 | 0.05188 | 0.3937 | 0.5188 | 3.937 | 1 | 5.7997 | 5.037 | 1.5201 |  |  |  | 0.41504 | 0.05188 | 0.05188
6 | 2035 | 2035-06-01 | 0.048317 | 0.38009 | 0.48317 | 3.8009 | 1 | 5.4014 | 4.6911 | 1.4157 |  |  |  | 0.38654 | 0.048317 | 0.048317
6 | 2035 | 2035-06-02 | 0.040336 | 0.32574 | 0.40336 | 3.2574 | 1 | 4.5091 | 3.9162 | 1.1818 |  |  |  | 0.32268 | 0.040336 | 0.040336
6 | 2035 | 2035-06-03 | 0.039873 | 0.32407 | 0.39873 | 3.2407 | 1 | 4.4574 | 3.8712 | 1.1683 |  |  |  | 0.31898 | 0.039873 | 0.039873
6 | 2035 | 2035-06-04 | 0.047348 | 0.3781 | 0.47348 | 3.781 | 1 | 5.2931 | 4.597 | 1.3873 |  |  |  | 0.37879 | 0.047348 | 0.047348
6 | 2035 | 2035-06-05 | 0.046915 | 0.37596 | 0.46915 | 3.7596 | 1 | 5.2446 | 4.5549 | 1.3746 |  |  |  | 0.37532 | 0.046915 | 0.046915
6 | 2035 | 2035-06-06 | 0.046482 | 0.37359 | 0.46482 | 3.7359 | 0 | 5.1963 | 0 | 1.3619 |  |  |  | 0.37186 | 0.046482 | 0.046482
6 | 2035 | 2035-06-07 | 0.046357 | 0.37382 | 0.46357 | 3.7382 | 1 | 5.1823 | 4.5008 | 1.3583 |  |  |  | 0.37086 | 0.046357 | 0.046357
6 | 2035 | 2035-06-08 | 0.045942 | 0.3717 | 0.45942 | 3.717 | 0 | 5.1358 | 0 | 1.3461 |  |  |  | 0.36753 | 0.045942 | 0.045942
6 | 2035 | 2035-06-09 | 0.038259 | 0.3197 | 0.38259 | 3.197 | 0 | 4.2769 | 0 | 1.121 |  |  |  | 0.30607 | 0.038259 | 0.038259
6 | 2035 | 2035-06-10 | 0.038314 | 0.32236 | 0.38314 | 3.2236 | 0 | 4.2831 | 0 | 1.1226 |  |  |  | 0.30651 | 0.038314 | 0.038314
6 | 2035 | 2035-06-11 | 0.045568 | 0.3731 | 0.45568 | 3.731 | 0 | 5.0941 | 0 | 1.3351 |  |  |  | 0.36454 | 0.045568 | 0.045568
6 | 2035 | 2035-06-12 | 0.045583 | 0.37477 | 0.45583 | 3.7477 | 0 | 5.0958 | 0 | 1.3356 |  |  |  | 0.36466 | 0.045583 | 0.045583
6 | 2035 | 2035-06-13 | 0.045643 | 0.37651 | 0.45643 | 3.7651 | 0 | 5.1025 | 0 | 1.3373 |  |  |  | 0.36514 | 0.045643 | 0.045643
6 | 2035 | 2035-06-14 | 0.045622 | 0.37826 | 0.45622 | 3.7826 | 0 | 5.1002 | 0 | 1.3367 |  |  |  | 0.36498 | 0.045622 | 0.045622
6 | 2035 | 2035-06-15 | 0.045574 | 0.37913 | 0.45574 | 3.7913 | 0 | 5.0948 | 0 | 1.3353 |  |  |  | 0.36459 | 0.045574 | 0.045574
6 | 2035 | 2035-06-16 | 0.038056 | 0.3276 | 0.38056 | 3.276 | 0 | 4.2543 | 0 | 1.115 |  |  |  | 0.30445 | 0.038056 | 0.038056
6 | 2035 | 2035-06-17 | 0.038025 | 0.32852 | 0.38025 | 3.2852 | 0 | 4.2509 | 0 | 1.1141 |  |  |  | 0.3042 | 0.038025 | 0.038025
6 | 2035 | 2035-06-18 | 0.045568 | 0.38187 | 0.45568 | 3.8187 | 0 | 5.0941 | 0 | 1.3351 |  |  |  | 0.36455 | 0.045568 | 0.045568
6 | 2035 | 2035-06-19 | 0.046011 | 0.38755 | 0.46011 | 3.8755 | 0 | 5.1436 | 0 | 1.3481 |  |  |  | 0.36808 | 0.046011 | 0.046011
6 | 2035 | 2035-06-20 | 0.045838 | 0.38647 | 0.45838 | 3.8647 | 0 | 5.1242 | 0 | 1.343 |  |  |  | 0.3667 | 0.045838 | 0.045838
6 | 2035 | 2035-06-21 | 0.045828 | 0.38755 | 0.45828 | 3.8755 | 0 | 5.1232 | 0 | 1.3428 |  |  |  | 0.36662 | 0.045828 | 0.045828
6 | 2035 | 2035-06-22 | 0.046023 | 0.39006 | 0.46023 | 3.9006 | 0 | 5.145 | 0 | 1.3485 |  |  |  | 0.36819 | 0.046023 | 0.046023
6 | 2035 | 2035-06-23 | 0.038473 | 0.33797 | 0.38473 | 3.3797 | 0 | 4.301 | 0 | 1.1273 |  |  |  | 0.30779 | 0.038473 | 0.038473
6 | 2035 | 2035-06-24 | 0.038441 | 0.33854 | 0.38441 | 3.3854 | 0 | 4.2974 | 0 | 1.1263 |  |  |  | 0.30753 | 0.038441 | 0.038441
6 | 2035 | 2035-06-25 | 0.045914 | 0.39042 | 0.45914 | 3.9042 | 0 | 5.1327 | 0 | 1.3453 |  |  |  | 0.36731 | 0.045914 | 0.045914
6 | 2035 | 2035-06-26 | 0.045791 | 0.38983 | 0.45791 | 3.8983 | 0 | 5.1191 | 0 | 1.3417 |  |  |  | 0.36633 | 0.045791 | 0.045791
6 | 2035 | 2035-06-27 | 0.046068 | 0.39247 | 0.46068 | 3.9247 | 0 | 5.1499 | 0 | 1.3498 |  |  |  | 0.36854 | 0.046068 | 0.046068
6 | 2035 | 2035-06-28 | 0.046266 | 0.39472 | 0.46266 | 3.9472 | 0 | 5.1721 | 0 | 1.3556 |  |  |  | 0.37013 | 0.046266 | 0.046266
6 | 2035 | 2035-06-29 | 0.046332 | 0.39596 | 0.46332 | 3.9596 | 0 | 5.1794 | 0 | 1.3575 |  |  |  | 0.37065 | 0.046332 | 0.046332
6 | 2035 | 2035-06-30 | 0.038768 | 0.34427 | 0.38768 | 3.4427 | 0 | 4.3339 | 0 | 1.1359 |  |  |  | 0.31015 | 0.038768 | 0.038768
7 | 2035 | 2035-07-01 | 0.039775 | 0.37568 | 0.39775 | 3.7568 | 0 | 4.4465 | 0 | 1.1654 |  |  |  | 0.3182 | 0.039775 | 0.039775
7 | 2035 | 2035-07-02 | 0.04763 | 0.43379 | 0.4763 | 4.3379 | 0 | 5.3246 | 0 | 1.3956 |  |  |  | 0.38104 | 0.04763 | 0.04763
7 | 2035 | 2035-07-03 | 0.047933 | 0.43954 | 0.47933 | 4.3954 | 0 | 5.3585 | 0 | 1.4044 |  |  |  | 0.38347 | 0.047933 | 0.047933
7 | 2035 | 2035-07-04 | 0.047497 | 0.42996 | 0.47497 | 4.2996 | 0 | 5.3097 | 0 | 1.3917 |  |  |  | 0.37997 | 0.047497 | 0.047497
7 | 2035 | 2035-07-05 | 0.047606 | 0.43185 | 0.47606 | 4.3185 | 0 | 5.322 | 0 | 1.3949 |  |  |  | 0.38085 | 0.047606 | 0.047606
7 | 2035 | 2035-07-06 | 0.04753 | 0.42997 | 0.4753 | 4.2997 | 0 | 5.3135 | 0 | 1.3926 |  |  |  | 0.38024 | 0.04753 | 0.04753
7 | 2035 | 2035-07-07 | 0.040131 | 0.38057 | 0.40131 | 3.8057 | 0 | 4.4863 | 0 | 1.1758 |  |  |  | 0.32105 | 0.040131 | 0.040131
7 | 2035 | 2035-07-08 | 0.040061 | 0.37905 | 0.40061 | 3.7905 | 0 | 4.4784 | 0 | 1.1738 |  |  |  | 0.32049 | 0.040061 | 0.040061
7 | 2035 | 2035-07-09 | 0.047698 | 0.43332 | 0.47698 | 4.3332 | 0 | 5.3322 | 0 | 1.3975 |  |  |  | 0.38158 | 0.047698 | 0.047698
7 | 2035 | 2035-07-10 | 0.048038 | 0.44068 | 0.48038 | 4.4068 | 0 | 5.3702 | 0 | 1.4075 |  |  |  | 0.38431 | 0.048038 | 0.048038
7 | 2035 | 2035-07-11 | 0.047516 | 0.43023 | 0.47516 | 4.3023 | 0 | 5.3118 | 0 | 1.3922 |  |  |  | 0.38013 | 0.047516 | 0.047516
7 | 2035 | 2035-07-12 | 0.047288 | 0.42611 | 0.47288 | 4.2611 | 0 | 5.2864 | 0 | 1.3855 |  |  |  | 0.3783 | 0.047288 | 0.047288
7 | 2035 | 2035-07-13 | 0.047446 | 0.43022 | 0.47446 | 4.3022 | 0 | 5.304 | 0 | 1.3902 |  |  |  | 0.37957 | 0.047446 | 0.047446
7 | 2035 | 2035-07-14 | 0.039797 | 0.37682 | 0.39797 | 3.7682 | 0 | 4.4489 | 0 | 1.166 |  |  |  | 0.31837 | 0.039797 | 0.039797
7 | 2035 | 2035-07-15 | 0.039938 | 0.38102 | 0.39938 | 3.8102 | 0 | 4.4647 | 0 | 1.1702 |  |  |  | 0.31951 | 0.039938 | 0.039938
7 | 2035 | 2035-07-16 | 0.047374 | 0.43247 | 0.47374 | 4.3247 | 0 | 5.2959 | 0 | 1.388 |  |  |  | 0.37899 | 0.047374 | 0.047374
7 | 2035 | 2035-07-17 | 0.047362 | 0.43393 | 0.47362 | 4.3393 | 0 | 5.2946 | 0 | 1.3877 |  |  |  | 0.37889 | 0.047362 | 0.047362
7 | 2035 | 2035-07-18 | 0.047185 | 0.4322 | 0.47185 | 4.322 | 0 | 5.2748 | 0 | 1.3825 |  |  |  | 0.37748 | 0.047185 | 0.047185
7 | 2035 | 2035-07-19 | 0.046901 | 0.4285 | 0.46901 | 4.285 | 0 | 5.2431 | 0 | 1.3742 |  |  |  | 0.37521 | 0.046901 | 0.046901
7 | 2035 | 2035-07-20 | 0.046627 | 0.42526 | 0.46627 | 4.2526 | 0 | 5.2125 | 0 | 1.3662 |  |  |  | 0.37302 | 0.046627 | 0.046627
7 | 2035 | 2035-07-21 | 0.038789 | 0.36961 | 0.38789 | 3.6961 | 0 | 4.3362 | 0 | 1.1365 |  |  |  | 0.31031 | 0.038789 | 0.038789
7 | 2035 | 2035-07-22 | 0.038681 | 0.37034 | 0.38681 | 3.7034 | 0 | 4.3242 | 0 | 1.1333 |  |  |  | 0.30945 | 0.038681 | 0.038681
7 | 2035 | 2035-07-23 | 0.045807 | 0.41712 | 0.45807 | 4.1712 | 0 | 5.1208 | 0 | 1.3421 |  |  |  | 0.36645 | 0.045807 | 0.045807
7 | 2035 | 2035-07-24 | 0.045573 | 0.41575 | 0.45573 | 4.1575 | 0 | 5.0946 | 0 | 1.3353 |  |  |  | 0.36458 | 0.045573 | 0.045573
7 | 2035 | 2035-07-25 | 0.04529 | 0.41365 | 0.4529 | 4.1365 | 0 | 5.063 | 0 | 1.327 |  |  |  | 0.36232 | 0.04529 | 0.04529
7 | 2035 | 2035-07-26 | 0.045077 | 0.41325 | 0.45077 | 4.1325 | 0 | 5.0392 | 0 | 1.3208 |  |  |  | 0.36062 | 0.045077 | 0.045077
7 | 2035 | 2035-07-27 | 0.044962 | 0.41516 | 0.44962 | 4.1516 | 0 | 5.0264 | 0 | 1.3174 |  |  |  | 0.3597 | 0.044962 | 0.044962
7 | 2035 | 2035-07-28 | 0.036612 | 0.35069 | 0.36612 | 3.5069 | 0 | 4.0928 | 0 | 1.0727 |  |  |  | 0.29289 | 0.036612 | 0.036612
7 | 2035 | 2035-07-29 | 0.036403 | 0.35117 | 0.36403 | 3.5117 | 0 | 4.0695 | 0 | 1.0666 |  |  |  | 0.29122 | 0.036403 | 0.036403
7 | 2035 | 2035-07-30 | 0.043577 | 0.40077 | 0.43577 | 4.0077 | 0 | 4.8715 | 0 | 1.2768 |  |  |  | 0.34862 | 0.043577 | 0.043577
7 | 2035 | 2035-07-31 | 0.043161 | 0.3974 | 0.43161 | 3.974 | 0 | 4.825 | 0 | 1.2646 |  |  |  | 0.34529 | 0.043161 | 0.043161
8 | 2035 | 2035-08-01 | 0.030269 | 0.24533 | 0.30269 | 2.4533 | 0 | 3.3837 | 0 | 0.88687 |  |  |  | 0.24215 | 0.030269 | 0.030269
8 | 2035 | 2035-08-02 | 0.028706 | 0.23023 | 0.28706 | 2.3023 | 0 | 3.2091 | 0 | 0.84109 |  |  |  | 0.22965 | 0.028706 | 0.028706
8 | 2035 | 2035-08-03 | 0.030566 | 0.25161 | 0.30566 | 2.5161 | 0 | 3.417 | 0 | 0.8956 |  |  |  | 0.24453 | 0.030566 | 0.030566
8 | 2035 | 2035-08-04 | 0.021844 | 0.1888 | 0.21844 | 1.888 | 0 | 2.4419 | 0 | 0.64002 |  |  |  | 0.17475 | 0.021844 | 0.021844
8 | 2035 | 2035-08-05 | 0.020626 | 0.1776 | 0.20626 | 1.776 | 0 | 2.3058 | 0 | 0.60433 |  |  |  | 0.16501 | 0.020626 | 0.020626
8 | 2035 | 2035-08-06 | 0.027869 | 0.22818 | 0.27869 | 2.2818 | 0 | 3.1154 | 0 | 0.81655 |  |  |  | 0.22295 | 0.027869 | 0.027869
8 | 2035 | 2035-08-07 | 0.027586 | 0.22707 | 0.27586 | 2.2707 | 0 | 3.0839 | 0 | 0.80827 |  |  |  | 0.22069 | 0.027586 | 0.027586
8 | 2035 | 2035-08-08 | 0.027296 | 0.22596 | 0.27296 | 2.2596 | 0 | 3.0514 | 0 | 0.79977 |  |  |  | 0.21837 | 0.027296 | 0.027296
8 | 2035 | 2035-08-09 | 0.026808 | 0.22281 | 0.26808 | 2.2281 | 0 | 2.9969 | 0 | 0.78549 |  |  |  | 0.21447 | 0.026808 | 0.026808
8 | 2035 | 2035-08-10 | 0.026698 | 0.22374 | 0.26698 | 2.2374 | 0 | 2.9846 | 0 | 0.78225 |  |  |  | 0.21358 | 0.026698 | 0.026698
8 | 2035 | 2035-08-11 | 0.018495 | 0.16695 | 0.18495 | 1.6695 | 0 | 2.0676 | 0 | 0.54191 |  |  |  | 0.14796 | 0.018495 | 0.018495
8 | 2035 | 2035-08-12 | 0.01838 | 0.16795 | 0.1838 | 1.6795 | 0 | 2.0547 | 0 | 0.53853 |  |  |  | 0.14704 | 0.01838 | 0.01838
8 | 2035 | 2035-08-13 | 0.025399 | 0.21659 | 0.25399 | 2.1659 | 0 | 2.8393 | 0 | 0.74418 |  |  |  | 0.20319 | 0.025399 | 0.025399
8 | 2035 | 2035-08-14 | 0.023948 | 0.2035 | 0.23948 | 2.035 | 0 | 2.6772 | 0 | 0.70168 |  |  |  | 0.19159 | 0.023948 | 0.023948
8 | 2035 | 2035-08-15 | 0.023646 | 0.20266 | 0.23646 | 2.0266 | 0 | 2.6434 | 0 | 0.69284 |  |  |  | 0.18917 | 0.023646 | 0.023646
8 | 2035 | 2035-08-16 | 0.023731 | 0.20598 | 0.23731 | 2.0598 | 0 | 2.6529 | 0 | 0.69533 |  |  |  | 0.18985 | 0.023731 | 0.023731
8 | 2035 | 2035-08-17 | 0.023632 | 0.20737 | 0.23632 | 2.0737 | 0 | 2.6419 | 0 | 0.69242 |  |  |  | 0.18906 | 0.023632 | 0.023632
8 | 2035 | 2035-08-18 | 0.016216 | 0.15927 | 0.16216 | 1.5927 | 0 | 1.8128 | 0 | 0.47514 |  |  |  | 0.12973 | 0.016216 | 0.016216
8 | 2035 | 2035-08-19 | 0.013273 | 0.13047 | 0.13273 | 1.3047 | 0 | 1.4838 | 0 | 0.3889 |  |  |  | 0.10618 | 0.013273 | 0.013273
8 | 2035 | 2035-08-20 | 0.021868 | 0.19611 | 0.21868 | 1.9611 | 0 | 2.4446 | 0 | 0.64072 |  |  |  | 0.17494 | 0.021868 | 0.021868
8 | 2035 | 2035-08-21 | 0.019333 | 0.17169 | 0.19333 | 1.7169 | 0 | 2.1613 | 0 | 0.56646 |  |  |  | 0.15467 | 0.019333 | 0.019333
8 | 2035 | 2035-08-22 | 0.02197 | 0.20226 | 0.2197 | 2.0226 | 0 | 2.456 | 0 | 0.64371 |  |  |  | 0.17576 | 0.02197 | 0.02197
8 | 2035 | 2035-08-23 | 0.021379 | 0.19852 | 0.21379 | 1.9852 | 0 | 2.39 | 0 | 0.62641 |  |  |  | 0.17103 | 0.021379 | 0.021379
8 | 2035 | 2035-08-24 | 0.018137 | 0.16656 | 0.18137 | 1.6656 | 0 | 2.0275 | 0 | 0.53141 |  |  |  | 0.1451 | 0.018137 | 0.018137
8 | 2035 | 2035-08-25 | 0.012555 | 0.13798 | 0.12555 | 1.3798 | 0 | 1.4036 | 0 | 0.36787 |  |  |  | 0.10044 | 0.012555 | 0.012555
8 | 2035 | 2035-08-26 | 0.012796 | 0.14302 | 0.12796 | 1.4302 | 0 | 1.4305 | 0 | 0.37494 |  |  |  | 0.10237 | 0.012796 | 0.012796
8 | 2035 | 2035-08-27 | 0.019435 | 0.18779 | 0.19435 | 1.8779 | 0 | 2.1727 | 0 | 0.56946 |  |  |  | 0.15548 | 0.019435 | 0.019435
8 | 2035 | 2035-08-28 | 0.018969 | 0.18523 | 0.18969 | 1.8523 | 0 | 2.1205 | 0 | 0.55579 |  |  |  | 0.15175 | 0.018969 | 0.018969
8 | 2035 | 2035-08-29 | 0.015479 | 0.15047 | 0.15479 | 1.5047 | 0 | 1.7304 | 0 | 0.45353 |  |  |  | 0.12383 | 0.015479 | 0.015479
8 | 2035 | 2035-08-30 | 0.018512 | 0.18502 | 0.18512 | 1.8502 | 0 | 2.0695 | 0 | 0.54241 |  |  |  | 0.1481 | 0.018512 | 0.018512
8 | 2035 | 2035-08-31 | 0.017763 | 0.17928 | 0.17763 | 1.7928 | 0 | 1.9857 | 0 | 0.52046 |  |  |  | 0.1421 | 0.017763 | 0.017763
9 | 2035 | 2035-09-01 | 0.025818 | 0.30384 | 0.25818 | 3.0384 | 0 | 2.8862 | 0 | 0.75647 |  |  |  | 0.20655 | 0.025818 | 0.025818
9 | 2035 | 2035-09-02 | 0.026299 | 0.31175 | 0.26299 | 3.1175 | 0 | 2.9399 | 0 | 0.77055 |  |  |  | 0.21039 | 0.026299 | 0.026299
9 | 2035 | 2035-09-03 | 0.034069 | 0.36859 | 0.34069 | 3.6859 | 0 | 3.8086 | 0 | 0.99822 |  |  |  | 0.27255 | 0.034069 | 0.034069
9 | 2035 | 2035-09-04 | 0.033622 | 0.3654 | 0.33622 | 3.654 | 0 | 3.7587 | 0 | 0.98513 |  |  |  | 0.26898 | 0.033622 | 0.033622
9 | 2035 | 2035-09-05 | 0.033099 | 0.36007 | 0.33099 | 3.6007 | 0 | 3.7001 | 0 | 0.96979 |  |  |  | 0.26479 | 0.033099 | 0.033099
9 | 2035 | 2035-09-06 | 0.032817 | 0.35791 | 0.32817 | 3.5791 | 0 | 3.6687 | 0 | 0.96154 |  |  |  | 0.26254 | 0.032817 | 0.032817
9 | 2035 | 2035-09-07 | 0.033392 | 0.36684 | 0.33392 | 3.6684 | 0 | 3.7329 | 0 | 0.97837 |  |  |  | 0.26713 | 0.033392 | 0.033392
9 | 2035 | 2035-09-08 | 0.026528 | 0.32405 | 0.26528 | 3.2405 | 0 | 2.9656 | 0 | 0.77727 |  |  |  | 0.21222 | 0.026528 | 0.026528
9 | 2035 | 2035-09-09 | 0.026966 | 0.33023 | 0.26966 | 3.3023 | 0 | 3.0145 | 0 | 0.7901 |  |  |  | 0.21573 | 0.026966 | 0.026966
9 | 2035 | 2035-09-10 | 0.034974 | 0.3885 | 0.34974 | 3.885 | 0 | 3.9098 | 0 | 1.0247 |  |  |  | 0.27979 | 0.034974 | 0.034974
9 | 2035 | 2035-09-11 | 0.034792 | 0.38657 | 0.34792 | 3.8657 | 0 | 3.8895 | 0 | 1.0194 |  |  |  | 0.27834 | 0.034792 | 0.034792
9 | 2035 | 2035-09-12 | 0.03567 | 0.39856 | 0.3567 | 3.9856 | 0 | 3.9876 | 0 | 1.0451 |  |  |  | 0.28536 | 0.03567 | 0.03567
9 | 2035 | 2035-09-13 | 0.035587 | 0.39629 | 0.35587 | 3.9629 | 0 | 3.9783 | 0 | 1.0427 |  |  |  | 0.2847 | 0.035587 | 0.035587
9 | 2035 | 2035-09-14 | 0.035688 | 0.39696 | 0.35688 | 3.9696 | 0 | 3.9895 | 0 | 1.0456 |  |  |  | 0.2855 | 0.035688 | 0.035688
9 | 2035 | 2035-09-15 | 0.028901 | 0.35358 | 0.28901 | 3.5358 | 0 | 3.2308 | 0 | 0.84679 |  |  |  | 0.23121 | 0.028901 | 0.028901
9 | 2035 | 2035-09-16 | 0.029186 | 0.35568 | 0.29186 | 3.5568 | 0 | 3.2627 | 0 | 0.85514 |  |  |  | 0.23349 | 0.029186 | 0.029186
9 | 2035 | 2035-09-17 | 0.037723 | 0.41834 | 0.37723 | 4.1834 | 0 | 4.2171 | 0 | 1.1053 |  |  |  | 0.30179 | 0.037723 | 0.037723
9 | 2035 | 2035-09-18 | 0.03814 | 0.42137 | 0.3814 | 4.2137 | 0 | 4.2637 | 0 | 1.1175 |  |  |  | 0.30512 | 0.03814 | 0.03814
9 | 2035 | 2035-09-19 | 0.039816 | 0.4397 | 0.39816 | 4.397 | 0 | 4.451 | 0 | 1.1666 |  |  |  | 0.31853 | 0.039816 | 0.039816
9 | 2035 | 2035-09-20 | 0.040639 | 0.44821 | 0.40639 | 4.4821 | 0 | 4.5431 | 0 | 1.1907 |  |  |  | 0.32511 | 0.040639 | 0.040639
9 | 2035 | 2035-09-21 | 0.040798 | 0.44679 | 0.40798 | 4.4679 | 0 | 4.5608 | 0 | 1.1954 |  |  |  | 0.32638 | 0.040798 | 0.040798
9 | 2035 | 2035-09-22 | 0.03497 | 0.41209 | 0.3497 | 4.1209 | 0 | 3.9094 | 0 | 1.0246 |  |  |  | 0.27976 | 0.03497 | 0.03497
9 | 2035 | 2035-09-23 | 0.036526 | 0.42842 | 0.36526 | 4.2842 | 0 | 4.0832 | 0 | 1.0702 |  |  |  | 0.2922 | 0.036526 | 0.036526
9 | 2035 | 2035-09-24 | 0.045356 | 0.49305 | 0.45356 | 4.9305 | 0 | 5.0704 | 0 | 1.3289 |  |  |  | 0.36285 | 0.045356 | 0.045356
9 | 2035 | 2035-09-25 | 0.046393 | 0.50022 | 0.46393 | 5.0022 | 1 | 5.1863 | 4.5043 | 1.3593 |  |  |  | 0.37115 | 0.046393 | 0.046393
9 | 2035 | 2035-09-26 | 0.049285 | 0.53251 | 0.49285 | 5.3251 | 0 | 5.5096 | 0 | 1.444 |  |  |  | 0.39428 | 0.049285 | 0.049285
9 | 2035 | 2035-09-27 | 0.052531 | 0.56811 | 0.52531 | 5.6811 | 0 | 5.8725 | 0 | 1.5392 |  |  |  | 0.42025 | 0.052531 | 0.052531
9 | 2035 | 2035-09-28 | 0.054911 | 0.59268 | 0.54911 | 5.9268 | 1 | 6.1386 | 5.3313 | 1.6089 |  |  |  | 0.43929 | 0.054911 | 0.054911
9 | 2035 | 2035-09-29 | 0.048634 | 0.54855 | 0.48634 | 5.4855 | 1 | 5.4369 | 4.7219 | 1.425 |  |  |  | 0.38907 | 0.048634 | 0.048634
9 | 2035 | 2035-09-30 | 0.048818 | 0.54369 | 0.48818 | 5.4369 | 1 | 5.4574 | 4.7397 | 1.4304 |  |  |  | 0.39054 | 0.048818 | 0.048818
10 | 2035 | 2035-10-01 | 0.053517 | 0.5782 | 0.53517 | 5.782 | 1 | 5.9827 | 5.1959 | 1.568 |  |  |  | 0.42814 | 0.053517 | 0.053517
10 | 2035 | 2035-10-02 | 0.055311 | 0.58956 | 0.55311 | 5.8956 | 1 | 6.1833 | 5.3701 | 1.6206 |  |  |  | 0.44249 | 0.055311 | 0.055311
10 | 2035 | 2035-10-03 | 0.059327 | 0.62807 | 0.59327 | 6.2807 | 1 | 6.6323 | 5.7601 | 1.7383 |  |  |  | 0.47462 | 0.059327 | 0.059327
10 | 2035 | 2035-10-04 | 0.059855 | 0.62817 | 0.59855 | 6.2817 | 1 | 6.6913 | 5.8113 | 1.7538 |  |  |  | 0.47884 | 0.059855 | 0.059855
10 | 2035 | 2035-10-05 | 0.061922 | 0.64085 | 0.61922 | 6.4085 | 1 | 6.9223 | 6.012 | 1.8143 |  |  |  | 0.49538 | 0.061922 | 0.061922
10 | 2035 | 2035-10-06 | 0.053446 | 0.57788 | 0.53446 | 5.7788 | 0 | 5.9748 | 0 | 1.566 |  |  |  | 0.42757 | 0.053446 | 0.053446
10 | 2035 | 2035-10-07 | 0.055715 | 0.59993 | 0.55715 | 5.9993 | 1 | 6.2284 | 5.4093 | 1.6325 |  |  |  | 0.44572 | 0.055715 | 0.055715
10 | 2035 | 2035-10-08 | 0.071792 | 0.73705 | 0.71792 | 7.3705 | 1 | 8.0256 | 6.9702 | 2.1035 |  |  |  | 0.57433 | 0.071792 | 0.071792
10 | 2035 | 2035-10-09 | 0.075773 | 0.7636 | 0.75773 | 7.636 | 2 | 8.4707 | 7.3952 | 2.2201 |  |  |  | 0.60618 | 0.075773 | 0.075773
10 | 2035 | 2035-10-10 | 0.079169 | 0.79866 | 0.79169 | 7.9866 | 3 | 8.8503 | 7.7673 | 2.3196 |  |  |  | 0.63335 | 0.079169 | 0.079169
10 | 2035 | 2035-10-11 | 0.082244 | 0.82535 | 0.82244 | 8.2535 | 2 | 9.1942 | 8.0268 | 2.4098 |  |  |  | 0.65795 | 0.082244 | 0.082244
10 | 2035 | 2035-10-12 | 0.08878 | 0.88266 | 0.8878 | 8.8266 | 3 | 9.9247 | 8.7102 | 2.6012 |  |  |  | 0.71024 | 0.08878 | 0.08878
10 | 2035 | 2035-10-13 | 0.082417 | 0.84306 | 0.82417 | 8.4306 | 3 | 9.2135 | 8.086 | 2.4148 |  |  |  | 0.65934 | 0.082417 | 0.082417
10 | 2035 | 2035-10-14 | 0.089139 | 0.90956 | 0.89139 | 9.0956 | 4 | 9.965 | 8.7918 | 2.6118 |  |  |  | 0.71312 | 0.089139 | 0.089139
10 | 2035 | 2035-10-15 | 0.093452 | 0.91469 | 0.93452 | 9.1469 | 3 | 10.447 | 9.1686 | 2.7381 |  |  |  | 0.74761 | 0.093452 | 0.093452
10 | 2035 | 2035-10-16 | 0.095724 | 0.9282 | 0.95724 | 9.282 | 3 | 10.701 | 9.3915 | 2.8047 |  |  |  | 0.76579 | 0.095724 | 0.095724
10 | 2035 | 2035-10-17 | 0.10397 | 1.0105 | 1.0397 | 10.1052 | 3 | 11.6227 | 10.2004 | 3.0463 |  |  |  | 0.83174 | 0.10397 | 0.10397
10 | 2035 | 2035-10-18 | 0.10639 | 1.0274 | 1.0639 | 10.2743 | 4 | 11.8939 | 10.4936 | 3.1173 |  |  |  | 0.85115 | 0.10639 | 0.10639
10 | 2035 | 2035-10-19 | 0.11293 | 1.0837 | 1.1293 | 10.8372 | 6 | 12.6246 | 11.2574 | 3.3089 |  |  |  | 0.90344 | 0.11293 | 0.11293
10 | 2035 | 2035-10-20 | 0.10762 | 1.0408 | 1.0762 | 10.4076 | 7 | 12.0305 | 10.7853 | 3.1532 |  |  |  | 0.86093 | 0.10762 | 0.10762
10 | 2035 | 2035-10-21 | 0.11141 | 1.0675 | 1.1141 | 10.6755 | 5 | 12.4548 | 11.047 | 3.2644 |  |  |  | 0.8913 | 0.11141 | 0.11141
10 | 2035 | 2035-10-22 | 0.12256 | 1.1546 | 1.2256 | 11.5458 | 6 | 13.7009 | 12.2171 | 3.591 |  |  |  | 0.98047 | 0.12256 | 0.12256
10 | 2035 | 2035-10-23 | 0.12285 | 1.14 | 1.2285 | 11.4004 | 5 | 13.7336 | 12.1812 | 3.5995 |  |  |  | 0.98281 | 0.12285 | 0.12285
10 | 2035 | 2035-10-24 | 0.12888 | 1.1941 | 1.2888 | 11.9406 | 6 | 14.4079 | 12.8476 | 3.7763 |  |  |  | 1.0311 | 0.12888 | 0.12888
10 | 2035 | 2035-10-25 | 0.13571 | 1.26 | 1.3571 | 12.5999 | 7 | 15.1713 | 13.601 | 3.9764 |  |  |  | 1.0857 | 0.13571 | 0.13571
10 | 2035 | 2035-10-26 | 0.13672 | 1.2491 | 1.3672 | 12.4905 | 7 | 15.2839 | 13.7019 | 4.0059 |  |  |  | 1.0938 | 0.13672 | 0.13672
10 | 2035 | 2035-10-27 | 0.1357 | 1.2577 | 1.357 | 12.5767 | 6 | 15.1705 | 13.5276 | 3.9761 |  |  |  | 1.0856 | 0.1357 | 0.1357
10 | 2035 | 2035-10-28 | 0.13997 | 1.2941 | 1.3997 | 12.9408 | 7 | 15.6469 | 14.0274 | 4.101 |  |  |  | 1.1197 | 0.13997 | 0.13997
10 | 2035 | 2035-10-29 | 0.1495 | 1.3497 | 1.495 | 13.4975 | 8 | 16.7124 | 15.0635 | 4.3803 |  |  |  | 1.196 | 0.1495 | 0.1495
10 | 2035 | 2035-10-30 | 0.15365 | 1.3805 | 1.5365 | 13.8052 | 6 | 17.1763 | 15.3162 | 4.5019 |  |  |  | 1.2292 | 0.15365 | 0.15365
10 | 2035 | 2035-10-31 | 0.15932 | 1.432 | 1.5932 | 14.32 | 7 | 17.8102 | 15.9667 | 4.668 |  |  |  | 1.2745 | 0.15932 | 0.15932
11 | 2035 | 2035-11-01 | 0.16728 | 1.3259 | 1.6728 | 13.2594 | 9 | 18.7004 | 16.9469 | 4.9013 |  |  |  | 1.3382 | 0.16728 | 0.16728
11 | 2035 | 2035-11-02 | 0.17391 | 1.371 | 1.7391 | 13.7102 | 9 | 19.441 | 17.6181 | 5.0954 |  |  |  | 1.3912 | 0.17391 | 0.17391
11 | 2035 | 2035-11-03 | 0.17475 | 1.3795 | 1.7475 | 13.7946 | 10 | 19.535 | 17.8 | 5.1201 |  |  |  | 1.398 | 0.17475 | 0.17475
11 | 2035 | 2035-11-04 | 0.18263 | 1.4352 | 1.8263 | 14.3522 | 13 | 9.0482 | 18.913 | 5.3511 |  |  |  | 0.54789 | 1.0958 | 0.18263
11 | 2035 | 2035-11-05 | 0.19305 | 1.5063 | 1.9305 | 15.063 | 12 | 9.5644 | 19.8816 | 5.6564 |  |  |  | 0.57915 | 1.1583 | 0.19305
11 | 2035 | 2035-11-06 | 0.20307 | 1.5762 | 2.0307 | 15.7616 | 13 | 10.0606 | 21.0292 | 5.9498 |  |  |  | 0.6092 | 1.2184 | 0.20307
11 | 2035 | 2035-11-07 | 0.2102 | 1.6215 | 2.102 | 16.2155 | 13 | 10.4142 | 21.7682 | 6.1589 |  |  |  | 0.63061 | 1.2612 | 0.2102
11 | 2035 | 2035-11-08 | 0.21533 | 1.6553 | 2.1533 | 16.5531 | 15 | 10.6684 | 22.7171 | 6.3093 |  |  |  | 0.646 | 1.292 | 0.21533
11 | 2035 | 2035-11-09 | 0.21533 | 1.6509 | 2.1533 | 16.5091 | 14 | 10.6681 | 22.5057 | 6.3091 |  |  |  | 0.64598 | 1.292 | 0.21533
11 | 2035 | 2035-11-10 | 0.2126 | 1.6326 | 2.126 | 16.3256 | 15 | 10.533 | 22.4287 | 6.2292 |  |  |  | 0.6378 | 1.2756 | 0.2126
11 | 2035 | 2035-11-11 | 0.22052 | 1.6828 | 2.2052 | 16.8285 | 16 | 10.9255 | 23.4844 | 6.4613 |  |  |  | 0.66157 | 1.3231 | 0.22052
11 | 2035 | 2035-11-12 | 0.23326 | 1.768 | 2.3326 | 17.6804 | 17 | 11.5567 | 25.0779 | 6.8346 |  |  |  | 0.69979 | 1.3996 | 0.23326
11 | 2035 | 2035-11-13 | 0.2257 | 1.7001 | 2.257 | 17.0013 | 15 | 11.182 | 23.8107 | 6.613 |  |  |  | 0.6771 | 1.3542 | 0.2257
11 | 2035 | 2035-11-14 | 0.23339 | 1.7561 | 2.3339 | 17.5608 | 14 | 11.5632 | 24.3942 | 6.8385 |  |  |  | 0.70018 | 1.4004 | 0.23339
11 | 2035 | 2035-11-15 | 0.2375 | 1.78 | 2.375 | 17.8 | 15 | 11.7668 | 25.0561 | 6.9589 |  |  |  | 0.71251 | 1.425 | 0.2375
11 | 2035 | 2035-11-16 | 0.2414 | 1.8052 | 2.414 | 18.0524 | 15 | 11.9598 | 25.4669 | 7.073 |  |  |  | 0.7242 | 1.4484 | 0.2414
11 | 2035 | 2035-11-17 | 0.22904 | 1.7064 | 2.2904 | 17.0636 | 15 | 11.3477 | 24.1636 | 6.711 |  |  |  | 0.68713 | 1.3743 | 0.22904
11 | 2035 | 2035-11-18 | 0.24029 | 1.7898 | 2.4029 | 17.8979 | 15 | 11.9047 | 25.3495 | 7.0404 |  |  |  | 0.72086 | 1.4417 | 0.24029
11 | 2035 | 2035-11-19 | 0.25868 | 1.915 | 2.5868 | 19.15 | 18 | 12.8159 | 28.0784 | 7.5793 |  |  |  | 0.77604 | 1.5521 | 0.25868
11 | 2035 | 2035-11-20 | 0.26052 | 1.9243 | 2.6052 | 19.2428 | 18 | 12.907 | 28.2778 | 7.6332 |  |  |  | 0.78155 | 1.5631 | 0.26052
11 | 2035 | 2035-11-21 | 0.26918 | 1.9863 | 2.6918 | 19.863 | 16 | 13.336 | 28.6657 | 7.8869 |  |  |  | 0.80753 | 1.6151 | 0.26918
11 | 2035 | 2035-11-22 | 0.26777 | 1.9694 | 2.6777 | 19.6937 | 16 | 13.2662 | 28.5156 | 7.8456 |  |  |  | 0.8033 | 1.6066 | 0.26777
11 | 2035 | 2035-11-23 | 0.27137 | 1.9851 | 2.7137 | 19.8505 | 18 | 13.4445 | 29.4555 | 7.9511 |  |  |  | 0.8141 | 1.6282 | 0.27137
11 | 2035 | 2035-11-24 | 0.27059 | 1.979 | 2.7059 | 19.7897 | 18 | 13.406 | 29.3712 | 7.9283 |  |  |  | 0.81177 | 1.6235 | 0.27059
11 | 2035 | 2035-11-25 | 0.27602 | 2.0144 | 2.7602 | 20.1442 | 16 | 13.6748 | 29.394 | 8.0873 |  |  |  | 0.82805 | 1.6561 | 0.27602
11 | 2035 | 2035-11-26 | 0.29073 | 2.1142 | 2.9073 | 21.1422 | 19 | 14.4036 | 31.8636 | 8.5182 |  |  |  | 0.87218 | 1.7444 | 0.29073
11 | 2035 | 2035-11-27 | 0.29528 | 2.1341 | 2.9528 | 21.3406 | 20 | 14.6293 | 32.6807 | 8.6518 |  |  |  | 0.88585 | 1.7717 | 0.29528
11 | 2035 | 2035-11-28 | 0.3013 | 2.1771 | 3.013 | 21.7712 | 19 | 14.9275 | 33.0226 | 8.8281 |  |  |  | 0.9039 | 1.8078 | 0.3013
11 | 2035 | 2035-11-29 | 0.30316 | 2.1894 | 3.0316 | 21.8935 | 19 | 15.0194 | 33.2259 | 8.8825 |  |  |  | 0.90947 | 1.8189 | 0.30316
11 | 2035 | 2035-11-30 | 0.29791 | 2.1426 | 2.9791 | 21.4263 | 17 | 14.7595 | 32.0282 | 8.7288 |  |  |  | 0.89373 | 1.7875 | 0.29791
12 | 2035 | 2035-12-01 | 0.2968 | 1.9623 | 2.968 | 19.6226 | 16 | 14.7046 | 31.6075 | 8.6963 |  |  |  | 0.8904 | 1.7808 | 0.2968
12 | 2035 | 2035-12-02 | 0.29453 | 1.9438 | 2.9453 | 19.4384 | 18 | 14.5923 | 31.9701 | 8.6298 |  |  |  | 0.8836 | 1.7672 | 0.29453
12 | 2035 | 2035-12-03 | 0.31523 | 2.0696 | 3.1523 | 20.6964 | 18 | 15.6178 | 34.217 | 9.2363 |  |  |  | 0.9457 | 1.8914 | 0.31523
12 | 2035 | 2035-12-04 | 0.31556 | 2.0713 | 3.1556 | 20.713 | 16 | 15.634 | 33.6053 | 9.2459 |  |  |  | 0.94668 | 1.8934 | 0.31556
12 | 2035 | 2035-12-05 | 0.31591 | 2.0708 | 3.1591 | 20.7084 | 16 | 15.6512 | 33.6423 | 9.2561 |  |  |  | 0.94772 | 1.8954 | 0.31591
12 | 2035 | 2035-12-06 | 0.31966 | 2.0865 | 3.1966 | 20.8648 | 15 | 15.8373 | 33.7237 | 9.3662 |  |  |  | 0.95899 | 1.918 | 0.31966
12 | 2035 | 2035-12-07 | 0.32997 | 2.1468 | 3.2997 | 21.4679 | 17 | 16.3478 | 35.4747 | 9.6681 |  |  |  | 0.9899 | 1.9798 | 0.32997
12 | 2035 | 2035-12-08 | 0.33498 | 2.1683 | 3.3498 | 21.6834 | 19 | 16.5959 | 36.7135 | 9.8148 |  |  |  | 1.0049 | 2.0099 | 0.33498
12 | 2035 | 2035-12-09 | 0.33463 | 2.1637 | 3.3463 | 21.6374 | 18 | 16.5789 | 36.3227 | 9.8047 |  |  |  | 1.0039 | 2.0078 | 0.33463
12 | 2035 | 2035-12-10 | 0.34894 | 2.2491 | 3.4894 | 22.4906 | 20 | 17.2876 | 38.6191 | 10.2239 |  |  |  | 1.0468 | 2.0936 | 0.34894
12 | 2035 | 2035-12-11 | 0.35743 | 2.295 | 3.5743 | 22.9501 | 22 | 17.7086 | 40.352 | 10.4728 |  |  |  | 1.0723 | 2.1446 | 0.35743
12 | 2035 | 2035-12-12 | 0.3495 | 2.2429 | 3.495 | 22.4293 | 21 | 17.3155 | 39.0651 | 10.2404 |  |  |  | 1.0485 | 2.097 | 0.3495
12 | 2035 | 2035-12-13 | 0.33955 | 2.1863 | 3.3955 | 21.8627 | 19 | 16.8224 | 37.2145 | 9.9487 |  |  |  | 1.0186 | 2.0373 | 0.33955
12 | 2035 | 2035-12-14 | 0.34536 | 2.2154 | 3.4536 | 22.1543 | 19 | 17.1106 | 37.852 | 10.1192 |  |  |  | 1.0361 | 2.0722 | 0.34536
12 | 2035 | 2035-12-15 | 0.348 | 2.2225 | 3.48 | 22.2253 | 21 | 17.241 | 38.897 | 10.1963 |  |  |  | 1.044 | 2.088 | 0.348
12 | 2035 | 2035-12-16 | 0.35103 | 2.2281 | 3.5103 | 22.2808 | 22 | 17.3913 | 39.6289 | 10.2852 |  |  |  | 1.0531 | 2.1062 | 0.35103
12 | 2035 | 2035-12-17 | 0.36337 | 2.3065 | 3.6337 | 23.0653 | 22 | 18.0027 | 41.022 | 10.6467 |  |  |  | 1.0901 | 2.1802 | 0.36337
12 | 2035 | 2035-12-18 | 0.36574 | 2.3158 | 3.6574 | 23.1583 | 23 | 18.1201 | 41.7074 | 10.7162 |  |  |  | 1.0972 | 2.1944 | 0.36574
12 | 2035 | 2035-12-19 | 0.37753 | 2.3821 | 3.7753 | 23.8208 | 23 | 18.704 | 43.0513 | 11.0615 |  |  |  | 1.1326 | 2.2652 | 0.37753
12 | 2035 | 2035-12-20 | 0.36371 | 2.2862 | 3.6371 | 22.8618 | 23 | 18.0197 | 41.4763 | 10.6568 |  |  |  | 1.0911 | 2.1823 | 0.36371
12 | 2035 | 2035-12-21 | 0.494 | 2.9941 | 4.94 | 29.9411 | 61 | 2.2435 | 101.9383 | 4.3423 |  |  |  | 0.247 | 4.5448 | 0.1482
12 | 2035 | 2035-12-22 | 0.37285 | 2.3391 | 3.7285 | 23.391 | 23 | 18.4722 | 42.5178 | 10.9244 |  |  |  | 1.1185 | 2.2371 | 0.37285
12 | 2035 | 2035-12-23 | 0.36981 | 2.3117 | 3.6981 | 23.1167 | 22 | 18.322 | 41.7496 | 10.8356 |  |  |  | 1.1094 | 2.2189 | 0.36981
12 | 2035 | 2035-12-24 | 0.37581 | 2.3574 | 3.7581 | 23.5741 | 22 | 18.6188 | 42.426 | 11.0111 |  |  |  | 1.1274 | 2.2548 | 0.37581
12 | 2035 | 2035-12-25 | 0.38298 | 2.3958 | 3.8298 | 23.958 | 23 | 18.9743 | 43.6735 | 11.2214 |  |  |  | 1.1489 | 2.2979 | 0.38298
12 | 2035 | 2035-12-26 | 0.3831 | 2.3905 | 3.831 | 23.9053 | 25 | 18.98 | 44.5888 | 11.2247 |  |  |  | 1.1493 | 2.2986 | 0.3831
12 | 2035 | 2035-12-27 | 0.38881 | 2.4217 | 3.8881 | 24.2172 | 25 | 19.2631 | 45.2539 | 11.3922 |  |  |  | 1.1664 | 2.3329 | 0.38881
12 | 2035 | 2035-12-28 | 0.38843 | 2.4169 | 3.8843 | 24.1691 | 25 | 19.2441 | 45.2091 | 11.3809 |  |  |  | 1.1653 | 2.3306 | 0.38843
12 | 2035 | 2035-12-29 | 0.36196 | 2.2404 | 3.6196 | 22.4041 | 23 | 17.933 | 41.2767 | 10.6055 |  |  |  | 1.0859 | 2.1718 | 0.36196
12 | 2035 | 2035-12-30 | 0.36726 | 2.2683 | 3.6726 | 22.6829 | 22 | 18.1956 | 41.4617 | 10.7608 |  |  |  | 1.1018 | 2.2036 | 0.36726
12 | 2035 | 2035-12-31 | 0.37594 | 2.3319 | 3.7594 | 23.3189 | 20 | 18.6253 | 41.6074 | 11.015 |  |  |  | 1.1278 | 2.2556 | 0.37594
1 | 2036 | 2036-01-01 | 0.39411 | 2.4571 | 3.9411 | 24.5707 | 21 | 19.5256 | 44.0512 | 11.5474 |  |  |  | 1.1823 | 2.3647 | 0.39411
1 | 2036 | 2036-01-02 | 0.39921 | 2.4894 | 3.9921 | 24.894 | 22 | 19.7781 | 45.0678 | 11.6968 |  |  |  | 1.1976 | 2.3952 | 0.39921
1 | 2036 | 2036-01-03 | 0.39808 | 2.4774 | 3.9808 | 24.774 | 22 | 19.7225 | 44.941 | 11.6639 |  |  |  | 1.1943 | 2.3885 | 0.39808
1 | 2036 | 2036-01-04 | 0.39901 | 2.4847 | 3.9901 | 24.847 | 22 | 19.7684 | 45.0456 | 11.691 |  |  |  | 1.197 | 2.3941 | 0.39901
1 | 2036 | 2036-01-05 | 0.39779 | 2.4661 | 3.9779 | 24.6614 | 23 | 19.708 | 45.3622 | 11.6552 |  |  |  | 1.1934 | 2.3867 | 0.39779
1 | 2036 | 2036-01-06 | 0.40453 | 2.5042 | 4.0453 | 25.0422 | 24 | 20.042 | 46.6026 | 11.8528 |  |  |  | 1.2136 | 2.4272 | 0.40453
1 | 2036 | 2036-01-07 | 0.40753 | 2.5212 | 4.0753 | 25.2121 | 22 | 20.1906 | 46.0076 | 11.9407 |  |  |  | 1.2226 | 2.4452 | 0.40753
1 | 2036 | 2036-01-08 | 0.40942 | 2.5315 | 4.0942 | 25.3149 | 22 | 20.2842 | 46.221 | 11.996 |  |  |  | 1.2283 | 2.4565 | 0.40942
1 | 2036 | 2036-01-09 | 0.40654 | 2.5144 | 4.0654 | 25.1438 | 21 | 20.1413 | 45.4401 | 11.9115 |  |  |  | 1.2196 | 2.4392 | 0.40654
1 | 2036 | 2036-01-10 | 0.4029 | 2.4857 | 4.029 | 24.8571 | 21 | 19.9612 | 45.0338 | 11.805 |  |  |  | 1.2087 | 2.4174 | 0.4029
1 | 2036 | 2036-01-11 | 0.39253 | 2.4223 | 3.9253 | 24.2228 | 19 | 19.4474 | 43.0215 | 11.5012 |  |  |  | 1.1776 | 2.3552 | 0.39253
1 | 2036 | 2036-01-12 | 0.38399 | 2.3674 | 3.8399 | 23.6743 | 19 | 19.0243 | 42.0856 | 11.251 |  |  |  | 1.152 | 2.3039 | 0.38399
1 | 2036 | 2036-01-13 | 0.383 | 2.365 | 3.83 | 23.6496 | 19 | 18.9753 | 41.9771 | 11.222 |  |  |  | 1.149 | 2.298 | 0.383
1 | 2036 | 2036-01-14 | 0.39779 | 2.4505 | 3.9779 | 24.5052 | 19 | 19.7081 | 43.5982 | 11.6553 |  |  |  | 1.1934 | 2.3868 | 0.39779
1 | 2036 | 2036-01-15 | 0.40216 | 2.4783 | 4.0216 | 24.7828 | 22 | 19.9243 | 45.4009 | 11.7832 |  |  |  | 1.2065 | 2.4129 | 0.40216
1 | 2036 | 2036-01-16 | 0.40346 | 2.4792 | 4.0346 | 24.792 | 24 | 19.9887 | 46.4786 | 11.8213 |  |  |  | 1.2104 | 2.4207 | 0.40346
1 | 2036 | 2036-01-17 | 0.40426 | 2.4839 | 4.0426 | 24.8386 | 23 | 20.0284 | 46.0997 | 11.8447 |  |  |  | 1.2128 | 2.4255 | 0.40426
1 | 2036 | 2036-01-18 | 0.39852 | 2.4494 | 3.9852 | 24.4942 | 22 | 19.7443 | 44.9908 | 11.6768 |  |  |  | 1.1956 | 2.3911 | 0.39852
1 | 2036 | 2036-01-19 | 0.38614 | 2.3662 | 3.8614 | 23.6616 | 22 | 19.1307 | 43.5924 | 11.3138 |  |  |  | 1.1584 | 2.3168 | 0.38614
1 | 2036 | 2036-01-20 | 0.38457 | 2.3604 | 3.8457 | 23.6037 | 22 | 19.0532 | 43.4159 | 11.268 |  |  |  | 1.1537 | 2.3074 | 0.38457
1 | 2036 | 2036-01-21 | 0.3938 | 2.419 | 3.938 | 24.1895 | 23 | 19.5104 | 44.9074 | 11.5384 |  |  |  | 1.1814 | 2.3628 | 0.3938
1 | 2036 | 2036-01-22 | 0.39725 | 2.4355 | 3.9725 | 24.3554 | 22 | 19.6811 | 44.8467 | 11.6394 |  |  |  | 1.1917 | 2.3835 | 0.39725
1 | 2036 | 2036-01-23 | 0.39836 | 2.4412 | 3.9836 | 24.4124 | 23 | 19.7362 | 45.4271 | 11.6719 |  |  |  | 1.1951 | 2.3902 | 0.39836
1 | 2036 | 2036-01-24 | 0.40248 | 2.4612 | 4.0248 | 24.6117 | 24 | 19.9403 | 46.3661 | 11.7927 |  |  |  | 1.2074 | 2.4149 | 0.40248
1 | 2036 | 2036-01-25 | 0.40168 | 2.4564 | 4.0168 | 24.5639 | 22 | 19.9007 | 45.347 | 11.7692 |  |  |  | 1.205 | 2.4101 | 0.40168
1 | 2036 | 2036-01-26 | 0.38072 | 2.3235 | 3.8072 | 23.2352 | 22 | 18.8621 | 42.9804 | 11.155 |  |  |  | 1.1421 | 2.2843 | 0.38072
1 | 2036 | 2036-01-27 | 0.37819 | 2.3123 | 3.7819 | 23.1225 | 20 | 18.7369 | 41.8567 | 11.081 |  |  |  | 1.1346 | 2.2691 | 0.37819
1 | 2036 | 2036-01-28 | 0.37331 | 2.2941 | 3.7331 | 22.9405 | 18 | 18.4949 | 40.5204 | 10.9378 |  |  |  | 1.1199 | 2.2398 | 0.37331
1 | 2036 | 2036-01-29 | 0.36997 | 2.2729 | 3.6997 | 22.7293 | 18 | 18.3296 | 40.1581 | 10.8401 |  |  |  | 1.1099 | 2.2198 | 0.36997
1 | 2036 | 2036-01-30 | 0.36758 | 2.2576 | 3.6758 | 22.5763 | 17 | 18.2114 | 39.5187 | 10.7702 |  |  |  | 1.1027 | 2.2055 | 0.36758
1 | 2036 | 2036-01-31 | 0.36783 | 2.2505 | 3.6783 | 22.5046 | 18 | 18.2234 | 39.9256 | 10.7773 |  |  |  | 1.1035 | 2.207 | 0.36783
2 | 2036 | 2036-02-01 | 0.36965 | 2.2972 | 3.6965 | 22.9723 | 17 | 18.3139 | 39.7412 | 10.8308 |  |  |  | 1.109 | 2.2179 | 0.36965
2 | 2036 | 2036-02-02 | 0.35936 | 2.2287 | 3.5936 | 22.2874 | 17 | 17.8041 | 38.6348 | 10.5293 |  |  |  | 1.0781 | 2.1562 | 0.35936
2 | 2036 | 2036-02-03 | 0.35834 | 2.2222 | 3.5834 | 22.2221 | 17 | 17.7536 | 38.5253 | 10.4994 |  |  |  | 1.075 | 2.1501 | 0.35834
2 | 2036 | 2036-02-04 | 0.36679 | 2.276 | 3.6679 | 22.7604 | 18 | 18.1722 | 39.8134 | 10.747 |  |  |  | 1.1004 | 2.2008 | 0.36679
2 | 2036 | 2036-02-05 | 0.3689 | 2.2876 | 3.689 | 22.8763 | 19 | 18.2769 | 40.432 | 10.8089 |  |  |  | 1.1067 | 2.2134 | 0.3689
2 | 2036 | 2036-02-06 | 0.36735 | 2.2771 | 3.6735 | 22.7712 | 20 | 18.1999 | 40.6571 | 10.7634 |  |  |  | 1.1021 | 2.2041 | 0.36735
2 | 2036 | 2036-02-07 | 0.36771 | 2.278 | 3.6771 | 22.7796 | 19 | 18.2178 | 40.3014 | 10.774 |  |  |  | 1.1031 | 2.2063 | 0.36771
2 | 2036 | 2036-02-08 | 0.36117 | 2.2399 | 3.6117 | 22.3987 | 19 | 17.8935 | 39.5839 | 10.5822 |  |  |  | 1.0835 | 2.167 | 0.36117
2 | 2036 | 2036-02-09 | 0.34035 | 2.1114 | 3.4035 | 21.1141 | 18 | 16.862 | 36.9428 | 9.9721 |  |  |  | 1.021 | 2.0421 | 0.34035
2 | 2036 | 2036-02-10 | 0.33946 | 2.1062 | 3.3946 | 21.0616 | 17 | 16.818 | 36.4951 | 9.9461 |  |  |  | 1.0184 | 2.0368 | 0.33946
2 | 2036 | 2036-02-11 | 0.34564 | 2.1497 | 3.4564 | 21.4975 | 18 | 17.1241 | 37.5171 | 10.1271 |  |  |  | 1.0369 | 2.0738 | 0.34564
2 | 2036 | 2036-02-12 | 0.34946 | 2.1704 | 3.4946 | 21.7039 | 19 | 17.3133 | 38.3004 | 10.239 |  |  |  | 1.0484 | 2.0967 | 0.34946
2 | 2036 | 2036-02-13 | 0.34568 | 2.1475 | 3.4568 | 21.4754 | 21 | 17.1263 | 38.6382 | 10.1285 |  |  |  | 1.037 | 2.0741 | 0.34568
2 | 2036 | 2036-02-14 | 0.35391 | 2.1941 | 3.5391 | 21.9408 | 20 | 17.5338 | 39.169 | 10.3694 |  |  |  | 1.0617 | 2.1234 | 0.35391
2 | 2036 | 2036-02-15 | 0.34795 | 2.1598 | 3.4795 | 21.5982 | 20 | 17.2389 | 38.5102 | 10.195 |  |  |  | 1.0439 | 2.0877 | 0.34795
2 | 2036 | 2036-02-16 | 0.3398 | 2.1024 | 3.398 | 21.024 | 20 | 16.8351 | 37.6082 | 9.9562 |  |  |  | 1.0194 | 2.0388 | 0.3398
2 | 2036 | 2036-02-17 | 0.33338 | 2.0649 | 3.3338 | 20.6495 | 18 | 16.5169 | 36.1867 | 9.768 |  |  |  | 1.0001 | 2.0003 | 0.33338
2 | 2036 | 2036-02-18 | 0.33067 | 2.0571 | 3.3067 | 20.571 | 17 | 16.3826 | 35.5501 | 9.6886 |  |  |  | 0.99201 | 1.984 | 0.33067
2 | 2036 | 2036-02-19 | 0.32657 | 2.0331 | 3.2657 | 20.3307 | 17 | 16.1795 | 35.1095 | 9.5685 |  |  |  | 0.97971 | 1.9594 | 0.32657
2 | 2036 | 2036-02-20 | 0.32615 | 2.0299 | 3.2615 | 20.2991 | 16 | 16.1587 | 34.7331 | 9.5562 |  |  |  | 0.97845 | 1.9569 | 0.32615
2 | 2036 | 2036-02-21 | 0.32166 | 2.0034 | 3.2166 | 20.0335 | 15 | 15.9364 | 33.9346 | 9.4248 |  |  |  | 0.96499 | 1.93 | 0.32166
2 | 2036 | 2036-02-22 | 0.3164 | 1.971 | 3.164 | 19.7096 | 14 | 15.6754 | 33.0693 | 9.2704 |  |  |  | 0.94919 | 1.8984 | 0.3164
2 | 2036 | 2036-02-23 | 0.30481 | 1.8966 | 3.0481 | 18.9664 | 15 | 15.1012 | 32.1562 | 8.9308 |  |  |  | 0.91442 | 1.8288 | 0.30481
2 | 2036 | 2036-02-24 | 0.30185 | 1.8792 | 3.0185 | 18.7915 | 15 | 14.9547 | 31.8443 | 8.8442 |  |  |  | 0.90555 | 1.8111 | 0.30185
2 | 2036 | 2036-02-25 | 0.31159 | 1.9414 | 3.1159 | 19.4136 | 16 | 15.4374 | 33.1827 | 9.1297 |  |  |  | 0.93478 | 1.8696 | 0.31159
2 | 2036 | 2036-02-26 | 0.30633 | 1.9128 | 3.0633 | 19.1277 | 16 | 15.1765 | 32.6217 | 8.9753 |  |  |  | 0.91898 | 1.838 | 0.30633
2 | 2036 | 2036-02-27 | 0.30515 | 1.9041 | 3.0515 | 19.0406 | 15 | 15.1183 | 32.1925 | 8.9409 |  |  |  | 0.91545 | 1.8309 | 0.30515
2 | 2036 | 2036-02-28 | 0.29974 | 1.8721 | 2.9974 | 18.7213 | 14 | 14.8504 | 31.3289 | 8.7825 |  |  |  | 0.89923 | 1.7985 | 0.29974
2 | 2036 | 2036-02-29 | 0.29694 | 1.8548 | 2.9694 | 18.5476 | 12 | 14.7114 | 30.5807 | 8.7003 |  |  |  | 0.89081 | 1.7816 | 0.29694
3 | 2036 | 2036-03-01 | 0.28455 | 1.8354 | 2.8455 | 18.3541 | 12 | 14.0976 | 29.3047 | 8.3373 |  |  |  | 0.85364 | 1.7073 | 0.28455
3 | 2036 | 2036-03-02 | 0.28255 | 1.8233 | 2.8255 | 18.2334 | 12 | 13.9987 | 29.0992 | 8.2788 |  |  |  | 0.84766 | 1.6953 | 0.28255
3 | 2036 | 2036-03-03 | 0.28419 | 1.8379 | 2.8419 | 18.3786 | 13 | 14.0799 | 29.4305 | 8.3268 |  |  |  | 0.85257 | 1.7051 | 0.28419
3 | 2036 | 2036-03-04 | 0.27635 | 1.7885 | 2.7635 | 17.8846 | 11 | 30.8935 | 28.3042 | 8.0971 |  |  |  | 2.2108 | 0.27635 | 0.27635
3 | 2036 | 2036-03-05 | 0.27613 | 1.7877 | 2.7613 | 17.8767 | 11 | 30.8687 | 28.2815 | 8.0906 |  |  |  | 2.209 | 0.27613 | 0.27613
3 | 2036 | 2036-03-06 | 0.27642 | 1.7904 | 2.7642 | 17.9037 | 12 | 13.6951 | 28.4681 | 8.0992 |  |  |  | 0.82927 | 1.6585 | 0.27642
3 | 2036 | 2036-03-07 | 0.27256 | 1.7663 | 2.7256 | 17.6634 | 12 | 13.5035 | 28.0699 | 7.986 |  |  |  | 0.81767 | 1.6353 | 0.27256
3 | 2036 | 2036-03-08 | 0.26293 | 1.7019 | 2.6293 | 17.0186 | 11 | 29.3933 | 26.9297 | 7.7039 |  |  |  | 2.1034 | 0.26293 | 0.26293
3 | 2036 | 2036-03-09 | 0.26344 | 1.7057 | 2.6344 | 17.0569 | 11 | 29.4496 | 26.9814 | 7.7187 |  |  |  | 2.1075 | 0.26344 | 0.26344
3 | 2036 | 2036-03-10 | 0.27102 | 1.7583 | 2.7102 | 17.5834 | 11 | 30.2974 | 27.7581 | 7.9408 |  |  |  | 2.1681 | 0.27102 | 0.27102
3 | 2036 | 2036-03-11 | 0.27013 | 1.7534 | 2.7013 | 17.5342 | 11 | 30.1979 | 27.667 | 7.9148 |  |  |  | 2.161 | 0.27013 | 0.27013
3 | 2036 | 2036-03-12 | 0.26594 | 1.7271 | 2.6594 | 17.2705 | 12 | 13.1755 | 27.3881 | 7.792 |  |  |  | 0.79781 | 1.5956 | 0.26594
3 | 2036 | 2036-03-13 | 0.2583 | 1.6785 | 2.583 | 16.7854 | 12 | 12.7973 | 26.602 | 7.5683 |  |  |  | 0.77491 | 1.5498 | 0.2583
3 | 2036 | 2036-03-14 | 0.25491 | 1.6572 | 2.5491 | 16.5721 | 12 | 12.6294 | 26.2528 | 7.469 |  |  |  | 0.76474 | 1.5295 | 0.25491
3 | 2036 | 2036-03-15 | 0.24544 | 1.5935 | 2.4544 | 15.9348 | 12 | 12.1599 | 25.277 | 7.1914 |  |  |  | 0.73632 | 1.4726 | 0.24544
3 | 2036 | 2036-03-16 | 0.2419 | 1.5713 | 2.419 | 15.7127 | 12 | 11.9847 | 24.9128 | 7.0877 |  |  |  | 0.72571 | 1.4514 | 0.2419
3 | 2036 | 2036-03-17 | 0.24058 | 1.5666 | 2.4058 | 15.6662 | 10 | 26.895 | 24.5063 | 7.0491 |  |  |  | 1.9247 | 0.24058 | 0.24058
3 | 2036 | 2036-03-18 | 0.23609 | 1.5382 | 2.3609 | 15.382 | 10 | 26.3929 | 24.0487 | 6.9175 |  |  |  | 1.8887 | 0.23609 | 0.23609
3 | 2036 | 2036-03-19 | 0.23227 | 1.5141 | 2.3227 | 15.1412 | 10 | 25.9655 | 23.6594 | 6.8055 |  |  |  | 1.8582 | 0.23227 | 0.23227
3 | 2036 | 2036-03-20 | 0.2336 | 1.523 | 2.336 | 15.2299 | 11 | 26.1144 | 23.9257 | 6.8445 |  |  |  | 1.8688 | 0.2336 | 0.2336
3 | 2036 | 2036-03-21 | 0.23532 | 1.5345 | 2.3532 | 15.3452 | 10 | 26.3065 | 23.9701 | 6.8949 |  |  |  | 1.8826 | 0.23532 | 0.23532
3 | 2036 | 2036-03-22 | 0.22494 | 1.4648 | 2.2494 | 14.6478 | 11 | 25.1463 | 23.0387 | 6.5908 |  |  |  | 1.7995 | 0.22494 | 0.22494
3 | 2036 | 2036-03-23 | 0.21946 | 1.4298 | 2.1946 | 14.2977 | 11 | 24.5333 | 22.4771 | 6.4301 |  |  |  | 1.7557 | 0.21946 | 0.21946
3 | 2036 | 2036-03-24 | 0.22403 | 1.4628 | 2.2403 | 14.6276 | 11 | 25.044 | 22.945 | 6.564 |  |  |  | 1.7922 | 0.22403 | 0.22403
3 | 2036 | 2036-03-25 | 0.21856 | 1.428 | 2.1856 | 14.2797 | 9 | 24.4326 | 22.1417 | 6.4037 |  |  |  | 1.7485 | 0.21856 | 0.21856
3 | 2036 | 2036-03-26 | 0.21209 | 1.3867 | 2.1209 | 13.8667 | 8 | 23.7098 | 21.3705 | 6.2143 |  |  |  | 1.6967 | 0.21209 | 0.21209
3 | 2036 | 2036-03-27 | 0.20649 | 1.3507 | 2.0649 | 13.5074 | 7 | 23.0835 | 20.6942 | 6.0501 |  |  |  | 1.6519 | 0.20649 | 0.20649
3 | 2036 | 2036-03-28 | 0.20342 | 1.3311 | 2.0342 | 13.3109 | 8 | 22.741 | 20.4974 | 5.9604 |  |  |  | 1.6274 | 0.20342 | 0.20342
3 | 2036 | 2036-03-29 | 0.19205 | 1.2549 | 1.9205 | 12.5487 | 9 | 21.4692 | 19.4561 | 5.627 |  |  |  | 1.5364 | 0.19205 | 0.19205
3 | 2036 | 2036-03-30 | 0.19068 | 1.2462 | 1.9068 | 12.462 | 8 | 21.316 | 19.2129 | 5.5869 |  |  |  | 1.5254 | 0.19068 | 0.19068
3 | 2036 | 2036-03-31 | 0.19001 | 1.2454 | 1.9001 | 12.4539 | 7 | 21.2414 | 19.0428 | 5.5673 |  |  |  | 1.5201 | 0.19001 | 0.19001
4 | 2036 | 2036-04-01 | 0.17941 | 1.1516 | 1.7941 | 11.516 | 6 | 20.0568 | 17.8847 | 5.2568 |  |  |  | 1.4353 | 0.17941 | 0.17941
4 | 2036 | 2036-04-02 | 0.17872 | 1.1458 | 1.7872 | 11.4579 | 7 | 19.9798 | 17.9118 | 5.2366 |  |  |  | 1.4298 | 0.17872 | 0.17872
4 | 2036 | 2036-04-03 | 0.17585 | 1.1273 | 1.7585 | 11.2726 | 7 | 19.6589 | 17.6241 | 5.1525 |  |  |  | 1.4068 | 0.17585 | 0.17585
4 | 2036 | 2036-04-04 | 0.17482 | 1.1199 | 1.7482 | 11.1991 | 8 | 19.5433 | 17.6152 | 5.1222 |  |  |  | 1.3986 | 0.17482 | 0.17482
4 | 2036 | 2036-04-05 | 0.16375 | 1.0463 | 1.6375 | 10.4634 | 7 | 18.306 | 16.4112 | 4.7979 |  |  |  | 1.31 | 0.16375 | 0.16375
4 | 2036 | 2036-04-06 | 0.1566 | 1.0038 | 1.566 | 10.0377 | 7 | 17.5065 | 15.6945 | 4.5884 |  |  |  | 1.2528 | 0.1566 | 0.1566
4 | 2036 | 2036-04-07 | 0.16046 | 1.0336 | 1.6046 | 10.3363 | 7 | 17.938 | 16.0813 | 4.7015 |  |  |  | 1.2837 | 0.16046 | 0.16046
4 | 2036 | 2036-04-08 | 0.15866 | 1.0215 | 1.5866 | 10.2146 | 7 | 17.7368 | 15.9009 | 4.6488 |  |  |  | 1.2693 | 0.15866 | 0.15866
4 | 2036 | 2036-04-09 | 0.15795 | 1.0158 | 1.5795 | 10.1584 | 7 | 17.6573 | 15.8297 | 4.6279 |  |  |  | 1.2636 | 0.15795 | 0.15795
4 | 2036 | 2036-04-10 | 0.15653 | 1.0067 | 1.5653 | 10.0666 | 7 | 17.4983 | 15.6871 | 4.5862 |  |  |  | 1.2522 | 0.15653 | 0.15653
4 | 2036 | 2036-04-11 | 0.15339 | 0.98708 | 1.5339 | 9.8708 | 7 | 17.1474 | 15.3726 | 4.4943 |  |  |  | 1.2271 | 0.15339 | 0.15339
4 | 2036 | 2036-04-12 | 0.145 | 0.92828 | 1.45 | 9.2828 | 7 | 16.2097 | 14.5319 | 4.2485 |  |  |  | 1.16 | 0.145 | 0.145
4 | 2036 | 2036-04-13 | 0.14693 | 0.93893 | 1.4693 | 9.3893 | 8 | 16.4259 | 14.8053 | 4.3052 |  |  |  | 1.1755 | 0.14693 | 0.14693
4 | 2036 | 2036-04-14 | 0.15024 | 0.96501 | 1.5024 | 9.6501 | 8 | 16.7957 | 15.1386 | 4.4021 |  |  |  | 1.2019 | 0.15024 | 0.15024
4 | 2036 | 2036-04-15 | 0.14336 | 0.92296 | 1.4336 | 9.2296 | 6 | 16.0261 | 14.2905 | 4.2004 |  |  |  | 1.1469 | 0.14336 | 0.14336
4 | 2036 | 2036-04-16 | 0.1398 | 0.90181 | 1.398 | 9.0181 | 5 | 15.6282 | 13.8616 | 4.0961 |  |  |  | 1.1184 | 0.1398 | 0.1398
4 | 2036 | 2036-04-17 | 0.1387 | 0.8944 | 1.387 | 8.944 | 5 | 15.5051 | 13.7524 | 4.0638 |  |  |  | 1.1096 | 0.1387 | 0.1387
4 | 2036 | 2036-04-18 | 0.13688 | 0.88259 | 1.3688 | 8.8259 | 6 | 15.3023 | 13.6451 | 4.0107 |  |  |  | 1.0951 | 0.13688 | 0.13688
4 | 2036 | 2036-04-19 | 0.13094 | 0.83874 | 1.3094 | 8.3874 | 7 | 14.6379 | 13.1228 | 3.8366 |  |  |  | 1.0475 | 0.13094 | 0.13094
4 | 2036 | 2036-04-20 | 0.12709 | 0.81564 | 1.2709 | 8.1564 | 7 | 14.2073 | 12.7368 | 3.7237 |  |  |  | 1.0167 | 0.12709 | 0.12709
4 | 2036 | 2036-04-21 | 0.12883 | 0.83328 | 1.2883 | 8.3328 | 7 | 14.4021 | 12.9114 | 3.7747 |  |  |  | 1.0306 | 0.12883 | 0.12883
4 | 2036 | 2036-04-22 | 0.12681 | 0.82053 | 1.2681 | 8.2053 | 7 | 14.1762 | 12.7089 | 3.7155 |  |  |  | 1.0145 | 0.12681 | 0.12681
4 | 2036 | 2036-04-23 | 0.12671 | 0.81912 | 1.2671 | 8.1912 | 7 | 14.1646 | 12.6985 | 3.7125 |  |  |  | 1.0136 | 0.12671 | 0.12671
4 | 2036 | 2036-04-24 | 0.12306 | 0.79703 | 1.2306 | 7.9703 | 6 | 13.7565 | 12.2667 | 3.6055 |  |  |  | 0.98444 | 0.12306 | 0.12306
4 | 2036 | 2036-04-25 | 0.11531 | 0.75182 | 1.1531 | 7.5182 | 5 | 12.8909 | 11.4337 | 3.3787 |  |  |  | 0.9225 | 0.11531 | 0.11531
4 | 2036 | 2036-04-26 | 0.099865 | 0.65369 | 0.99865 | 6.5369 | 4 | 11.164 | 9.8497 | 2.9261 |  |  |  | 0.79892 | 0.099865 | 0.099865
4 | 2036 | 2036-04-27 | 0.099425 | 0.65093 | 0.99425 | 6.5093 | 4 | 11.1148 | 9.8062 | 2.9131 |  |  |  | 0.7954 | 0.099425 | 0.099425
4 | 2036 | 2036-04-28 | 0.10424 | 0.68575 | 1.0424 | 6.8575 | 4 | 11.6531 | 10.2812 | 3.0542 |  |  |  | 0.83392 | 0.10424 | 0.10424
4 | 2036 | 2036-04-29 | 0.10336 | 0.68089 | 1.0336 | 6.8089 | 4 | 11.5548 | 10.1945 | 3.0285 |  |  |  | 0.82689 | 0.10336 | 0.10336
4 | 2036 | 2036-04-30 | 0.10332 | 0.67962 | 1.0332 | 6.7962 | 4 | 11.55 | 10.1903 | 3.0272 |  |  |  | 0.82655 | 0.10332 | 0.10332
5 | 2036 | 2036-05-01 | 0.085995 | 0.58975 | 0.85995 | 5.8975 | 4 | 9.6134 | 8.4816 | 2.5196 |  |  |  | 0.68796 | 0.085995 | 0.085995
5 | 2036 | 2036-05-02 | 0.08363 | 0.57413 | 0.8363 | 5.7413 | 3 | 9.3491 | 8.2051 | 2.4504 |  |  |  | 0.66904 | 0.08363 | 0.08363
5 | 2036 | 2036-05-03 | 0.073478 | 0.50487 | 0.73478 | 5.0487 | 3 | 8.2141 | 7.209 | 2.1529 |  |  |  | 0.58782 | 0.073478 | 0.073478
5 | 2036 | 2036-05-04 | 0.071638 | 0.49074 | 0.71638 | 4.9074 | 2 | 8.0085 | 6.9917 | 2.099 |  |  |  | 0.57311 | 0.071638 | 0.071638
5 | 2036 | 2036-05-05 | 0.077711 | 0.53307 | 0.77711 | 5.3307 | 2 | 8.6874 | 7.5844 | 2.2769 |  |  |  | 0.62169 | 0.077711 | 0.077711
5 | 2036 | 2036-05-06 | 0.07642 | 0.52701 | 0.7642 | 5.2701 | 3 | 8.5431 | 7.4977 | 2.2391 |  |  |  | 0.61136 | 0.07642 | 0.07642
5 | 2036 | 2036-05-07 | 0.074741 | 0.5184 | 0.74741 | 5.184 | 3 | 8.3553 | 7.3329 | 2.1899 |  |  |  | 0.59792 | 0.074741 | 0.074741
5 | 2036 | 2036-05-08 | 0.073665 | 0.51156 | 0.73665 | 5.1156 | 2 | 8.2351 | 7.1896 | 2.1584 |  |  |  | 0.58932 | 0.073665 | 0.073665
5 | 2036 | 2036-05-09 | 0.073677 | 0.51198 | 0.73677 | 5.1198 | 3 | 8.2364 | 7.2285 | 2.1587 |  |  |  | 0.58942 | 0.073677 | 0.073677
5 | 2036 | 2036-05-10 | 0.064118 | 0.44952 | 0.64118 | 4.4952 | 3 | 7.1678 | 6.2906 | 1.8786 |  |  |  | 0.51294 | 0.064118 | 0.064118
5 | 2036 | 2036-05-11 | 0.062545 | 0.43903 | 0.62545 | 4.3903 | 2 | 6.9919 | 6.1042 | 1.8326 |  |  |  | 0.50036 | 0.062545 | 0.062545
5 | 2036 | 2036-05-12 | 0.067756 | 0.47644 | 0.67756 | 4.7644 | 2 | 7.5744 | 6.6128 | 1.9852 |  |  |  | 0.54204 | 0.067756 | 0.067756
5 | 2036 | 2036-05-13 | 0.066031 | 0.46545 | 0.66031 | 4.6545 | 1 | 7.3817 | 6.4109 | 1.9347 |  |  |  | 0.52825 | 0.066031 | 0.066031
5 | 2036 | 2036-05-14 | 0.064941 | 0.46039 | 0.64941 | 4.6039 | 2 | 7.2598 | 6.338 | 1.9028 |  |  |  | 0.51953 | 0.064941 | 0.064941
5 | 2036 | 2036-05-15 | 0.065291 | 0.46428 | 0.65291 | 4.6428 | 2 | 7.2989 | 6.3722 | 1.913 |  |  |  | 0.52233 | 0.065291 | 0.065291
5 | 2036 | 2036-05-16 | 0.066669 | 0.47516 | 0.66669 | 4.7516 | 3 | 7.453 | 6.541 | 1.9534 |  |  |  | 0.53336 | 0.066669 | 0.066669
5 | 2036 | 2036-05-17 | 0.058475 | 0.42031 | 0.58475 | 4.2031 | 3 | 6.537 | 5.737 | 1.7133 |  |  |  | 0.4678 | 0.058475 | 0.058475
5 | 2036 | 2036-05-18 | 0.055975 | 0.40415 | 0.55975 | 4.0415 | 2 | 6.2575 | 5.4631 | 1.6401 |  |  |  | 0.4478 | 0.055975 | 0.055975
5 | 2036 | 2036-05-19 | 0.060907 | 0.43895 | 0.60907 | 4.3895 | 2 | 6.8089 | 5.9444 | 1.7846 |  |  |  | 0.48726 | 0.060907 | 0.060907
5 | 2036 | 2036-05-20 | 0.059545 | 0.43079 | 0.59545 | 4.3079 | 1 | 6.6565 | 5.7811 | 1.7447 |  |  |  | 0.47636 | 0.059545 | 0.059545
5 | 2036 | 2036-05-21 | 0.058635 | 0.42487 | 0.58635 | 4.2487 | 1 | 6.5549 | 5.6928 | 1.718 |  |  |  | 0.46908 | 0.058635 | 0.058635
5 | 2036 | 2036-05-22 | 0.058449 | 0.42409 | 0.58449 | 4.2409 | 1 | 6.534 | 5.6748 | 1.7126 |  |  |  | 0.46759 | 0.058449 | 0.058449
5 | 2036 | 2036-05-23 | 0.056972 | 0.41567 | 0.56972 | 4.1567 | 1 | 6.3689 | 5.5314 | 1.6693 |  |  |  | 0.45578 | 0.056972 | 0.056972
5 | 2036 | 2036-05-24 | 0.048212 | 0.35759 | 0.48212 | 3.5759 | 1 | 5.3897 | 4.6809 | 1.4126 |  |  |  | 0.3857 | 0.048212 | 0.048212
5 | 2036 | 2036-05-25 | 0.047244 | 0.35256 | 0.47244 | 3.5256 | 1 | 5.2814 | 4.5868 | 1.3842 |  |  |  | 0.37795 | 0.047244 | 0.047244
5 | 2036 | 2036-05-26 | 0.054731 | 0.40451 | 0.54731 | 4.0451 | 1 | 6.1184 | 5.3138 | 1.6036 |  |  |  | 0.43784 | 0.054731 | 0.054731
5 | 2036 | 2036-05-27 | 0.053384 | 0.39865 | 0.53384 | 3.9865 | 0 | 5.9678 | 0 | 1.5642 |  |  |  | 0.42707 | 0.053384 | 0.053384
5 | 2036 | 2036-05-28 | 0.052384 | 0.39249 | 0.52384 | 3.9249 | 0 | 5.8561 | 0 | 1.5349 |  |  |  | 0.41907 | 0.052384 | 0.052384
5 | 2036 | 2036-05-29 | 0.051868 | 0.3903 | 0.51868 | 3.903 | 0 | 5.7983 | 0 | 1.5197 |  |  |  | 0.41494 | 0.051868 | 0.051868
5 | 2036 | 2036-05-30 | 0.05138 | 0.39074 | 0.5138 | 3.9074 | 1 | 5.7438 | 4.9884 | 1.5054 |  |  |  | 0.41104 | 0.05138 | 0.05138
5 | 2036 | 2036-05-31 | 0.043956 | 0.3403 | 0.43956 | 3.403 | 1 | 4.9138 | 4.2676 | 1.2879 |  |  |  | 0.35165 | 0.043956 | 0.043956
6 | 2036 | 2036-06-01 | 0.039891 | 0.32066 | 0.39891 | 3.2066 | 0 | 4.4594 | 0 | 1.1688 |  |  |  | 0.31913 | 0.039891 | 0.039891
6 | 2036 | 2036-06-02 | 0.047293 | 0.37337 | 0.47293 | 3.7337 | 0 | 5.2869 | 0 | 1.3857 |  |  |  | 0.37834 | 0.047293 | 0.047293
6 | 2036 | 2036-06-03 | 0.047017 | 0.37365 | 0.47017 | 3.7365 | 0 | 5.2561 | 0 | 1.3776 |  |  |  | 0.37614 | 0.047017 | 0.047017
6 | 2036 | 2036-06-04 | 0.046563 | 0.37137 | 0.46563 | 3.7137 | 0 | 5.2053 | 0 | 1.3643 |  |  |  | 0.37251 | 0.046563 | 0.046563
6 | 2036 | 2036-06-05 | 0.046261 | 0.37056 | 0.46261 | 3.7056 | 0 | 5.1715 | 0 | 1.3554 |  |  |  | 0.37008 | 0.046261 | 0.046261
6 | 2036 | 2036-06-06 | 0.046121 | 0.37132 | 0.46121 | 3.7132 | 0 | 5.1559 | 0 | 1.3514 |  |  |  | 0.36897 | 0.046121 | 0.046121
6 | 2036 | 2036-06-07 | 0.038609 | 0.32121 | 0.38609 | 3.2121 | 0 | 4.3162 | 0 | 1.1312 |  |  |  | 0.30887 | 0.038609 | 0.038609
6 | 2036 | 2036-06-08 | 0.038322 | 0.32041 | 0.38322 | 3.2041 | 0 | 4.284 | 0 | 1.1228 |  |  |  | 0.30658 | 0.038322 | 0.038322
6 | 2036 | 2036-06-09 | 0.045853 | 0.37362 | 0.45853 | 3.7362 | 0 | 5.126 | 0 | 1.3435 |  |  |  | 0.36683 | 0.045853 | 0.045853
6 | 2036 | 2036-06-10 | 0.045817 | 0.37517 | 0.45817 | 3.7517 | 0 | 5.1219 | 0 | 1.3424 |  |  |  | 0.36654 | 0.045817 | 0.045817
6 | 2036 | 2036-06-11 | 0.045626 | 0.37495 | 0.45626 | 3.7495 | 0 | 5.1005 | 0 | 1.3368 |  |  |  | 0.36501 | 0.045626 | 0.045626
6 | 2036 | 2036-06-12 | 0.045438 | 0.3743 | 0.45438 | 3.743 | 0 | 5.0796 | 0 | 1.3313 |  |  |  | 0.36351 | 0.045438 | 0.045438
6 | 2036 | 2036-06-13 | 0.045567 | 0.37671 | 0.45567 | 3.7671 | 0 | 5.094 | 0 | 1.3351 |  |  |  | 0.36454 | 0.045567 | 0.045567
6 | 2036 | 2036-06-14 | 0.037934 | 0.32566 | 0.37934 | 3.2566 | 0 | 4.2407 | 0 | 1.1115 |  |  |  | 0.30348 | 0.037934 | 0.037934
6 | 2036 | 2036-06-15 | 0.037844 | 0.32599 | 0.37844 | 3.2599 | 0 | 4.2306 | 0 | 1.1088 |  |  |  | 0.30275 | 0.037844 | 0.037844
6 | 2036 | 2036-06-16 | 0.045533 | 0.37963 | 0.45533 | 3.7963 | 0 | 5.0902 | 0 | 1.3341 |  |  |  | 0.36426 | 0.045533 | 0.045533
6 | 2036 | 2036-06-17 | 0.045622 | 0.38178 | 0.45622 | 3.8178 | 0 | 5.1001 | 0 | 1.3367 |  |  |  | 0.36497 | 0.045622 | 0.045622
6 | 2036 | 2036-06-18 | 0.045603 | 0.3829 | 0.45603 | 3.829 | 0 | 5.098 | 0 | 1.3362 |  |  |  | 0.36482 | 0.045603 | 0.045603
6 | 2036 | 2036-06-19 | 0.045672 | 0.3844 | 0.45672 | 3.844 | 0 | 5.1057 | 0 | 1.3382 |  |  |  | 0.36537 | 0.045672 | 0.045672
6 | 2036 | 2036-06-20 | 0.045615 | 0.38454 | 0.45615 | 3.8454 | 0 | 5.0993 | 0 | 1.3365 |  |  |  | 0.36492 | 0.045615 | 0.045615
6 | 2036 | 2036-06-21 | 0.037986 | 0.33277 | 0.37986 | 3.3277 | 0 | 4.2465 | 0 | 1.113 |  |  |  | 0.30389 | 0.037986 | 0.037986
6 | 2036 | 2036-06-22 | 0.038131 | 0.33468 | 0.38131 | 3.3468 | 0 | 4.2627 | 0 | 1.1172 |  |  |  | 0.30505 | 0.038131 | 0.038131
6 | 2036 | 2036-06-23 | 0.04589 | 0.3889 | 0.4589 | 3.889 | 0 | 5.1301 | 0 | 1.3446 |  |  |  | 0.36712 | 0.04589 | 0.04589
6 | 2036 | 2036-06-24 | 0.045861 | 0.38945 | 0.45861 | 3.8945 | 0 | 5.1268 | 0 | 1.3437 |  |  |  | 0.36689 | 0.045861 | 0.045861
6 | 2036 | 2036-06-25 | 0.045928 | 0.39085 | 0.45928 | 3.9085 | 0 | 5.1343 | 0 | 1.3457 |  |  |  | 0.36742 | 0.045928 | 0.045928
6 | 2036 | 2036-06-26 | 0.045861 | 0.39082 | 0.45861 | 3.9082 | 0 | 5.1268 | 0 | 1.3437 |  |  |  | 0.36688 | 0.045861 | 0.045861
6 | 2036 | 2036-06-27 | 0.046136 | 0.39343 | 0.46136 | 3.9343 | 0 | 5.1576 | 0 | 1.3518 |  |  |  | 0.36909 | 0.046136 | 0.046136
6 | 2036 | 2036-06-28 | 0.038763 | 0.34337 | 0.38763 | 3.4337 | 0 | 4.3333 | 0 | 1.1358 |  |  |  | 0.3101 | 0.038763 | 0.038763
6 | 2036 | 2036-06-29 | 0.038771 | 0.34396 | 0.38771 | 3.4396 | 0 | 4.3343 | 0 | 1.136 |  |  |  | 0.31017 | 0.038771 | 0.038771
6 | 2036 | 2036-06-30 | 0.046292 | 0.39613 | 0.46292 | 3.9613 | 0 | 5.175 | 0 | 1.3563 |  |  |  | 0.37033 | 0.046292 | 0.046292
7 | 2036 | 2036-07-01 | 0.047349 | 0.42807 | 0.47349 | 4.2807 | 0 | 5.2932 | 0 | 1.3873 |  |  |  | 0.37879 | 0.047349 | 0.047349
7 | 2036 | 2036-07-02 | 0.047683 | 0.43446 | 0.47683 | 4.3446 | 0 | 5.3305 | 0 | 1.3971 |  |  |  | 0.38146 | 0.047683 | 0.047683
7 | 2036 | 2036-07-03 | 0.04798 | 0.44013 | 0.4798 | 4.4013 | 0 | 5.3637 | 0 | 1.4058 |  |  |  | 0.38384 | 0.04798 | 0.04798
7 | 2036 | 2036-07-04 | 0.047536 | 0.43047 | 0.47536 | 4.3047 | 0 | 5.3141 | 0 | 1.3928 |  |  |  | 0.38029 | 0.047536 | 0.047536
7 | 2036 | 2036-07-05 | 0.040122 | 0.38062 | 0.40122 | 3.8062 | 0 | 4.4853 | 0 | 1.1756 |  |  |  | 0.32097 | 0.040122 | 0.040122
7 | 2036 | 2036-07-06 | 0.040037 | 0.37865 | 0.40037 | 3.7865 | 0 | 4.4758 | 0 | 1.1731 |  |  |  | 0.3203 | 0.040037 | 0.040037
7 | 2036 | 2036-07-07 | 0.047662 | 0.43247 | 0.47662 | 4.3247 | 0 | 5.3281 | 0 | 1.3965 |  |  |  | 0.38129 | 0.047662 | 0.047662
7 | 2036 | 2036-07-08 | 0.047581 | 0.43086 | 0.47581 | 4.3086 | 0 | 5.3191 | 0 | 1.3941 |  |  |  | 0.38065 | 0.047581 | 0.047581
7 | 2036 | 2036-07-09 | 0.047691 | 0.43337 | 0.47691 | 4.3337 | 0 | 5.3314 | 0 | 1.3974 |  |  |  | 0.38153 | 0.047691 | 0.047691
7 | 2036 | 2036-07-10 | 0.048021 | 0.44062 | 0.48021 | 4.4062 | 0 | 5.3683 | 0 | 1.407 |  |  |  | 0.38417 | 0.048021 | 0.048021
7 | 2036 | 2036-07-11 | 0.047486 | 0.43007 | 0.47486 | 4.3007 | 0 | 5.3085 | 0 | 1.3913 |  |  |  | 0.37989 | 0.047486 | 0.047486
7 | 2036 | 2036-07-12 | 0.03973 | 0.37418 | 0.3973 | 3.7418 | 0 | 4.4415 | 0 | 1.1641 |  |  |  | 0.31784 | 0.03973 | 0.03973
7 | 2036 | 2036-07-13 | 0.039875 | 0.37819 | 0.39875 | 3.7819 | 0 | 4.4577 | 0 | 1.1683 |  |  |  | 0.319 | 0.039875 | 0.039875
7 | 2036 | 2036-07-14 | 0.047245 | 0.42799 | 0.47245 | 4.2799 | 0 | 5.2816 | 0 | 1.3843 |  |  |  | 0.37796 | 0.047245 | 0.047245
7 | 2036 | 2036-07-15 | 0.047374 | 0.43208 | 0.47374 | 4.3208 | 0 | 5.2959 | 0 | 1.388 |  |  |  | 0.37899 | 0.047374 | 0.047374
7 | 2036 | 2036-07-16 | 0.047279 | 0.43175 | 0.47279 | 4.3175 | 0 | 5.2853 | 0 | 1.3853 |  |  |  | 0.37823 | 0.047279 | 0.047279
7 | 2036 | 2036-07-17 | 0.047253 | 0.43311 | 0.47253 | 4.3311 | 0 | 5.2824 | 0 | 1.3845 |  |  |  | 0.37802 | 0.047253 | 0.047253
7 | 2036 | 2036-07-18 | 0.047062 | 0.43127 | 0.47062 | 4.3127 | 0 | 5.2611 | 0 | 1.3789 |  |  |  | 0.37649 | 0.047062 | 0.047062
7 | 2036 | 2036-07-19 | 0.039247 | 0.3758 | 0.39247 | 3.758 | 0 | 4.3875 | 0 | 1.1499 |  |  |  | 0.31398 | 0.039247 | 0.039247
7 | 2036 | 2036-07-20 | 0.038959 | 0.37245 | 0.38959 | 3.7245 | 0 | 4.3552 | 0 | 1.1415 |  |  |  | 0.31167 | 0.038959 | 0.038959
7 | 2036 | 2036-07-21 | 0.046138 | 0.42 | 0.46138 | 4.2 | 0 | 5.1578 | 0 | 1.3519 |  |  |  | 0.36911 | 0.046138 | 0.046138
7 | 2036 | 2036-07-22 | 0.046016 | 0.42063 | 0.46016 | 4.2063 | 0 | 5.1442 | 0 | 1.3483 |  |  |  | 0.36813 | 0.046016 | 0.046016
7 | 2036 | 2036-07-23 | 0.045611 | 0.41565 | 0.45611 | 4.1565 | 0 | 5.0989 | 0 | 1.3364 |  |  |  | 0.36489 | 0.045611 | 0.045611
7 | 2036 | 2036-07-24 | 0.045363 | 0.41419 | 0.45363 | 4.1419 | 0 | 5.0711 | 0 | 1.3291 |  |  |  | 0.3629 | 0.045363 | 0.045363
7 | 2036 | 2036-07-25 | 0.045066 | 0.41199 | 0.45066 | 4.1199 | 0 | 5.038 | 0 | 1.3204 |  |  |  | 0.36053 | 0.045066 | 0.045066
7 | 2036 | 2036-07-26 | 0.037323 | 0.35984 | 0.37323 | 3.5984 | 0 | 4.1723 | 0 | 1.0936 |  |  |  | 0.29858 | 0.037323 | 0.037323
7 | 2036 | 2036-07-27 | 0.037195 | 0.36167 | 0.37195 | 3.6167 | 0 | 4.158 | 0 | 1.0898 |  |  |  | 0.29756 | 0.037195 | 0.037195
7 | 2036 | 2036-07-28 | 0.043864 | 0.40043 | 0.43864 | 4.0043 | 0 | 4.9035 | 0 | 1.2852 |  |  |  | 0.35091 | 0.043864 | 0.043864
7 | 2036 | 2036-07-29 | 0.043642 | 0.40083 | 0.43642 | 4.0083 | 0 | 4.8788 | 0 | 1.2787 |  |  |  | 0.34914 | 0.043642 | 0.043642
7 | 2036 | 2036-07-30 | 0.043288 | 0.39871 | 0.43288 | 3.9871 | 0 | 4.8392 | 0 | 1.2683 |  |  |  | 0.34631 | 0.043288 | 0.043288
7 | 2036 | 2036-07-31 | 0.04286 | 0.39527 | 0.4286 | 3.9527 | 0 | 4.7914 | 0 | 1.2558 |  |  |  | 0.34288 | 0.04286 | 0.04286
8 | 2036 | 2036-08-01 | 0.029957 | 0.24315 | 0.29957 | 2.4315 | 0 | 3.3489 | 0 | 0.87774 |  |  |  | 0.23966 | 0.029957 | 0.029957
8 | 2036 | 2036-08-02 | 0.020868 | 0.17634 | 0.20868 | 1.7634 | 0 | 2.3329 | 0 | 0.61144 |  |  |  | 0.16694 | 0.020868 | 0.020868
8 | 2036 | 2036-08-03 | 0.022719 | 0.19769 | 0.22719 | 1.9769 | 0 | 2.5398 | 0 | 0.66567 |  |  |  | 0.18175 | 0.022719 | 0.022719
8 | 2036 | 2036-08-04 | 0.02902 | 0.23815 | 0.2902 | 2.3815 | 0 | 3.2442 | 0 | 0.85029 |  |  |  | 0.23216 | 0.02902 | 0.02902
8 | 2036 | 2036-08-05 | 0.027795 | 0.22693 | 0.27795 | 2.2693 | 0 | 3.1072 | 0 | 0.81438 |  |  |  | 0.22236 | 0.027795 | 0.027795
8 | 2036 | 2036-08-06 | 0.027514 | 0.22583 | 0.27514 | 2.2583 | 0 | 3.0758 | 0 | 0.80617 |  |  |  | 0.22011 | 0.027514 | 0.027514
8 | 2036 | 2036-08-07 | 0.027226 | 0.22471 | 0.27226 | 2.2471 | 0 | 3.0436 | 0 | 0.79772 |  |  |  | 0.21781 | 0.027226 | 0.027226
8 | 2036 | 2036-08-08 | 0.026931 | 0.2236 | 0.26931 | 2.236 | 0 | 3.0106 | 0 | 0.78907 |  |  |  | 0.21545 | 0.026931 | 0.026931
8 | 2036 | 2036-08-09 | 0.018923 | 0.16881 | 0.18923 | 1.6881 | 0 | 2.1155 | 0 | 0.55445 |  |  |  | 0.15139 | 0.018923 | 0.018923
8 | 2036 | 2036-08-10 | 0.01881 | 0.16975 | 0.1881 | 1.6975 | 0 | 2.1028 | 0 | 0.55114 |  |  |  | 0.15048 | 0.01881 | 0.01881
8 | 2036 | 2036-08-11 | 0.025639 | 0.21631 | 0.25639 | 2.1631 | 0 | 2.8662 | 0 | 0.75121 |  |  |  | 0.20511 | 0.025639 | 0.025639
8 | 2036 | 2036-08-12 | 0.025523 | 0.21734 | 0.25523 | 2.1734 | 0 | 2.8532 | 0 | 0.74782 |  |  |  | 0.20418 | 0.025523 | 0.025523
8 | 2036 | 2036-08-13 | 0.025026 | 0.21438 | 0.25026 | 2.1438 | 0 | 2.7977 | 0 | 0.73327 |  |  |  | 0.20021 | 0.025026 | 0.025026
8 | 2036 | 2036-08-14 | 0.023578 | 0.20134 | 0.23578 | 2.0134 | 0 | 2.6358 | 0 | 0.69084 |  |  |  | 0.18863 | 0.023578 | 0.023578
8 | 2036 | 2036-08-15 | 0.02328 | 0.20057 | 0.2328 | 2.0057 | 0 | 2.6025 | 0 | 0.6821 |  |  |  | 0.18624 | 0.02328 | 0.02328
8 | 2036 | 2036-08-16 | 0.015853 | 0.15231 | 0.15853 | 1.5231 | 0 | 1.7723 | 0 | 0.46451 |  |  |  | 0.12683 | 0.015853 | 0.015853
8 | 2036 | 2036-08-17 | 0.015761 | 0.1538 | 0.15761 | 1.538 | 0 | 1.7619 | 0 | 0.46179 |  |  |  | 0.12609 | 0.015761 | 0.015761
8 | 2036 | 2036-08-18 | 0.023385 | 0.20911 | 0.23385 | 2.0911 | 0 | 2.6143 | 0 | 0.68519 |  |  |  | 0.18708 | 0.023385 | 0.023385
8 | 2036 | 2036-08-19 | 0.020451 | 0.18042 | 0.20451 | 1.8042 | 0 | 2.2863 | 0 | 0.59923 |  |  |  | 0.16361 | 0.020451 | 0.020451
8 | 2036 | 2036-08-20 | 0.02154 | 0.19453 | 0.2154 | 1.9453 | 0 | 2.408 | 0 | 0.63113 |  |  |  | 0.17232 | 0.02154 | 0.02154
8 | 2036 | 2036-08-21 | 0.019018 | 0.17024 | 0.19018 | 1.7024 | 0 | 2.126 | 0 | 0.55723 |  |  |  | 0.15214 | 0.019018 | 0.019018
8 | 2036 | 2036-08-22 | 0.021668 | 0.20096 | 0.21668 | 2.0096 | 0 | 2.4223 | 0 | 0.63488 |  |  |  | 0.17335 | 0.021668 | 0.021668
8 | 2036 | 2036-08-23 | 0.013577 | 0.14571 | 0.13577 | 1.4571 | 0 | 1.5178 | 0 | 0.3978 |  |  |  | 0.10861 | 0.013577 | 0.013577
8 | 2036 | 2036-08-24 | 0.010351 | 0.11392 | 0.10351 | 1.1392 | 0 | 1.1572 | 0 | 0.30329 |  |  |  | 0.08281 | 0.010351 | 0.010351
8 | 2036 | 2036-08-25 | 0.019821 | 0.18883 | 0.19821 | 1.8883 | 0 | 2.2158 | 0 | 0.58074 |  |  |  | 0.15856 | 0.019821 | 0.019821
8 | 2036 | 2036-08-26 | 0.020082 | 0.19406 | 0.20082 | 1.9406 | 0 | 2.2449 | 0 | 0.58839 |  |  |  | 0.16065 | 0.020082 | 0.020082
8 | 2036 | 2036-08-27 | 0.019226 | 0.18737 | 0.19226 | 1.8737 | 0 | 2.1493 | 0 | 0.56332 |  |  |  | 0.15381 | 0.019226 | 0.019226
8 | 2036 | 2036-08-28 | 0.018782 | 0.18502 | 0.18782 | 1.8502 | 0 | 2.0997 | 0 | 0.55032 |  |  |  | 0.15026 | 0.018782 | 0.018782
8 | 2036 | 2036-08-29 | 0.015317 | 0.15047 | 0.15317 | 1.5047 | 0 | 1.7123 | 0 | 0.44878 |  |  |  | 0.12253 | 0.015317 | 0.015317
8 | 2036 | 2036-08-30 | 0.01086 | 0.1336 | 0.1086 | 1.336 | 0 | 1.2141 | 0 | 0.3182 |  |  |  | 0.086881 | 0.01086 | 0.01086
8 | 2036 | 2036-08-31 | 0.010138 | 0.12809 | 0.10138 | 1.2809 | 0 | 1.1334 | 0 | 0.29706 |  |  |  | 0.081108 | 0.010138 | 0.010138
9 | 2036 | 2036-09-01 | 0.032957 | 0.35214 | 0.32957 | 3.5214 | 0 | 3.6842 | 0 | 0.96563 |  |  |  | 0.26365 | 0.032957 | 0.032957
9 | 2036 | 2036-09-02 | 0.033617 | 0.36235 | 0.33617 | 3.6235 | 0 | 3.7581 | 0 | 0.98499 |  |  |  | 0.26894 | 0.033617 | 0.033617
9 | 2036 | 2036-09-03 | 0.033754 | 0.36575 | 0.33754 | 3.6575 | 0 | 3.7734 | 0 | 0.98899 |  |  |  | 0.27003 | 0.033754 | 0.033754
9 | 2036 | 2036-09-04 | 0.033042 | 0.35877 | 0.33042 | 3.5877 | 0 | 3.6938 | 0 | 0.96812 |  |  |  | 0.26433 | 0.033042 | 0.033042
9 | 2036 | 2036-09-05 | 0.033301 | 0.3639 | 0.33301 | 3.639 | 0 | 3.7228 | 0 | 0.97573 |  |  |  | 0.26641 | 0.033301 | 0.033301
9 | 2036 | 2036-09-06 | 0.025839 | 0.31444 | 0.25839 | 3.1444 | 0 | 2.8886 | 0 | 0.75708 |  |  |  | 0.20671 | 0.025839 | 0.025839
9 | 2036 | 2036-09-07 | 0.025853 | 0.31553 | 0.25853 | 3.1553 | 0 | 2.8901 | 0 | 0.75749 |  |  |  | 0.20682 | 0.025853 | 0.025853
9 | 2036 | 2036-09-08 | 0.034062 | 0.37635 | 0.34062 | 3.7635 | 0 | 3.8078 | 0 | 0.998 |  |  |  | 0.27249 | 0.034062 | 0.034062
9 | 2036 | 2036-09-09 | 0.03469 | 0.38489 | 0.3469 | 3.8489 | 0 | 3.878 | 0 | 1.0164 |  |  |  | 0.27752 | 0.03469 | 0.03469
9 | 2036 | 2036-09-10 | 0.035224 | 0.39181 | 0.35224 | 3.9181 | 0 | 3.9377 | 0 | 1.0321 |  |  |  | 0.28179 | 0.035224 | 0.035224
9 | 2036 | 2036-09-11 | 0.035534 | 0.39631 | 0.35534 | 3.9631 | 0 | 3.9723 | 0 | 1.0411 |  |  |  | 0.28427 | 0.035534 | 0.035534
9 | 2036 | 2036-09-12 | 0.035259 | 0.39235 | 0.35259 | 3.9235 | 0 | 3.9416 | 0 | 1.0331 |  |  |  | 0.28207 | 0.035259 | 0.035259
9 | 2036 | 2036-09-13 | 0.028453 | 0.34893 | 0.28453 | 3.4893 | 0 | 3.1808 | 0 | 0.83368 |  |  |  | 0.22763 | 0.028453 | 0.028453
9 | 2036 | 2036-09-14 | 0.0286 | 0.34994 | 0.286 | 3.4994 | 0 | 3.1972 | 0 | 0.83799 |  |  |  | 0.2288 | 0.0286 | 0.0286
9 | 2036 | 2036-09-15 | 0.037492 | 0.41835 | 0.37492 | 4.1835 | 0 | 4.1912 | 0 | 1.0985 |  |  |  | 0.29993 | 0.037492 | 0.037492
9 | 2036 | 2036-09-16 | 0.037227 | 0.41267 | 0.37227 | 4.1267 | 0 | 4.1617 | 0 | 1.0908 |  |  |  | 0.29782 | 0.037227 | 0.037227
9 | 2036 | 2036-09-17 | 0.037999 | 0.41995 | 0.37999 | 4.1995 | 0 | 4.2479 | 0 | 1.1134 |  |  |  | 0.30399 | 0.037999 | 0.037999
9 | 2036 | 2036-09-18 | 0.038765 | 0.4274 | 0.38765 | 4.274 | 0 | 4.3335 | 0 | 1.1358 |  |  |  | 0.31012 | 0.038765 | 0.038765
9 | 2036 | 2036-09-19 | 0.040641 | 0.44812 | 0.40641 | 4.4812 | 0 | 4.5433 | 0 | 1.1908 |  |  |  | 0.32513 | 0.040641 | 0.040641
9 | 2036 | 2036-09-20 | 0.033552 | 0.39922 | 0.33552 | 3.9922 | 0 | 3.7508 | 0 | 0.98306 |  |  |  | 0.26841 | 0.033552 | 0.033552
9 | 2036 | 2036-09-21 | 0.034361 | 0.4063 | 0.34361 | 4.063 | 0 | 3.8412 | 0 | 1.0068 |  |  |  | 0.27489 | 0.034361 | 0.034361
9 | 2036 | 2036-09-22 | 0.044068 | 0.48138 | 0.44068 | 4.8138 | 0 | 4.9264 | 0 | 1.2912 |  |  |  | 0.35254 | 0.044068 | 0.044068
9 | 2036 | 2036-09-23 | 0.045228 | 0.49196 | 0.45228 | 4.9196 | 0 | 5.0561 | 0 | 1.3252 |  |  |  | 0.36183 | 0.045228 | 0.045228
9 | 2036 | 2036-09-24 | 0.046596 | 0.50528 | 0.46596 | 5.0528 | 0 | 5.209 | 0 | 1.3653 |  |  |  | 0.37277 | 0.046596 | 0.046596
9 | 2036 | 2036-09-25 | 0.048436 | 0.52298 | 0.48436 | 5.2298 | 0 | 5.4147 | 0 | 1.4192 |  |  |  | 0.38749 | 0.048436 | 0.048436
9 | 2036 | 2036-09-26 | 0.051083 | 0.55155 | 0.51083 | 5.5155 | 0 | 5.7106 | 0 | 1.4967 |  |  |  | 0.40866 | 0.051083 | 0.051083
9 | 2036 | 2036-09-27 | 0.046269 | 0.52772 | 0.46269 | 5.2772 | 1 | 5.1725 | 4.4923 | 1.3557 |  |  |  | 0.37015 | 0.046269 | 0.046269
9 | 2036 | 2036-09-28 | 0.048106 | 0.54449 | 0.48106 | 5.4449 | 1 | 5.3779 | 4.6706 | 1.4095 |  |  |  | 0.38485 | 0.048106 | 0.048106
9 | 2036 | 2036-09-29 | 0.058264 | 0.62233 | 0.58264 | 6.2233 | 1 | 6.5134 | 5.6568 | 1.7071 |  |  |  | 0.46611 | 0.058264 | 0.058264
9 | 2036 | 2036-09-30 | 0.058951 | 0.62392 | 0.58951 | 6.2392 | 1 | 6.5902 | 5.7235 | 1.7273 |  |  |  | 0.47161 | 0.058951 | 0.058951
10 | 2036 | 2036-10-01 | 0.057157 | 0.61561 | 0.57157 | 6.1561 | 1 | 6.3896 | 5.5493 | 1.6747 |  |  |  | 0.45725 | 0.057157 | 0.057157
10 | 2036 | 2036-10-02 | 0.059777 | 0.63623 | 0.59777 | 6.3623 | 1 | 6.6825 | 5.8037 | 1.7515 |  |  |  | 0.47821 | 0.059777 | 0.059777
10 | 2036 | 2036-10-03 | 0.062048 | 0.65422 | 0.62048 | 6.5422 | 1 | 6.9364 | 6.0242 | 1.818 |  |  |  | 0.49639 | 0.062048 | 0.062048
10 | 2036 | 2036-10-04 | 0.056914 | 0.62383 | 0.56914 | 6.2383 | 2 | 6.3624 | 5.5546 | 1.6676 |  |  |  | 0.45531 | 0.056914 | 0.056914
10 | 2036 | 2036-10-05 | 0.057492 | 0.61896 | 0.57492 | 6.1896 | 2 | 6.4271 | 5.6111 | 1.6845 |  |  |  | 0.45994 | 0.057492 | 0.057492
10 | 2036 | 2036-10-06 | 0.067187 | 0.69535 | 0.67187 | 6.9535 | 2 | 7.5109 | 6.5573 | 1.9686 |  |  |  | 0.5375 | 0.067187 | 0.067187
10 | 2036 | 2036-10-07 | 0.072337 | 0.75047 | 0.72337 | 7.5047 | 3 | 8.0866 | 7.097 | 2.1195 |  |  |  | 0.57869 | 0.072337 | 0.072337
10 | 2036 | 2036-10-08 | 0.07555 | 0.77366 | 0.7555 | 7.7366 | 3 | 8.4458 | 7.4123 | 2.2136 |  |  |  | 0.6044 | 0.07555 | 0.07555
10 | 2036 | 2036-10-09 | 0.079069 | 0.79453 | 0.79069 | 7.9453 | 3 | 8.8392 | 7.7575 | 2.3167 |  |  |  | 0.63255 | 0.079069 | 0.079069
10 | 2036 | 2036-10-10 | 0.081487 | 0.81795 | 0.81487 | 8.1795 | 3 | 9.1095 | 7.9948 | 2.3876 |  |  |  | 0.6519 | 0.081487 | 0.081487
10 | 2036 | 2036-10-11 | 0.07504 | 0.76942 | 0.7504 | 7.6942 | 2 | 8.3887 | 7.3237 | 2.1987 |  |  |  | 0.60032 | 0.07504 | 0.07504
10 | 2036 | 2036-10-12 | 0.078796 | 0.7942 | 0.78796 | 7.942 | 3 | 8.8086 | 7.7307 | 2.3087 |  |  |  | 0.63036 | 0.078796 | 0.078796
10 | 2036 | 2036-10-13 | 0.088542 | 0.87008 | 0.88542 | 8.7008 | 3 | 9.8982 | 8.6869 | 2.5943 |  |  |  | 0.70834 | 0.088542 | 0.088542
10 | 2036 | 2036-10-14 | 0.093254 | 0.91298 | 0.93254 | 9.1298 | 4 | 10.425 | 9.1977 | 2.7324 |  |  |  | 0.74604 | 0.093254 | 0.093254
10 | 2036 | 2036-10-15 | 0.093952 | 0.91137 | 0.93952 | 9.1137 | 3 | 10.503 | 9.2177 | 2.7528 |  |  |  | 0.75162 | 0.093952 | 0.093952
10 | 2036 | 2036-10-16 | 0.098068 | 0.94595 | 0.98068 | 9.4595 | 3 | 10.9631 | 9.6216 | 2.8734 |  |  |  | 0.78455 | 0.098068 | 0.098068
10 | 2036 | 2036-10-17 | 0.10456 | 1.0076 | 1.0456 | 10.076 | 4 | 11.6884 | 10.3123 | 3.0635 |  |  |  | 0.83645 | 0.10456 | 0.10456
10 | 2036 | 2036-10-18 | 0.10234 | 1.0058 | 1.0234 | 10.0582 | 5 | 11.4401 | 10.147 | 2.9984 |  |  |  | 0.81868 | 0.10234 | 0.10234
10 | 2036 | 2036-10-19 | 0.10583 | 1.0265 | 1.0583 | 10.2653 | 4 | 11.8304 | 10.4377 | 3.1007 |  |  |  | 0.84661 | 0.10583 | 0.10583
10 | 2036 | 2036-10-20 | 0.11687 | 1.1019 | 1.1687 | 11.0194 | 4 | 13.0649 | 11.5268 | 3.4243 |  |  |  | 0.93495 | 0.11687 | 0.11687
10 | 2036 | 2036-10-21 | 0.12225 | 1.1468 | 1.2225 | 11.4676 | 5 | 13.6659 | 12.1211 | 3.5818 |  |  |  | 0.97796 | 0.12225 | 0.12225
10 | 2036 | 2036-10-22 | 0.12668 | 1.1912 | 1.2668 | 11.9121 | 6 | 14.1618 | 12.6281 | 3.7118 |  |  |  | 1.0135 | 0.12668 | 0.12668
10 | 2036 | 2036-10-23 | 0.13086 | 1.2215 | 1.3086 | 12.2148 | 5 | 14.6295 | 12.9758 | 3.8343 |  |  |  | 1.0469 | 0.13086 | 0.13086
10 | 2036 | 2036-10-24 | 0.13333 | 1.2339 | 1.3333 | 12.3391 | 5 | 14.905 | 13.2202 | 3.9066 |  |  |  | 1.0666 | 0.13333 | 0.13333
10 | 2036 | 2036-10-25 | 0.1319 | 1.2393 | 1.319 | 12.3934 | 6 | 14.7453 | 13.1484 | 3.8647 |  |  |  | 1.0552 | 0.1319 | 0.1319
10 | 2036 | 2036-10-26 | 0.13705 | 1.2762 | 1.3705 | 12.7615 | 8 | 15.3209 | 13.8093 | 4.0156 |  |  |  | 1.0964 | 0.13705 | 0.13705
10 | 2036 | 2036-10-27 | 0.1511 | 1.3882 | 1.511 | 13.8815 | 9 | 16.8911 | 15.3072 | 4.4271 |  |  |  | 1.2088 | 0.1511 | 0.1511
10 | 2036 | 2036-10-28 | 0.15101 | 1.374 | 1.5101 | 13.7397 | 9 | 16.8816 | 15.2987 | 4.4246 |  |  |  | 1.2081 | 0.15101 | 0.15101
10 | 2036 | 2036-10-29 | 0.15356 | 1.384 | 1.5356 | 13.8399 | 8 | 17.1669 | 15.4732 | 4.4994 |  |  |  | 1.2285 | 0.15356 | 0.15356
10 | 2036 | 2036-10-30 | 0.15928 | 1.4327 | 1.5928 | 14.3266 | 7 | 17.8056 | 15.9626 | 4.6668 |  |  |  | 1.2742 | 0.15928 | 0.15928
10 | 2036 | 2036-10-31 | 0.16497 | 1.4842 | 1.6497 | 14.8416 | 9 | 18.4416 | 16.7124 | 4.8335 |  |  |  | 1.3197 | 0.16497 | 0.16497
11 | 2036 | 2036-11-01 | 0.16783 | 1.3313 | 1.6783 | 13.3126 | 9 | 18.7616 | 17.0024 | 4.9174 |  |  |  | 1.3426 | 0.16783 | 0.16783
11 | 2036 | 2036-11-02 | 0.17035 | 1.3459 | 1.7035 | 13.459 | 9 | 19.0441 | 17.2584 | 4.9914 |  |  |  | 1.3628 | 0.17035 | 0.17035
11 | 2036 | 2036-11-03 | 0.18144 | 1.4221 | 1.8144 | 14.2212 | 10 | 20.2836 | 18.4821 | 5.3163 |  |  |  | 1.4515 | 0.18144 | 0.18144
11 | 2036 | 2036-11-04 | 0.19311 | 1.5057 | 1.9311 | 15.0574 | 11 | 21.5876 | 19.7783 | 5.658 |  |  |  | 1.5449 | 0.19311 | 0.19311
11 | 2036 | 2036-11-05 | 0.19362 | 1.5074 | 1.9362 | 15.0735 | 12 | 9.5926 | 19.9403 | 5.6731 |  |  |  | 0.58086 | 1.1617 | 0.19362
11 | 2036 | 2036-11-06 | 0.19919 | 1.5442 | 1.9919 | 15.4418 | 12 | 9.8684 | 20.5135 | 5.8361 |  |  |  | 0.59756 | 1.1951 | 0.19919
11 | 2036 | 2036-11-07 | 0.20735 | 1.5971 | 2.0735 | 15.9709 | 13 | 10.2731 | 21.4734 | 6.0755 |  |  |  | 0.62206 | 1.2441 | 0.20735
11 | 2036 | 2036-11-08 | 0.20703 | 1.5943 | 2.0703 | 15.9432 | 14 | 10.257 | 21.6384 | 6.0659 |  |  |  | 0.62109 | 1.2422 | 0.20703
11 | 2036 | 2036-11-09 | 0.21113 | 1.6202 | 2.1113 | 16.2025 | 14 | 10.4604 | 22.0676 | 6.1862 |  |  |  | 0.6334 | 1.2668 | 0.21113
11 | 2036 | 2036-11-10 | 0.22721 | 1.733 | 2.2721 | 17.3298 | 15 | 11.2567 | 23.9699 | 6.6572 |  |  |  | 0.68163 | 1.3633 | 0.22721
11 | 2036 | 2036-11-11 | 0.22553 | 1.7121 | 2.2553 | 17.1213 | 14 | 11.1736 | 23.5722 | 6.6081 |  |  |  | 0.67659 | 1.3532 | 0.22553
11 | 2036 | 2036-11-12 | 0.23006 | 1.7404 | 2.3006 | 17.4045 | 16 | 11.398 | 24.5001 | 6.7408 |  |  |  | 0.69018 | 1.3804 | 0.23006
11 | 2036 | 2036-11-13 | 0.23414 | 1.7586 | 2.3414 | 17.5859 | 17 | 11.6003 | 25.1726 | 6.8604 |  |  |  | 0.70243 | 1.4049 | 0.23414
11 | 2036 | 2036-11-14 | 0.24046 | 1.8042 | 2.4046 | 18.0423 | 16 | 11.9131 | 25.6072 | 7.0454 |  |  |  | 0.72137 | 1.4427 | 0.24046
11 | 2036 | 2036-11-15 | 0.23224 | 1.7408 | 2.3224 | 17.408 | 15 | 11.5059 | 24.5005 | 6.8046 |  |  |  | 0.69671 | 1.3934 | 0.23224
11 | 2036 | 2036-11-16 | 0.24126 | 1.8039 | 2.4126 | 18.0389 | 17 | 11.9528 | 25.9376 | 7.0689 |  |  |  | 0.72378 | 1.4476 | 0.24126
11 | 2036 | 2036-11-17 | 0.24769 | 1.836 | 2.4769 | 18.3602 | 18 | 12.2715 | 26.8855 | 7.2573 |  |  |  | 0.74307 | 1.4861 | 0.24769
11 | 2036 | 2036-11-18 | 0.25583 | 1.8964 | 2.5583 | 18.964 | 17 | 12.6747 | 27.504 | 7.4958 |  |  |  | 0.76748 | 1.535 | 0.25583
11 | 2036 | 2036-11-19 | 0.26257 | 1.9393 | 2.6257 | 19.393 | 17 | 13.0087 | 28.2289 | 7.6933 |  |  |  | 0.78771 | 1.5754 | 0.26257
11 | 2036 | 2036-11-20 | 0.26644 | 1.9636 | 2.6644 | 19.6355 | 19 | 13.2005 | 29.2021 | 7.8067 |  |  |  | 0.79932 | 1.5986 | 0.26644
11 | 2036 | 2036-11-21 | 0.27576 | 2.0304 | 2.7576 | 20.304 | 19 | 13.6622 | 30.2235 | 8.0798 |  |  |  | 0.82728 | 1.6546 | 0.27576
11 | 2036 | 2036-11-22 | 0.27058 | 1.9894 | 2.7058 | 19.8945 | 20 | 13.4055 | 29.9467 | 7.928 |  |  |  | 0.81174 | 1.6235 | 0.27058
11 | 2036 | 2036-11-23 | 0.27484 | 2.0099 | 2.7484 | 20.0993 | 19 | 13.6163 | 30.122 | 8.0527 |  |  |  | 0.82451 | 1.649 | 0.27484
11 | 2036 | 2036-11-24 | 0.28666 | 2.0891 | 2.8666 | 20.8914 | 19 | 14.2022 | 31.4181 | 8.3992 |  |  |  | 0.85998 | 1.72 | 0.28666
11 | 2036 | 2036-11-25 | 0.29514 | 2.1471 | 2.9514 | 21.4713 | 21 | 14.6222 | 32.9887 | 8.6475 |  |  |  | 0.88541 | 1.7708 | 0.29514
11 | 2036 | 2036-11-26 | 0.29887 | 2.1696 | 2.9887 | 21.6962 | 21 | 14.8071 | 33.4057 | 8.7569 |  |  |  | 0.89661 | 1.7932 | 0.29887
11 | 2036 | 2036-11-27 | 0.29653 | 2.1384 | 2.9653 | 21.3844 | 20 | 14.6914 | 32.8194 | 8.6885 |  |  |  | 0.8896 | 1.7792 | 0.29653
11 | 2036 | 2036-11-28 | 0.30183 | 2.1761 | 3.0183 | 21.7613 | 20 | 14.9537 | 33.4054 | 8.8436 |  |  |  | 0.90549 | 1.811 | 0.30183
11 | 2036 | 2036-11-29 | 0.30058 | 2.1694 | 3.0058 | 21.6936 | 20 | 14.892 | 33.2676 | 8.8071 |  |  |  | 0.90175 | 1.8035 | 0.30058
11 | 2036 | 2036-11-30 | 0.30215 | 2.173 | 3.0215 | 21.7303 | 21 | 14.9698 | 33.7728 | 8.8531 |  |  |  | 0.90646 | 1.8129 | 0.30215
12 | 2036 | 2036-12-01 | 0.3111 | 2.0497 | 3.111 | 20.4972 | 20 | 15.4129 | 34.4312 | 9.1152 |  |  |  | 0.93329 | 1.8666 | 0.3111
12 | 2036 | 2036-12-02 | 0.31302 | 2.0538 | 3.1302 | 20.5376 | 19 | 15.5082 | 34.3073 | 9.1715 |  |  |  | 0.93907 | 1.8781 | 0.31302
12 | 2036 | 2036-12-03 | 0.32192 | 2.1048 | 3.2192 | 21.0477 | 18 | 15.9493 | 34.9432 | 9.4324 |  |  |  | 0.96577 | 1.9315 | 0.32192
12 | 2036 | 2036-12-04 | 0.3239 | 2.1152 | 3.239 | 21.1522 | 19 | 16.0471 | 35.4993 | 9.4902 |  |  |  | 0.97169 | 1.9434 | 0.3239
12 | 2036 | 2036-12-05 | 0.32759 | 2.1326 | 3.2759 | 21.3264 | 19 | 16.2298 | 35.9036 | 9.5983 |  |  |  | 0.98276 | 1.9655 | 0.32759
12 | 2036 | 2036-12-06 | 0.31954 | 2.0735 | 3.1954 | 20.7349 | 19 | 15.8312 | 35.0218 | 9.3625 |  |  |  | 0.95862 | 1.9172 | 0.31954
12 | 2036 | 2036-12-07 | 0.32768 | 2.122 | 3.2768 | 21.2205 | 19 | 16.2342 | 35.9133 | 9.6009 |  |  |  | 0.98303 | 1.9661 | 0.32768
12 | 2036 | 2036-12-08 | 0.34089 | 2.2101 | 3.4089 | 22.101 | 20 | 16.8887 | 37.7281 | 9.988 |  |  |  | 1.0227 | 2.0453 | 0.34089
12 | 2036 | 2036-12-09 | 0.34007 | 2.2029 | 3.4007 | 22.0286 | 19 | 16.8481 | 37.2714 | 9.9639 |  |  |  | 1.0202 | 2.0404 | 0.34007
12 | 2036 | 2036-12-10 | 0.3485 | 2.2453 | 3.485 | 22.4528 | 21 | 17.2657 | 38.9527 | 10.2109 |  |  |  | 1.0455 | 2.091 | 0.3485
12 | 2036 | 2036-12-11 | 0.35906 | 2.3023 | 3.5906 | 23.0227 | 22 | 17.7889 | 40.5351 | 10.5203 |  |  |  | 1.0772 | 2.1543 | 0.35906
12 | 2036 | 2036-12-12 | 0.35827 | 2.2886 | 3.5827 | 22.8857 | 23 | 17.75 | 40.8554 | 10.4973 |  |  |  | 1.0748 | 2.1496 | 0.35827
12 | 2036 | 2036-12-13 | 0.35133 | 2.2369 | 3.5133 | 22.3687 | 22 | 17.4064 | 39.6633 | 10.2941 |  |  |  | 1.054 | 2.108 | 0.35133
12 | 2036 | 2036-12-14 | 0.35413 | 2.2497 | 3.5413 | 22.4971 | 22 | 17.5448 | 39.9787 | 10.376 |  |  |  | 1.0624 | 2.1248 | 0.35413
12 | 2036 | 2036-12-15 | 0.36453 | 2.321 | 3.6453 | 23.2102 | 21 | 18.0603 | 40.7454 | 10.6808 |  |  |  | 1.0936 | 2.1872 | 0.36453
12 | 2036 | 2036-12-16 | 0.36242 | 2.2989 | 3.6242 | 22.9886 | 20 | 17.9558 | 40.1118 | 10.619 |  |  |  | 1.0873 | 2.1745 | 0.36242
12 | 2036 | 2036-12-17 | 0.36931 | 2.3367 | 3.6931 | 23.3668 | 23 | 18.2968 | 42.1142 | 10.8207 |  |  |  | 1.1079 | 2.2158 | 0.36931
12 | 2036 | 2036-12-18 | 0.37247 | 2.3502 | 3.7247 | 23.5018 | 24 | 18.4533 | 42.9085 | 10.9133 |  |  |  | 1.1174 | 2.2348 | 0.37247
12 | 2036 | 2036-12-19 | 0.38207 | 2.4047 | 3.8207 | 24.0467 | 25 | 18.9293 | 44.4697 | 11.1947 |  |  |  | 1.1462 | 2.2924 | 0.38207
12 | 2036 | 2036-12-20 | 0.36407 | 2.275 | 3.6407 | 22.7498 | 26 | 28.3448 | 42.8169 | 21.3348 |  |  |  | 1.0922 | 2.1844 | 0.36407
12 | 2036 | 2036-12-21 | 0.48753 | 2.9461 | 4.8753 | 29.4609 | 61 | 2.2141 | 100.6014 | 4.2854 |  |  |  | 0.24376 | 4.4852 | 0.14626
12 | 2036 | 2036-12-22 | 0.38473 | 2.4123 | 3.8473 | 24.1228 | 24 | 19.0609 | 44.3213 | 11.2726 |  |  |  | 1.1542 | 2.3084 | 0.38473
12 | 2036 | 2036-12-23 | 0.3846 | 2.4005 | 3.846 | 24.0045 | 23 | 19.0546 | 43.8583 | 11.2688 |  |  |  | 1.1538 | 2.3076 | 0.3846
12 | 2036 | 2036-12-24 | 0.38302 | 2.3942 | 3.8302 | 23.9418 | 23 | 18.976 | 43.6774 | 11.2224 |  |  |  | 1.149 | 2.2981 | 0.38302
12 | 2036 | 2036-12-25 | 0.38335 | 2.3958 | 3.8335 | 23.9576 | 22 | 18.9927 | 43.2779 | 11.2322 |  |  |  | 1.1501 | 2.3001 | 0.38335
12 | 2036 | 2036-12-26 | 0.38298 | 2.3879 | 3.8298 | 23.8787 | 24 | 18.9744 | 44.12 | 11.2214 |  |  |  | 1.1489 | 2.2979 | 0.38298
12 | 2036 | 2036-12-27 | 0.37053 | 2.3101 | 3.7053 | 23.1009 | 24 | 18.3573 | 42.6853 | 10.8565 |  |  |  | 1.1116 | 2.2232 | 0.37053
12 | 2036 | 2036-12-28 | 0.37601 | 2.3368 | 3.7601 | 23.3685 | 24 | 18.6291 | 43.3172 | 11.0172 |  |  |  | 1.128 | 2.2561 | 0.37601
12 | 2036 | 2036-12-29 | 0.37639 | 2.3271 | 3.7639 | 23.2715 | 25 | 18.6475 | 43.8077 | 11.0281 |  |  |  | 1.1292 | 2.2583 | 0.37639
12 | 2036 | 2036-12-30 | 0.3812 | 2.3524 | 3.812 | 23.5242 | 25 | 18.8861 | 44.3683 | 11.1692 |  |  |  | 1.1436 | 2.2872 | 0.3812
12 | 2036 | 2036-12-31 | 0.38654 | 2.3868 | 3.8654 | 23.8683 | 24 | 19.1504 | 44.5292 | 11.3255 |  |  |  | 1.1596 | 2.3192 | 0.38654
1 | 2037 | 2037-01-01 | 0.40885 | 2.5366 | 4.0885 | 25.3656 | 25 | 20.2559 | 47.5863 | 11.9793 |  |  |  | 1.2266 | 2.4531 | 0.40885
1 | 2037 | 2037-01-02 | 0.41164 | 2.5561 | 4.1164 | 25.5615 | 24 | 20.3943 | 47.4216 | 12.0611 |  |  |  | 1.2349 | 2.4699 | 0.41164
1 | 2037 | 2037-01-03 | 0.40384 | 2.4971 | 4.0384 | 24.9715 | 23 | 20.0078 | 46.0523 | 11.8326 |  |  |  | 1.2115 | 2.4231 | 0.40384
1 | 2037 | 2037-01-04 | 0.4074 | 2.5191 | 4.074 | 25.1907 | 23 | 20.1843 | 46.4586 | 11.937 |  |  |  | 1.2222 | 2.4444 | 0.4074
1 | 2037 | 2037-01-05 | 0.41083 | 2.5463 | 4.1083 | 25.4633 | 23 | 20.354 | 46.8492 | 12.0373 |  |  |  | 1.2325 | 2.465 | 0.41083
1 | 2037 | 2037-01-06 | 0.41213 | 2.5543 | 4.1213 | 25.5428 | 22 | 20.4183 | 46.5265 | 12.0753 |  |  |  | 1.2364 | 2.4728 | 0.41213
1 | 2037 | 2037-01-07 | 0.41474 | 2.5591 | 4.1474 | 25.5911 | 24 | 20.5476 | 47.7781 | 12.1518 |  |  |  | 1.2442 | 2.4884 | 0.41474
1 | 2037 | 2037-01-08 | 0.42286 | 2.6039 | 4.2286 | 26.0392 | 24 | 20.9499 | 48.7136 | 12.3897 |  |  |  | 1.2686 | 2.5371 | 0.42286
1 | 2037 | 2037-01-09 | 0.41228 | 2.5443 | 4.1228 | 25.4426 | 23 | 20.426 | 47.0148 | 12.0799 |  |  |  | 1.2368 | 2.4737 | 0.41228
1 | 2037 | 2037-01-10 | 0.39973 | 2.4562 | 3.9973 | 24.562 | 23 | 19.804 | 45.5832 | 11.712 |  |  |  | 1.1992 | 2.3984 | 0.39973
1 | 2037 | 2037-01-11 | 0.39739 | 2.4373 | 3.9739 | 24.3726 | 22 | 19.688 | 44.8625 | 11.6435 |  |  |  | 1.1922 | 2.3843 | 0.39739
1 | 2037 | 2037-01-12 | 0.40158 | 2.473 | 4.0158 | 24.7302 | 21 | 19.8958 | 44.8864 | 11.7664 |  |  |  | 1.2047 | 2.4095 | 0.40158
1 | 2037 | 2037-01-13 | 0.39695 | 2.4504 | 3.9695 | 24.504 | 21 | 19.6662 | 44.3684 | 11.6306 |  |  |  | 1.1908 | 2.3817 | 0.39695
1 | 2037 | 2037-01-14 | 0.40058 | 2.4642 | 4.0058 | 24.6416 | 21 | 19.8461 | 44.7741 | 11.7369 |  |  |  | 1.2017 | 2.4035 | 0.40058
1 | 2037 | 2037-01-15 | 0.39771 | 2.4519 | 3.9771 | 24.519 | 22 | 19.7038 | 44.8983 | 11.6528 |  |  |  | 1.1931 | 2.3862 | 0.39771
1 | 2037 | 2037-01-16 | 0.40389 | 2.4799 | 4.0389 | 24.7993 | 23 | 20.0104 | 46.0583 | 11.8341 |  |  |  | 1.2117 | 2.4234 | 0.40389
1 | 2037 | 2037-01-17 | 0.39354 | 2.4128 | 3.9354 | 24.128 | 23 | 19.4972 | 44.8771 | 11.5306 |  |  |  | 1.1806 | 2.3612 | 0.39354
1 | 2037 | 2037-01-18 | 0.3891 | 2.3856 | 3.891 | 23.8559 | 21 | 19.2775 | 43.4915 | 11.4007 |  |  |  | 1.1673 | 2.3346 | 0.3891
1 | 2037 | 2037-01-19 | 0.39035 | 2.398 | 3.9035 | 23.9796 | 20 | 19.3395 | 43.2029 | 11.4374 |  |  |  | 1.1711 | 2.3421 | 0.39035
1 | 2037 | 2037-01-20 | 0.39548 | 2.4292 | 3.9548 | 24.2924 | 19 | 19.5935 | 43.3447 | 11.5875 |  |  |  | 1.1864 | 2.3729 | 0.39548
1 | 2037 | 2037-01-21 | 0.38861 | 2.3887 | 3.8861 | 23.8872 | 19 | 19.2533 | 42.592 | 11.3863 |  |  |  | 1.1658 | 2.3317 | 0.38861
1 | 2037 | 2037-01-22 | 0.38438 | 2.3628 | 3.8438 | 23.6283 | 20 | 19.0435 | 42.5417 | 11.2623 |  |  |  | 1.1531 | 2.3063 | 0.38438
1 | 2037 | 2037-01-23 | 0.3859 | 2.3708 | 3.859 | 23.7081 | 21 | 19.1187 | 43.1331 | 11.3067 |  |  |  | 1.1577 | 2.3154 | 0.3859
1 | 2037 | 2037-01-24 | 0.38336 | 2.3439 | 3.8336 | 23.4385 | 20 | 18.9928 | 42.4284 | 11.2323 |  |  |  | 1.1501 | 2.3001 | 0.38336
1 | 2037 | 2037-01-25 | 0.38611 | 2.3588 | 3.8611 | 23.5876 | 21 | 19.1291 | 43.1565 | 11.3129 |  |  |  | 1.1583 | 2.3166 | 0.38611
1 | 2037 | 2037-01-26 | 0.38642 | 2.3638 | 3.8642 | 23.6383 | 22 | 19.1447 | 43.6243 | 11.3221 |  |  |  | 1.1593 | 2.3185 | 0.38642
1 | 2037 | 2037-01-27 | 0.387 | 2.3698 | 3.87 | 23.6978 | 23 | 19.1732 | 44.1314 | 11.339 |  |  |  | 1.161 | 2.322 | 0.387
1 | 2037 | 2037-01-28 | 0.38533 | 2.3594 | 3.8533 | 23.5942 | 24 | 19.0909 | 44.3909 | 11.2903 |  |  |  | 1.156 | 2.312 | 0.38533
1 | 2037 | 2037-01-29 | 0.37971 | 2.3257 | 3.7971 | 23.2569 | 22 | 18.8124 | 42.8672 | 11.1256 |  |  |  | 1.1391 | 2.2783 | 0.37971
1 | 2037 | 2037-01-30 | 0.37549 | 2.3003 | 3.7549 | 23.0026 | 19 | 18.6034 | 41.1544 | 11.002 |  |  |  | 1.1265 | 2.253 | 0.37549
1 | 2037 | 2037-01-31 | 0.35471 | 2.1667 | 3.5471 | 21.6668 | 19 | 17.5738 | 38.8766 | 10.3931 |  |  |  | 1.0641 | 2.1283 | 0.35471
2 | 2037 | 2037-02-01 | 0.36561 | 2.2646 | 3.6561 | 22.6462 | 20 | 18.1139 | 40.465 | 10.7125 |  |  |  | 1.0968 | 2.1937 | 0.36561
2 | 2037 | 2037-02-02 | 0.37116 | 2.3041 | 3.7116 | 23.041 | 21 | 18.3887 | 41.4862 | 10.875 |  |  |  | 1.1135 | 2.227 | 0.37116
2 | 2037 | 2037-02-03 | 0.37305 | 2.3143 | 3.7305 | 23.1426 | 21 | 18.4822 | 41.6972 | 10.9304 |  |  |  | 1.1191 | 2.2383 | 0.37305
2 | 2037 | 2037-02-04 | 0.37521 | 2.3235 | 3.7521 | 23.235 | 22 | 18.5893 | 42.3588 | 10.9937 |  |  |  | 1.1256 | 2.2513 | 0.37521
2 | 2037 | 2037-02-05 | 0.37729 | 2.3349 | 3.7729 | 23.3494 | 23 | 18.6924 | 43.0246 | 11.0546 |  |  |  | 1.1319 | 2.2637 | 0.37729
2 | 2037 | 2037-02-06 | 0.36773 | 2.2786 | 3.6773 | 22.7855 | 21 | 18.2186 | 41.1024 | 10.7744 |  |  |  | 1.1032 | 2.2064 | 0.36773
2 | 2037 | 2037-02-07 | 0.35088 | 2.1722 | 3.5088 | 21.7224 | 19 | 17.3841 | 38.457 | 10.2809 |  |  |  | 1.0527 | 2.1053 | 0.35088
2 | 2037 | 2037-02-08 | 0.35271 | 2.1821 | 3.5271 | 21.8214 | 19 | 17.4745 | 38.657 | 10.3344 |  |  |  | 1.0581 | 2.1163 | 0.35271
2 | 2037 | 2037-02-09 | 0.35613 | 2.2098 | 3.5613 | 22.0982 | 19 | 17.6441 | 39.0322 | 10.4347 |  |  |  | 1.0684 | 2.1368 | 0.35613
2 | 2037 | 2037-02-10 | 0.35396 | 2.1972 | 3.5396 | 21.9722 | 19 | 17.5364 | 38.794 | 10.371 |  |  |  | 1.0619 | 2.1238 | 0.35396
2 | 2037 | 2037-02-11 | 0.34965 | 2.1722 | 3.4965 | 21.7216 | 19 | 17.3231 | 38.3222 | 10.2449 |  |  |  | 1.049 | 2.0979 | 0.34965
2 | 2037 | 2037-02-12 | 0.34589 | 2.1494 | 3.4589 | 21.4935 | 18 | 17.1366 | 37.5444 | 10.1345 |  |  |  | 1.0377 | 2.0753 | 0.34589
2 | 2037 | 2037-02-13 | 0.34083 | 2.1192 | 3.4083 | 21.1915 | 16 | 16.886 | 36.2963 | 9.9863 |  |  |  | 1.0225 | 2.045 | 0.34083
2 | 2037 | 2037-02-14 | 0.32808 | 2.0369 | 3.2808 | 20.3689 | 16 | 16.2541 | 34.938 | 9.6126 |  |  |  | 0.98423 | 1.9685 | 0.32808
2 | 2037 | 2037-02-15 | 0.31916 | 1.9857 | 3.1916 | 19.8567 | 16 | 15.8124 | 33.9887 | 9.3514 |  |  |  | 0.95748 | 1.915 | 0.31916
2 | 2037 | 2037-02-16 | 0.33064 | 2.0579 | 3.3064 | 20.5792 | 16 | 16.3812 | 35.2113 | 9.6878 |  |  |  | 0.99193 | 1.9839 | 0.33064
2 | 2037 | 2037-02-17 | 0.32378 | 2.018 | 3.2378 | 20.1795 | 16 | 16.0411 | 34.4803 | 9.4867 |  |  |  | 0.97133 | 1.9427 | 0.32378
2 | 2037 | 2037-02-18 | 0.31773 | 1.9824 | 3.1773 | 19.824 | 14 | 15.7415 | 33.2088 | 9.3095 |  |  |  | 0.95319 | 1.9064 | 0.31773
2 | 2037 | 2037-02-19 | 0.31193 | 1.9486 | 3.1193 | 19.4864 | 14 | 15.4542 | 32.6028 | 9.1396 |  |  |  | 0.9358 | 1.8716 | 0.31193
2 | 2037 | 2037-02-20 | 0.31527 | 1.967 | 3.1527 | 19.6704 | 14 | 15.6198 | 32.9521 | 9.2375 |  |  |  | 0.94582 | 1.8916 | 0.31527
2 | 2037 | 2037-02-21 | 0.30325 | 1.8887 | 3.0325 | 18.8872 | 15 | 15.0242 | 31.9923 | 8.8853 |  |  |  | 0.90976 | 1.8195 | 0.30325
2 | 2037 | 2037-02-22 | 0.30679 | 1.9068 | 3.0679 | 19.0678 | 14 | 15.1993 | 32.065 | 8.9888 |  |  |  | 0.92036 | 1.8407 | 0.30679
2 | 2037 | 2037-02-23 | 0.30517 | 1.9068 | 3.0517 | 19.0679 | 14 | 15.1195 | 31.8965 | 8.9416 |  |  |  | 0.91552 | 1.831 | 0.30517
2 | 2037 | 2037-02-24 | 0.30346 | 1.8964 | 3.0346 | 18.9642 | 14 | 15.0346 | 31.7176 | 8.8915 |  |  |  | 0.91039 | 1.8208 | 0.30346
2 | 2037 | 2037-02-25 | 0.30273 | 1.89 | 3.0273 | 18.9003 | 13 | 14.9986 | 31.3508 | 8.8701 |  |  |  | 0.9082 | 1.8164 | 0.30273
2 | 2037 | 2037-02-26 | 0.29829 | 1.8662 | 2.9829 | 18.6617 | 13 | 14.7785 | 30.8908 | 8.74 |  |  |  | 0.89488 | 1.7898 | 0.29829
2 | 2037 | 2037-02-27 | 0.29249 | 1.8309 | 2.9249 | 18.309 | 13 | 14.4908 | 30.2894 | 8.5698 |  |  |  | 0.87746 | 1.7549 | 0.29249
2 | 2037 | 2037-02-28 | 0.27829 | 1.74 | 2.7829 | 17.4 | 13 | 13.7875 | 28.8193 | 8.1539 |  |  |  | 0.83487 | 1.6697 | 0.27829
3 | 2037 | 2037-03-01 | 0.28275 | 1.8237 | 2.8275 | 18.2366 | 13 | 14.0086 | 29.2816 | 8.2847 |  |  |  | 0.84826 | 1.6965 | 0.28275
3 | 2037 | 2037-03-02 | 0.28637 | 1.851 | 2.8637 | 18.5099 | 11 | 32.0133 | 29.3302 | 8.3906 |  |  |  | 2.2909 | 0.28637 | 0.28637
3 | 2037 | 2037-03-03 | 0.2867 | 1.8538 | 2.867 | 18.5379 | 11 | 32.0503 | 29.3641 | 8.4003 |  |  |  | 2.2936 | 0.2867 | 0.2867
3 | 2037 | 2037-03-04 | 0.28316 | 1.832 | 2.8316 | 18.3203 | 12 | 14.0287 | 29.1615 | 8.2965 |  |  |  | 0.84947 | 1.6989 | 0.28316
3 | 2037 | 2037-03-05 | 0.28437 | 1.8405 | 2.8437 | 18.4048 | 12 | 14.0888 | 29.2865 | 8.3321 |  |  |  | 0.85311 | 1.7062 | 0.28437
3 | 2037 | 2037-03-06 | 0.28515 | 1.8463 | 2.8515 | 18.4627 | 12 | 14.1272 | 29.3663 | 8.3548 |  |  |  | 0.85544 | 1.7109 | 0.28515
3 | 2037 | 2037-03-07 | 0.27663 | 1.789 | 2.7663 | 17.8902 | 13 | 13.7052 | 28.6474 | 8.1052 |  |  |  | 0.82989 | 1.6598 | 0.27663
3 | 2037 | 2037-03-08 | 0.2645 | 1.7118 | 2.645 | 17.1176 | 11 | 29.5684 | 27.0902 | 7.7498 |  |  |  | 2.116 | 0.2645 | 0.2645
3 | 2037 | 2037-03-09 | 0.27013 | 1.7519 | 2.7013 | 17.5192 | 11 | 30.1985 | 27.6674 | 7.9149 |  |  |  | 2.1611 | 0.27013 | 0.27013
3 | 2037 | 2037-03-10 | 0.26734 | 1.7345 | 2.6734 | 17.3451 | 11 | 29.886 | 27.3812 | 7.833 |  |  |  | 2.1387 | 0.26734 | 0.26734
3 | 2037 | 2037-03-11 | 0.26406 | 1.7143 | 2.6406 | 17.1426 | 12 | 13.0827 | 27.1951 | 7.7371 |  |  |  | 0.79219 | 1.5844 | 0.26406
3 | 2037 | 2037-03-12 | 0.26035 | 1.691 | 2.6035 | 16.9097 | 12 | 12.8987 | 26.8127 | 7.6283 |  |  |  | 0.78105 | 1.5621 | 0.26035
3 | 2037 | 2037-03-13 | 0.25606 | 1.664 | 2.5606 | 16.6397 | 11 | 28.6252 | 26.226 | 7.5026 |  |  |  | 2.0485 | 0.25606 | 0.25606
3 | 2037 | 2037-03-14 | 0.24802 | 1.6094 | 2.4802 | 16.0941 | 11 | 27.7262 | 25.4024 | 7.267 |  |  |  | 1.9842 | 0.24802 | 0.24802
3 | 2037 | 2037-03-15 | 0.24129 | 1.5667 | 2.4129 | 15.6665 | 11 | 26.9737 | 24.7129 | 7.0697 |  |  |  | 1.9303 | 0.24129 | 0.24129
3 | 2037 | 2037-03-16 | 0.25243 | 1.6422 | 2.5243 | 16.4215 | 11 | 28.219 | 25.8539 | 7.3961 |  |  |  | 2.0194 | 0.25243 | 0.25243
3 | 2037 | 2037-03-17 | 0.24837 | 1.6165 | 2.4837 | 16.1655 | 10 | 27.7649 | 25.299 | 7.2771 |  |  |  | 1.9869 | 0.24837 | 0.24837
3 | 2037 | 2037-03-18 | 0.24483 | 1.5943 | 2.4483 | 15.9428 | 10 | 27.3695 | 24.9386 | 7.1735 |  |  |  | 1.9586 | 0.24483 | 0.24483
3 | 2037 | 2037-03-19 | 0.23671 | 1.5426 | 2.3671 | 15.4257 | 10 | 26.4619 | 24.1117 | 6.9356 |  |  |  | 1.8937 | 0.23671 | 0.23671
3 | 2037 | 2037-03-20 | 0.23184 | 1.5115 | 2.3184 | 15.1154 | 9 | 25.917 | 23.4869 | 6.7928 |  |  |  | 1.8547 | 0.23184 | 0.23184
3 | 2037 | 2037-03-21 | 0.22365 | 1.4561 | 2.2365 | 14.5607 | 10 | 25.0021 | 22.7815 | 6.553 |  |  |  | 1.7892 | 0.22365 | 0.22365
3 | 2037 | 2037-03-22 | 0.23177 | 1.5086 | 2.3177 | 15.0859 | 12 | 11.4825 | 23.8688 | 6.7907 |  |  |  | 0.6953 | 1.3906 | 0.23177
3 | 2037 | 2037-03-23 | 0.23475 | 1.5314 | 2.3475 | 15.3137 | 12 | 11.6305 | 24.1763 | 6.8782 |  |  |  | 0.70426 | 1.4085 | 0.23475
3 | 2037 | 2037-03-24 | 0.22751 | 1.4851 | 2.2751 | 14.8508 | 12 | 11.2715 | 23.4302 | 6.6659 |  |  |  | 0.68252 | 1.365 | 0.22751
3 | 2037 | 2037-03-25 | 0.22442 | 1.4656 | 2.2442 | 14.6563 | 11 | 25.0884 | 22.9856 | 6.5756 |  |  |  | 1.7954 | 0.22442 | 0.22442
3 | 2037 | 2037-03-26 | 0.22225 | 1.452 | 2.2225 | 14.5195 | 12 | 11.0111 | 22.8889 | 6.5119 |  |  |  | 0.66675 | 1.3335 | 0.22225
3 | 2037 | 2037-03-27 | 0.21808 | 1.4252 | 2.1808 | 14.2522 | 11 | 24.3791 | 22.3359 | 6.3897 |  |  |  | 1.7446 | 0.21808 | 0.21808
3 | 2037 | 2037-03-28 | 0.20559 | 1.3416 | 2.0559 | 13.4162 | 9 | 22.9827 | 20.8277 | 6.0237 |  |  |  | 1.6447 | 0.20559 | 0.20559
3 | 2037 | 2037-03-29 | 0.196 | 1.2802 | 1.96 | 12.8021 | 8 | 21.9105 | 19.7487 | 5.7427 |  |  |  | 1.568 | 0.196 | 0.196
3 | 2037 | 2037-03-30 | 0.19975 | 1.3078 | 1.9975 | 13.0785 | 8 | 22.3305 | 20.1273 | 5.8527 |  |  |  | 1.598 | 0.19975 | 0.19975
3 | 2037 | 2037-03-31 | 0.20016 | 1.3106 | 2.0016 | 13.1061 | 8 | 22.3758 | 20.1681 | 5.8646 |  |  |  | 1.6013 | 0.20016 | 0.20016
4 | 2037 | 2037-04-01 | 0.18366 | 1.1764 | 1.8366 | 11.764 | 8 | 20.5317 | 18.506 | 5.3813 |  |  |  | 1.4693 | 0.18366 | 0.18366
4 | 2037 | 2037-04-02 | 0.18013 | 1.1542 | 1.8013 | 11.5424 | 7 | 20.1369 | 18.0526 | 5.2778 |  |  |  | 1.441 | 0.18013 | 0.18013
4 | 2037 | 2037-04-03 | 0.17604 | 1.1287 | 1.7604 | 11.2869 | 7 | 19.6796 | 17.6426 | 5.158 |  |  |  | 1.4083 | 0.17604 | 0.17604
4 | 2037 | 2037-04-04 | 0.16911 | 1.079 | 1.6911 | 10.79 | 8 | 18.9047 | 17.0395 | 4.9549 |  |  |  | 1.3529 | 0.16911 | 0.16911
4 | 2037 | 2037-04-05 | 0.16717 | 1.0664 | 1.6717 | 10.6638 | 9 | 18.6885 | 16.9362 | 4.8982 |  |  |  | 1.3374 | 0.16717 | 0.16717
4 | 2037 | 2037-04-06 | 0.17362 | 1.1104 | 1.7362 | 11.1042 | 9 | 19.409 | 17.5891 | 5.087 |  |  |  | 1.389 | 0.17362 | 0.17362
4 | 2037 | 2037-04-07 | 0.16712 | 1.0723 | 1.6712 | 10.7227 | 7 | 18.6823 | 16.7485 | 4.8966 |  |  |  | 1.3369 | 0.16712 | 0.16712
4 | 2037 | 2037-04-08 | 0.16085 | 1.0344 | 1.6085 | 10.3442 | 7 | 17.9817 | 16.1205 | 4.7129 |  |  |  | 1.2868 | 0.16085 | 0.16085
4 | 2037 | 2037-04-09 | 0.15689 | 1.0101 | 1.5689 | 10.1011 | 7 | 17.5388 | 15.7235 | 4.5969 |  |  |  | 1.2551 | 0.15689 | 0.15689
4 | 2037 | 2037-04-10 | 0.1583 | 1.0172 | 1.583 | 10.1721 | 7 | 17.6966 | 15.8649 | 4.6382 |  |  |  | 1.2664 | 0.1583 | 0.1583
4 | 2037 | 2037-04-11 | 0.15413 | 0.98325 | 1.5413 | 9.8325 | 9 | 17.2304 | 15.6148 | 4.516 |  |  |  | 1.233 | 0.15413 | 0.15413
4 | 2037 | 2037-04-12 | 0.14555 | 0.93176 | 1.4555 | 9.3176 | 8 | 16.2707 | 14.6654 | 4.2645 |  |  |  | 1.1644 | 0.14555 | 0.14555
4 | 2037 | 2037-04-13 | 0.15053 | 0.96837 | 1.5053 | 9.6837 | 6 | 16.8277 | 15.0053 | 4.4105 |  |  |  | 1.2042 | 0.15053 | 0.15053
4 | 2037 | 2037-04-14 | 0.15362 | 0.98473 | 1.5362 | 9.8473 | 8 | 17.1728 | 15.4785 | 4.5009 |  |  |  | 1.2289 | 0.15362 | 0.15362
4 | 2037 | 2037-04-15 | 0.15078 | 0.96595 | 1.5078 | 9.6595 | 8 | 16.8558 | 15.1928 | 4.4179 |  |  |  | 1.2062 | 0.15078 | 0.15078
4 | 2037 | 2037-04-16 | 0.15046 | 0.96341 | 1.5046 | 9.6341 | 9 | 16.82 | 15.2428 | 4.4085 |  |  |  | 1.2037 | 0.15046 | 0.15046
4 | 2037 | 2037-04-17 | 0.14611 | 0.9373 | 1.4611 | 9.373 | 8 | 16.3333 | 14.7218 | 4.2809 |  |  |  | 1.1688 | 0.14611 | 0.14611
4 | 2037 | 2037-04-18 | 0.12866 | 0.82714 | 1.2866 | 8.2714 | 7 | 14.3825 | 12.8939 | 3.7696 |  |  |  | 1.0292 | 0.12866 | 0.12866
4 | 2037 | 2037-04-19 | 0.13063 | 0.83722 | 1.3063 | 8.3722 | 7 | 14.6029 | 13.0914 | 3.8274 |  |  |  | 1.045 | 0.13063 | 0.13063
4 | 2037 | 2037-04-20 | 0.13915 | 0.89371 | 1.3915 | 8.9371 | 8 | 15.5559 | 14.0211 | 4.0771 |  |  |  | 1.1132 | 0.13915 | 0.13915
4 | 2037 | 2037-04-21 | 0.13256 | 0.85497 | 1.3256 | 8.5497 | 7 | 14.8188 | 13.285 | 3.884 |  |  |  | 1.0605 | 0.13256 | 0.13256
4 | 2037 | 2037-04-22 | 0.12404 | 0.80485 | 1.2404 | 8.0485 | 6 | 13.8665 | 12.3648 | 3.6344 |  |  |  | 0.99232 | 0.12404 | 0.12404
4 | 2037 | 2037-04-23 | 0.12555 | 0.81271 | 1.2555 | 8.1271 | 6 | 14.0353 | 12.5153 | 3.6786 |  |  |  | 1.0044 | 0.12555 | 0.12555
4 | 2037 | 2037-04-24 | 0.12676 | 0.81854 | 1.2676 | 8.1854 | 5 | 14.1703 | 12.5686 | 3.714 |  |  |  | 1.0141 | 0.12676 | 0.12676
4 | 2037 | 2037-04-25 | 0.11555 | 0.74492 | 1.1555 | 7.4492 | 6 | 12.917 | 11.5181 | 3.3855 |  |  |  | 0.92437 | 0.11555 | 0.11555
4 | 2037 | 2037-04-26 | 0.10761 | 0.69839 | 1.0761 | 6.9839 | 5 | 12.0294 | 10.6696 | 3.1529 |  |  |  | 0.86085 | 0.10761 | 0.10761
4 | 2037 | 2037-04-27 | 0.11508 | 0.74954 | 1.1508 | 7.4954 | 5 | 12.8648 | 11.4105 | 3.3718 |  |  |  | 0.92063 | 0.11508 | 0.11508
4 | 2037 | 2037-04-28 | 0.11399 | 0.74197 | 1.1399 | 7.4197 | 5 | 12.7432 | 11.3027 | 3.3399 |  |  |  | 0.91193 | 0.11399 | 0.11399
4 | 2037 | 2037-04-29 | 0.10499 | 0.69041 | 1.0499 | 6.9041 | 4 | 11.7369 | 10.3551 | 3.0762 |  |  |  | 0.83992 | 0.10499 | 0.10499
4 | 2037 | 2037-04-30 | 0.093985 | 0.62611 | 0.93985 | 6.2611 | 2 | 10.5067 | 9.1727 | 2.7538 |  |  |  | 0.75188 | 0.093985 | 0.093985
5 | 2037 | 2037-05-01 | 0.08411 | 0.57407 | 0.8411 | 5.7407 | 2 | 9.4027 | 8.2089 | 2.4644 |  |  |  | 0.67288 | 0.08411 | 0.08411
5 | 2037 | 2037-05-02 | 0.074979 | 0.51274 | 0.74979 | 5.1274 | 3 | 8.3819 | 7.3562 | 2.1969 |  |  |  | 0.59983 | 0.074979 | 0.074979
5 | 2037 | 2037-05-03 | 0.073344 | 0.50309 | 0.73344 | 5.0309 | 3 | 8.1992 | 7.1959 | 2.149 |  |  |  | 0.58675 | 0.073344 | 0.073344
5 | 2037 | 2037-05-04 | 0.08053 | 0.55257 | 0.8053 | 5.5257 | 3 | 9.0025 | 7.9008 | 2.3595 |  |  |  | 0.64424 | 0.08053 | 0.08053
5 | 2037 | 2037-05-05 | 0.079329 | 0.54518 | 0.79329 | 5.4518 | 3 | 8.8683 | 7.7831 | 2.3244 |  |  |  | 0.63464 | 0.079329 | 0.079329
5 | 2037 | 2037-05-06 | 0.077016 | 0.53102 | 0.77016 | 5.3102 | 3 | 8.6096 | 7.5561 | 2.2566 |  |  |  | 0.61613 | 0.077016 | 0.077016
5 | 2037 | 2037-05-07 | 0.074566 | 0.51632 | 0.74566 | 5.1632 | 3 | 8.3358 | 7.3158 | 2.1848 |  |  |  | 0.59653 | 0.074566 | 0.074566
5 | 2037 | 2037-05-08 | 0.073354 | 0.50839 | 0.73354 | 5.0839 | 2 | 8.2003 | 7.1592 | 2.1493 |  |  |  | 0.58683 | 0.073354 | 0.073354
5 | 2037 | 2037-05-09 | 0.064574 | 0.44705 | 0.64574 | 4.4705 | 2 | 7.2188 | 6.3022 | 1.892 |  |  |  | 0.51659 | 0.064574 | 0.064574
5 | 2037 | 2037-05-10 | 0.063026 | 0.44019 | 0.63026 | 4.4019 | 2 | 7.0458 | 6.1512 | 1.8467 |  |  |  | 0.50421 | 0.063026 | 0.063026
5 | 2037 | 2037-05-11 | 0.070351 | 0.49231 | 0.70351 | 4.9231 | 2 | 7.8646 | 6.8661 | 2.0613 |  |  |  | 0.56281 | 0.070351 | 0.070351
5 | 2037 | 2037-05-12 | 0.068921 | 0.485 | 0.68921 | 4.85 | 3 | 7.7047 | 6.7619 | 2.0194 |  |  |  | 0.55137 | 0.068921 | 0.068921
5 | 2037 | 2037-05-13 | 0.067439 | 0.47594 | 0.67439 | 4.7594 | 2 | 7.5391 | 6.5819 | 1.976 |  |  |  | 0.53951 | 0.067439 | 0.067439
5 | 2037 | 2037-05-14 | 0.066085 | 0.4688 | 0.66085 | 4.688 | 2 | 7.3877 | 6.4497 | 1.9363 |  |  |  | 0.52868 | 0.066085 | 0.066085
5 | 2037 | 2037-05-15 | 0.064779 | 0.45958 | 0.64779 | 4.5958 | 2 | 7.2417 | 6.3223 | 1.898 |  |  |  | 0.51824 | 0.064779 | 0.064779
5 | 2037 | 2037-05-16 | 0.056986 | 0.40568 | 0.56986 | 4.0568 | 2 | 6.3705 | 5.5617 | 1.6697 |  |  |  | 0.45589 | 0.056986 | 0.056986
5 | 2037 | 2037-05-17 | 0.055032 | 0.39238 | 0.55032 | 3.9238 | 1 | 6.1521 | 5.343 | 1.6124 |  |  |  | 0.44026 | 0.055032 | 0.055032
5 | 2037 | 2037-05-18 | 0.061557 | 0.43985 | 0.61557 | 4.3985 | 1 | 6.8815 | 5.9765 | 1.8036 |  |  |  | 0.49246 | 0.061557 | 0.061557
5 | 2037 | 2037-05-19 | 0.059342 | 0.42592 | 0.59342 | 4.2592 | 1 | 6.6339 | 5.7615 | 1.7387 |  |  |  | 0.47473 | 0.059342 | 0.059342
5 | 2037 | 2037-05-20 | 0.059234 | 0.42772 | 0.59234 | 4.2772 | 1 | 6.6218 | 5.751 | 1.7356 |  |  |  | 0.47387 | 0.059234 | 0.059234
5 | 2037 | 2037-05-21 | 0.058061 | 0.41972 | 0.58061 | 4.1972 | 1 | 6.4907 | 5.6371 | 1.7012 |  |  |  | 0.46449 | 0.058061 | 0.058061
5 | 2037 | 2037-05-22 | 0.057992 | 0.41987 | 0.57992 | 4.1987 | 1 | 6.4829 | 5.6304 | 1.6992 |  |  |  | 0.46393 | 0.057992 | 0.057992
5 | 2037 | 2037-05-23 | 0.049874 | 0.36674 | 0.49874 | 3.6674 | 1 | 5.5754 | 4.8422 | 1.4613 |  |  |  | 0.39899 | 0.049874 | 0.049874
5 | 2037 | 2037-05-24 | 0.048368 | 0.35825 | 0.48368 | 3.5825 | 1 | 5.4071 | 4.696 | 1.4172 |  |  |  | 0.38694 | 0.048368 | 0.048368
5 | 2037 | 2037-05-25 | 0.055032 | 0.40581 | 0.55032 | 4.0581 | 1 | 6.1521 | 5.343 | 1.6124 |  |  |  | 0.44026 | 0.055032 | 0.055032
5 | 2037 | 2037-05-26 | 0.054867 | 0.40504 | 0.54867 | 4.0504 | 1 | 6.1336 | 5.327 | 1.6076 |  |  |  | 0.43894 | 0.054867 | 0.054867
5 | 2037 | 2037-05-27 | 0.053384 | 0.39812 | 0.53384 | 3.9812 | 1 | 5.9679 | 5.1831 | 1.5642 |  |  |  | 0.42708 | 0.053384 | 0.053384
5 | 2037 | 2037-05-28 | 0.052882 | 0.3959 | 0.52882 | 3.959 | 1 | 5.9117 | 5.1342 | 1.5494 |  |  |  | 0.42305 | 0.052882 | 0.052882
5 | 2037 | 2037-05-29 | 0.052609 | 0.39566 | 0.52609 | 3.9566 | 1 | 5.8812 | 5.1078 | 1.5415 |  |  |  | 0.42087 | 0.052609 | 0.052609
5 | 2037 | 2037-05-30 | 0.043584 | 0.33636 | 0.43584 | 3.3636 | 1 | 4.8723 | 4.2315 | 1.277 |  |  |  | 0.34867 | 0.043584 | 0.043584
5 | 2037 | 2037-05-31 | 0.043415 | 0.33552 | 0.43415 | 3.3552 | 0 | 4.8534 | 0 | 1.272 |  |  |  | 0.34732 | 0.043415 | 0.043415
6 | 2037 | 2037-06-01 | 0.047872 | 0.3767 | 0.47872 | 3.767 | 0 | 5.3516 | 0 | 1.4026 |  |  |  | 0.38298 | 0.047872 | 0.047872
6 | 2037 | 2037-06-02 | 0.047695 | 0.3771 | 0.47695 | 3.771 | 0 | 5.3319 | 0 | 1.3975 |  |  |  | 0.38156 | 0.047695 | 0.047695
6 | 2037 | 2037-06-03 | 0.047412 | 0.37733 | 0.47412 | 3.7733 | 1 | 5.3002 | 4.6032 | 1.3892 |  |  |  | 0.37929 | 0.047412 | 0.047412
6 | 2037 | 2037-06-04 | 0.047277 | 0.37861 | 0.47277 | 3.7861 | 2 | 5.2852 | 4.6141 | 1.3852 |  |  |  | 0.37822 | 0.047277 | 0.047277
6 | 2037 | 2037-06-05 | 0.046804 | 0.37596 | 0.46804 | 3.7596 | 1 | 5.2322 | 4.5442 | 1.3714 |  |  |  | 0.37443 | 0.046804 | 0.046804
6 | 2037 | 2037-06-06 | 0.039414 | 0.32801 | 0.39414 | 3.2801 | 1 | 4.4061 | 3.8267 | 1.1548 |  |  |  | 0.31531 | 0.039414 | 0.039414
6 | 2037 | 2037-06-07 | 0.039248 | 0.32772 | 0.39248 | 3.2772 | 2 | 4.3875 | 3.8305 | 1.15 |  |  |  | 0.31398 | 0.039248 | 0.039248
6 | 2037 | 2037-06-08 | 0.046253 | 0.37614 | 0.46253 | 3.7614 | 1 | 5.1706 | 4.4906 | 1.3552 |  |  |  | 0.37002 | 0.046253 | 0.046253
6 | 2037 | 2037-06-09 | 0.046207 | 0.37706 | 0.46207 | 3.7706 | 0 | 5.1655 | 0 | 1.3539 |  |  |  | 0.36966 | 0.046207 | 0.046207
6 | 2037 | 2037-06-10 | 0.046002 | 0.37678 | 0.46002 | 3.7678 | 0 | 5.1425 | 0 | 1.3478 |  |  |  | 0.36801 | 0.046002 | 0.046002
6 | 2037 | 2037-06-11 | 0.045696 | 0.37533 | 0.45696 | 3.7533 | 1 | 5.1084 | 4.4366 | 1.3389 |  |  |  | 0.36557 | 0.045696 | 0.045696
6 | 2037 | 2037-06-12 | 0.045613 | 0.37585 | 0.45613 | 3.7585 | 0 | 5.0991 | 0 | 1.3364 |  |  |  | 0.3649 | 0.045613 | 0.045613
6 | 2037 | 2037-06-13 | 0.038002 | 0.32418 | 0.38002 | 3.2418 | 0 | 4.2483 | 0 | 1.1135 |  |  |  | 0.30402 | 0.038002 | 0.038002
6 | 2037 | 2037-06-14 | 0.037773 | 0.32357 | 0.37773 | 3.2357 | 0 | 4.2226 | 0 | 1.1067 |  |  |  | 0.30218 | 0.037773 | 0.037773
6 | 2037 | 2037-06-15 | 0.045304 | 0.37674 | 0.45304 | 3.7674 | 0 | 5.0645 | 0 | 1.3274 |  |  |  | 0.36243 | 0.045304 | 0.045304
6 | 2037 | 2037-06-16 | 0.045527 | 0.3793 | 0.45527 | 3.793 | 0 | 5.0895 | 0 | 1.3339 |  |  |  | 0.36422 | 0.045527 | 0.045527
6 | 2037 | 2037-06-17 | 0.045504 | 0.38024 | 0.45504 | 3.8024 | 0 | 5.0869 | 0 | 1.3333 |  |  |  | 0.36403 | 0.045504 | 0.045504
6 | 2037 | 2037-06-18 | 0.045427 | 0.38076 | 0.45427 | 3.8076 | 0 | 5.0783 | 0 | 1.331 |  |  |  | 0.36342 | 0.045427 | 0.045427
6 | 2037 | 2037-06-19 | 0.045493 | 0.38225 | 0.45493 | 3.8225 | 0 | 5.0857 | 0 | 1.333 |  |  |  | 0.36395 | 0.045493 | 0.045493
6 | 2037 | 2037-06-20 | 0.038081 | 0.33252 | 0.38081 | 3.3252 | 0 | 4.2571 | 0 | 1.1158 |  |  |  | 0.30465 | 0.038081 | 0.038081
6 | 2037 | 2037-06-21 | 0.038076 | 0.33361 | 0.38076 | 3.3361 | 0 | 4.2565 | 0 | 1.1156 |  |  |  | 0.30461 | 0.038076 | 0.038076
6 | 2037 | 2037-06-22 | 0.045736 | 0.38718 | 0.45736 | 3.8718 | 0 | 5.1129 | 0 | 1.3401 |  |  |  | 0.36589 | 0.045736 | 0.045736
6 | 2037 | 2037-06-23 | 0.045923 | 0.38914 | 0.45923 | 3.8914 | 0 | 5.1338 | 0 | 1.3456 |  |  |  | 0.36739 | 0.045923 | 0.045923
6 | 2037 | 2037-06-24 | 0.045893 | 0.3897 | 0.45893 | 3.897 | 0 | 5.1304 | 0 | 1.3447 |  |  |  | 0.36714 | 0.045893 | 0.045893
6 | 2037 | 2037-06-25 | 0.045851 | 0.38991 | 0.45851 | 3.8991 | 0 | 5.1257 | 0 | 1.3434 |  |  |  | 0.3668 | 0.045851 | 0.045851
6 | 2037 | 2037-06-26 | 0.046056 | 0.39289 | 0.46056 | 3.9289 | 0 | 5.1486 | 0 | 1.3494 |  |  |  | 0.36844 | 0.046056 | 0.046056
6 | 2037 | 2037-06-27 | 0.038652 | 0.34206 | 0.38652 | 3.4206 | 0 | 4.3209 | 0 | 1.1325 |  |  |  | 0.30921 | 0.038652 | 0.038652
6 | 2037 | 2037-06-28 | 0.038741 | 0.34307 | 0.38741 | 3.4307 | 0 | 4.3308 | 0 | 1.1351 |  |  |  | 0.30992 | 0.038741 | 0.038741
6 | 2037 | 2037-06-29 | 0.046321 | 0.39594 | 0.46321 | 3.9594 | 0 | 5.1782 | 0 | 1.3572 |  |  |  | 0.37057 | 0.046321 | 0.046321
6 | 2037 | 2037-06-30 | 0.046326 | 0.39646 | 0.46326 | 3.9646 | 0 | 5.1788 | 0 | 1.3574 |  |  |  | 0.37061 | 0.046326 | 0.046326
7 | 2037 | 2037-07-01 | 0.04733 | 0.42783 | 0.4733 | 4.2783 | 0 | 5.2911 | 0 | 1.3868 |  |  |  | 0.37864 | 0.04733 | 0.04733
7 | 2037 | 2037-07-02 | 0.047666 | 0.43424 | 0.47666 | 4.3424 | 0 | 5.3286 | 0 | 1.3966 |  |  |  | 0.38133 | 0.047666 | 0.047666
7 | 2037 | 2037-07-03 | 0.047965 | 0.43994 | 0.47965 | 4.3994 | 0 | 5.362 | 0 | 1.4054 |  |  |  | 0.38372 | 0.047965 | 0.047965
7 | 2037 | 2037-07-04 | 0.040007 | 0.37865 | 0.40007 | 3.7865 | 0 | 4.4724 | 0 | 1.1722 |  |  |  | 0.32006 | 0.040007 | 0.040007
7 | 2037 | 2037-07-05 | 0.040112 | 0.38048 | 0.40112 | 3.8048 | 0 | 4.4841 | 0 | 1.1753 |  |  |  | 0.3209 | 0.040112 | 0.040112
7 | 2037 | 2037-07-06 | 0.047547 | 0.4302 | 0.47547 | 4.302 | 0 | 5.3153 | 0 | 1.3931 |  |  |  | 0.38037 | 0.047547 | 0.047547
7 | 2037 | 2037-07-07 | 0.047658 | 0.4324 | 0.47658 | 4.324 | 0 | 5.3277 | 0 | 1.3964 |  |  |  | 0.38126 | 0.047658 | 0.047658
7 | 2037 | 2037-07-08 | 0.047581 | 0.43081 | 0.47581 | 4.3081 | 0 | 5.3191 | 0 | 1.3941 |  |  |  | 0.38064 | 0.047581 | 0.047581
7 | 2037 | 2037-07-09 | 0.047694 | 0.43336 | 0.47694 | 4.3336 | 0 | 5.3318 | 0 | 1.3974 |  |  |  | 0.38156 | 0.047694 | 0.047694
7 | 2037 | 2037-07-10 | 0.048028 | 0.44065 | 0.48028 | 4.4065 | 0 | 5.369 | 0 | 1.4072 |  |  |  | 0.38422 | 0.048028 | 0.048028
7 | 2037 | 2037-07-11 | 0.039981 | 0.37847 | 0.39981 | 3.7847 | 0 | 4.4695 | 0 | 1.1714 |  |  |  | 0.31985 | 0.039981 | 0.039981
7 | 2037 | 2037-07-12 | 0.039745 | 0.37428 | 0.39745 | 3.7428 | 0 | 4.4431 | 0 | 1.1645 |  |  |  | 0.31796 | 0.039745 | 0.039745
7 | 2037 | 2037-07-13 | 0.047411 | 0.42998 | 0.47411 | 4.2998 | 0 | 5.3001 | 0 | 1.3891 |  |  |  | 0.37929 | 0.047411 | 0.047411
7 | 2037 | 2037-07-14 | 0.047269 | 0.42816 | 0.47269 | 4.2816 | 0 | 5.2842 | 0 | 1.385 |  |  |  | 0.37815 | 0.047269 | 0.047269
7 | 2037 | 2037-07-15 | 0.047402 | 0.43229 | 0.47402 | 4.3229 | 0 | 5.2991 | 0 | 1.3889 |  |  |  | 0.37921 | 0.047402 | 0.047402
7 | 2037 | 2037-07-16 | 0.047312 | 0.432 | 0.47312 | 4.32 | 0 | 5.289 | 0 | 1.3862 |  |  |  | 0.37849 | 0.047312 | 0.047312
7 | 2037 | 2037-07-17 | 0.04729 | 0.43339 | 0.4729 | 4.3339 | 0 | 5.2866 | 0 | 1.3856 |  |  |  | 0.37832 | 0.04729 | 0.04729
7 | 2037 | 2037-07-18 | 0.039588 | 0.37993 | 0.39588 | 3.7993 | 0 | 4.4255 | 0 | 1.1599 |  |  |  | 0.3167 | 0.039588 | 0.039588
7 | 2037 | 2037-07-19 | 0.039294 | 0.37615 | 0.39294 | 3.7615 | 0 | 4.3927 | 0 | 1.1513 |  |  |  | 0.31435 | 0.039294 | 0.039294
7 | 2037 | 2037-07-20 | 0.046527 | 0.4245 | 0.46527 | 4.245 | 0 | 5.2013 | 0 | 1.3632 |  |  |  | 0.37222 | 0.046527 | 0.046527
7 | 2037 | 2037-07-21 | 0.046195 | 0.42043 | 0.46195 | 4.2043 | 0 | 5.1642 | 0 | 1.3535 |  |  |  | 0.36956 | 0.046195 | 0.046195
7 | 2037 | 2037-07-22 | 0.046078 | 0.4211 | 0.46078 | 4.211 | 0 | 5.151 | 0 | 1.3501 |  |  |  | 0.36862 | 0.046078 | 0.046078
7 | 2037 | 2037-07-23 | 0.045678 | 0.41615 | 0.45678 | 4.1615 | 0 | 5.1063 | 0 | 1.3384 |  |  |  | 0.36542 | 0.045678 | 0.045678
7 | 2037 | 2037-07-24 | 0.045434 | 0.41472 | 0.45434 | 4.1472 | 0 | 5.0791 | 0 | 1.3312 |  |  |  | 0.36347 | 0.045434 | 0.045434
7 | 2037 | 2037-07-25 | 0.037626 | 0.36089 | 0.37626 | 3.6089 | 0 | 4.2062 | 0 | 1.1024 |  |  |  | 0.30101 | 0.037626 | 0.037626
7 | 2037 | 2037-07-26 | 0.037403 | 0.36043 | 0.37403 | 3.6043 | 0 | 4.1813 | 0 | 1.0959 |  |  |  | 0.29923 | 0.037403 | 0.037403
7 | 2037 | 2037-07-27 | 0.044796 | 0.41395 | 0.44796 | 4.1395 | 0 | 5.0078 | 0 | 1.3125 |  |  |  | 0.35837 | 0.044796 | 0.044796
7 | 2037 | 2037-07-28 | 0.043953 | 0.40107 | 0.43953 | 4.0107 | 0 | 4.9135 | 0 | 1.2878 |  |  |  | 0.35162 | 0.043953 | 0.043953
7 | 2037 | 2037-07-29 | 0.043736 | 0.4015 | 0.43736 | 4.015 | 0 | 4.8893 | 0 | 1.2815 |  |  |  | 0.34989 | 0.043736 | 0.043736
7 | 2037 | 2037-07-30 | 0.043386 | 0.3994 | 0.43386 | 3.994 | 0 | 4.8501 | 0 | 1.2712 |  |  |  | 0.34709 | 0.043386 | 0.043386
7 | 2037 | 2037-07-31 | 0.042961 | 0.39599 | 0.42961 | 3.9599 | 0 | 4.8027 | 0 | 1.2588 |  |  |  | 0.34369 | 0.042961 | 0.042961
8 | 2037 | 2037-08-01 | 0.022545 | 0.19222 | 0.22545 | 1.9222 | 0 | 2.5204 | 0 | 0.66058 |  |  |  | 0.18036 | 0.022545 | 0.022545
8 | 2037 | 2037-08-02 | 0.020976 | 0.17709 | 0.20976 | 1.7709 | 0 | 2.3449 | 0 | 0.6146 |  |  |  | 0.16781 | 0.020976 | 0.020976
8 | 2037 | 2037-08-03 | 0.030346 | 0.2501 | 0.30346 | 2.501 | 0 | 3.3925 | 0 | 0.88915 |  |  |  | 0.24277 | 0.030346 | 0.030346
8 | 2037 | 2037-08-04 | 0.029134 | 0.23892 | 0.29134 | 2.3892 | 0 | 3.2569 | 0 | 0.85363 |  |  |  | 0.23307 | 0.029134 | 0.029134
8 | 2037 | 2037-08-05 | 0.027911 | 0.22771 | 0.27911 | 2.2771 | 0 | 3.1202 | 0 | 0.81779 |  |  |  | 0.22329 | 0.027911 | 0.027911
8 | 2037 | 2037-08-06 | 0.027633 | 0.22661 | 0.27633 | 2.2661 | 0 | 3.0891 | 0 | 0.80964 |  |  |  | 0.22106 | 0.027633 | 0.027633
8 | 2037 | 2037-08-07 | 0.027346 | 0.2255 | 0.27346 | 2.255 | 0 | 3.0571 | 0 | 0.80125 |  |  |  | 0.21877 | 0.027346 | 0.027346
8 | 2037 | 2037-08-08 | 0.019536 | 0.17273 | 0.19536 | 1.7273 | 0 | 2.184 | 0 | 0.57242 |  |  |  | 0.15629 | 0.019536 | 0.019536
8 | 2037 | 2037-08-09 | 0.019047 | 0.16959 | 0.19047 | 1.6959 | 0 | 2.1292 | 0 | 0.55806 |  |  |  | 0.15237 | 0.019047 | 0.019047
8 | 2037 | 2037-08-10 | 0.026451 | 0.22219 | 0.26451 | 2.2219 | 0 | 2.9569 | 0 | 0.775 |  |  |  | 0.2116 | 0.026451 | 0.026451
8 | 2037 | 2037-08-11 | 0.025763 | 0.21707 | 0.25763 | 2.1707 | 0 | 2.8801 | 0 | 0.75486 |  |  |  | 0.2061 | 0.025763 | 0.025763
8 | 2037 | 2037-08-12 | 0.025647 | 0.21809 | 0.25647 | 2.1809 | 0 | 2.8671 | 0 | 0.75146 |  |  |  | 0.20518 | 0.025647 | 0.025647
8 | 2037 | 2037-08-13 | 0.02515 | 0.21511 | 0.2515 | 2.1511 | 0 | 2.8116 | 0 | 0.7369 |  |  |  | 0.2012 | 0.02515 | 0.02515
8 | 2037 | 2037-08-14 | 0.023701 | 0.20205 | 0.23701 | 2.0205 | 0 | 2.6496 | 0 | 0.69445 |  |  |  | 0.18961 | 0.023701 | 0.023701
8 | 2037 | 2037-08-15 | 0.015885 | 0.1496 | 0.15885 | 1.496 | 0 | 1.7758 | 0 | 0.46544 |  |  |  | 0.12708 | 0.015885 | 0.015885
8 | 2037 | 2037-08-16 | 0.015973 | 0.15297 | 0.15973 | 1.5297 | 0 | 1.7857 | 0 | 0.46802 |  |  |  | 0.12779 | 0.015973 | 0.015973
8 | 2037 | 2037-08-17 | 0.023395 | 0.20609 | 0.23395 | 2.0609 | 0 | 2.6153 | 0 | 0.68547 |  |  |  | 0.18716 | 0.023395 | 0.023395
8 | 2037 | 2037-08-18 | 0.0235 | 0.2097 | 0.235 | 2.097 | 0 | 2.6271 | 0 | 0.68856 |  |  |  | 0.188 | 0.0235 | 0.0235
8 | 2037 | 2037-08-19 | 0.020563 | 0.18098 | 0.20563 | 1.8098 | 0 | 2.2988 | 0 | 0.6025 |  |  |  | 0.16451 | 0.020563 | 0.020563
8 | 2037 | 2037-08-20 | 0.021648 | 0.19505 | 0.21648 | 1.9505 | 0 | 2.4201 | 0 | 0.6343 |  |  |  | 0.17319 | 0.021648 | 0.021648
8 | 2037 | 2037-08-21 | 0.019122 | 0.17071 | 0.19122 | 1.7071 | 0 | 2.1377 | 0 | 0.56028 |  |  |  | 0.15298 | 0.019122 | 0.019122
8 | 2037 | 2037-08-22 | 0.014251 | 0.14972 | 0.14251 | 1.4972 | 0 | 1.5931 | 0 | 0.41756 |  |  |  | 0.11401 | 0.014251 | 0.014251
8 | 2037 | 2037-08-23 | 0.013671 | 0.14608 | 0.13671 | 1.4608 | 0 | 1.5283 | 0 | 0.40055 |  |  |  | 0.10937 | 0.013671 | 0.013671
8 | 2037 | 2037-08-24 | 0.017956 | 0.16589 | 0.17956 | 1.6589 | 0 | 2.0073 | 0 | 0.52611 |  |  |  | 0.14365 | 0.017956 | 0.017956
8 | 2037 | 2037-08-25 | 0.019903 | 0.18908 | 0.19903 | 1.8908 | 0 | 2.2249 | 0 | 0.58315 |  |  |  | 0.15922 | 0.019903 | 0.019903
8 | 2037 | 2037-08-26 | 0.020157 | 0.19425 | 0.20157 | 1.9425 | 0 | 2.2534 | 0 | 0.5906 |  |  |  | 0.16126 | 0.020157 | 0.020157
8 | 2037 | 2037-08-27 | 0.019294 | 0.1875 | 0.19294 | 1.875 | 0 | 2.1569 | 0 | 0.56531 |  |  |  | 0.15435 | 0.019294 | 0.019294
8 | 2037 | 2037-08-28 | 0.018842 | 0.18507 | 0.18842 | 1.8507 | 0 | 2.1064 | 0 | 0.55208 |  |  |  | 0.15074 | 0.018842 | 0.018842
8 | 2037 | 2037-08-29 | 0.0078523 | 0.098794 | 0.078523 | 0.98794 | 0 | 0.87781 | 0 | 0.23007 |  |  |  | 0.062818 | 0.0078523 | 0.0078523
8 | 2037 | 2037-08-30 | 0.010903 | 0.1335 | 0.10903 | 1.335 | 0 | 1.2189 | 0 | 0.31946 |  |  |  | 0.087225 | 0.010903 | 0.010903
8 | 2037 | 2037-08-31 | 0.017689 | 0.17957 | 0.17689 | 1.7957 | 0 | 1.9774 | 0 | 0.51827 |  |  |  | 0.14151 | 0.017689 | 0.017689
9 | 2037 | 2037-09-01 | 0.032831 | 0.34985 | 0.32831 | 3.4985 | 0 | 3.6702 | 0 | 0.96194 |  |  |  | 0.26265 | 0.032831 | 0.032831
9 | 2037 | 2037-09-02 | 0.03393 | 0.36607 | 0.3393 | 3.6607 | 0 | 3.793 | 0 | 0.99415 |  |  |  | 0.27144 | 0.03393 | 0.03393
9 | 2037 | 2037-09-03 | 0.034355 | 0.37346 | 0.34355 | 3.7346 | 0 | 3.8406 | 0 | 1.0066 |  |  |  | 0.27484 | 0.034355 | 0.034355
9 | 2037 | 2037-09-04 | 0.033332 | 0.36231 | 0.33332 | 3.6231 | 0 | 3.7262 | 0 | 0.97663 |  |  |  | 0.26666 | 0.033332 | 0.033332
9 | 2037 | 2037-09-05 | 0.025615 | 0.30958 | 0.25615 | 3.0958 | 0 | 2.8635 | 0 | 0.75051 |  |  |  | 0.20492 | 0.025615 | 0.025615
9 | 2037 | 2037-09-06 | 0.025656 | 0.31169 | 0.25656 | 3.1169 | 0 | 2.8682 | 0 | 0.75174 |  |  |  | 0.20525 | 0.025656 | 0.025656
9 | 2037 | 2037-09-07 | 0.033174 | 0.36433 | 0.33174 | 3.6433 | 0 | 3.7086 | 0 | 0.972 |  |  |  | 0.26539 | 0.033174 | 0.033174
9 | 2037 | 2037-09-08 | 0.034302 | 0.3795 | 0.34302 | 3.795 | 0 | 3.8346 | 0 | 1.005 |  |  |  | 0.27441 | 0.034302 | 0.034302
9 | 2037 | 2037-09-09 | 0.035066 | 0.38997 | 0.35066 | 3.8997 | 0 | 3.92 | 0 | 1.0274 |  |  |  | 0.28053 | 0.035066 | 0.035066
9 | 2037 | 2037-09-10 | 0.035586 | 0.39678 | 0.35586 | 3.9678 | 0 | 3.9782 | 0 | 1.0427 |  |  |  | 0.28469 | 0.035586 | 0.035586
9 | 2037 | 2037-09-11 | 0.034984 | 0.38897 | 0.34984 | 3.8897 | 0 | 3.9109 | 0 | 1.025 |  |  |  | 0.27987 | 0.034984 | 0.034984
9 | 2037 | 2037-09-12 | 0.027477 | 0.33731 | 0.27477 | 3.3731 | 0 | 3.0717 | 0 | 0.80507 |  |  |  | 0.21982 | 0.027477 | 0.027477
9 | 2037 | 2037-09-13 | 0.028023 | 0.3434 | 0.28023 | 3.434 | 0 | 3.1327 | 0 | 0.82107 |  |  |  | 0.22418 | 0.028023 | 0.028023
9 | 2037 | 2037-09-14 | 0.036568 | 0.40816 | 0.36568 | 4.0816 | 0 | 4.088 | 0 | 1.0714 |  |  |  | 0.29254 | 0.036568 | 0.036568
9 | 2037 | 2037-09-15 | 0.037778 | 0.42277 | 0.37778 | 4.2277 | 0 | 4.2232 | 0 | 1.1069 |  |  |  | 0.30222 | 0.037778 | 0.037778
9 | 2037 | 2037-09-16 | 0.037646 | 0.419 | 0.37646 | 4.19 | 0 | 4.2085 | 0 | 1.103 |  |  |  | 0.30117 | 0.037646 | 0.037646
9 | 2037 | 2037-09-17 | 0.038102 | 0.42209 | 0.38102 | 4.2209 | 0 | 4.2595 | 0 | 1.1164 |  |  |  | 0.30482 | 0.038102 | 0.038102
9 | 2037 | 2037-09-18 | 0.038552 | 0.42536 | 0.38552 | 4.2536 | 0 | 4.3098 | 0 | 1.1296 |  |  |  | 0.30842 | 0.038552 | 0.038552
9 | 2037 | 2037-09-19 | 0.033045 | 0.39634 | 0.33045 | 3.9634 | 0 | 3.6941 | 0 | 0.96822 |  |  |  | 0.26436 | 0.033045 | 0.033045
9 | 2037 | 2037-09-20 | 0.033005 | 0.39288 | 0.33005 | 3.9288 | 0 | 3.6897 | 0 | 0.96706 |  |  |  | 0.26404 | 0.033005 | 0.033005
9 | 2037 | 2037-09-21 | 0.041613 | 0.45556 | 0.41613 | 4.5556 | 0 | 4.6519 | 0 | 1.2193 |  |  |  | 0.3329 | 0.041613 | 0.041613
9 | 2037 | 2037-09-22 | 0.043935 | 0.4809 | 0.43935 | 4.809 | 0 | 4.9116 | 0 | 1.2873 |  |  |  | 0.35148 | 0.043935 | 0.043935
9 | 2037 | 2037-09-23 | 0.04433 | 0.48119 | 0.4433 | 4.8119 | 0 | 4.9556 | 0 | 1.2989 |  |  |  | 0.35464 | 0.04433 | 0.04433
9 | 2037 | 2037-09-24 | 0.045081 | 0.48626 | 0.45081 | 4.8626 | 0 | 5.0397 | 0 | 1.3209 |  |  |  | 0.36065 | 0.045081 | 0.045081
9 | 2037 | 2037-09-25 | 0.048848 | 0.53028 | 0.48848 | 5.3028 | 0 | 5.4607 | 0 | 1.4312 |  |  |  | 0.39078 | 0.048848 | 0.048848
9 | 2037 | 2037-09-26 | 0.043362 | 0.49894 | 0.43362 | 4.9894 | 1 | 4.8474 | 4.21 | 1.2705 |  |  |  | 0.34689 | 0.043362 | 0.043362
9 | 2037 | 2037-09-27 | 0.0444 | 0.50427 | 0.444 | 5.0427 | 0 | 4.9636 | 0 | 1.3009 |  |  |  | 0.3552 | 0.0444 | 0.0444
9 | 2037 | 2037-09-28 | 0.053436 | 0.56851 | 0.53436 | 5.6851 | 0 | 5.9737 | 0 | 1.5657 |  |  |  | 0.42749 | 0.053436 | 0.053436
9 | 2037 | 2037-09-29 | 0.057106 | 0.60883 | 0.57106 | 6.0883 | 0 | 6.3839 | 0 | 1.6732 |  |  |  | 0.45685 | 0.057106 | 0.057106
9 | 2037 | 2037-09-30 | 0.057027 | 0.60012 | 0.57027 | 6.0012 | 1 | 6.3751 | 5.5367 | 1.6709 |  |  |  | 0.45622 | 0.057027 | 0.057027
10 | 2037 | 2037-10-01 | 0.053625 | 0.5763 | 0.53625 | 5.763 | 1 | 5.9948 | 5.2064 | 1.5712 |  |  |  | 0.429 | 0.053625 | 0.053625
10 | 2037 | 2037-10-02 | 0.056741 | 0.60277 | 0.56741 | 6.0277 | 1 | 6.3431 | 5.509 | 1.6625 |  |  |  | 0.45393 | 0.056741 | 0.056741
10 | 2037 | 2037-10-03 | 0.05302 | 0.58687 | 0.5302 | 5.8687 | 1 | 5.9272 | 5.1477 | 1.5535 |  |  |  | 0.42416 | 0.05302 | 0.05302
10 | 2037 | 2037-10-04 | 0.054356 | 0.59612 | 0.54356 | 5.9612 | 2 | 6.0765 | 5.305 | 1.5926 |  |  |  | 0.43485 | 0.054356 | 0.054356
10 | 2037 | 2037-10-05 | 0.066803 | 0.69344 | 0.66803 | 6.9344 | 2 | 7.468 | 6.5198 | 1.9573 |  |  |  | 0.53443 | 0.066803 | 0.066803
10 | 2037 | 2037-10-06 | 0.067936 | 0.70616 | 0.67936 | 7.0616 | 3 | 7.5946 | 6.6653 | 1.9905 |  |  |  | 0.54349 | 0.067936 | 0.067936
10 | 2037 | 2037-10-07 | 0.066384 | 0.68372 | 0.66384 | 6.8372 | 2 | 7.4211 | 6.4789 | 1.945 |  |  |  | 0.53107 | 0.066384 | 0.066384
10 | 2037 | 2037-10-08 | 0.068809 | 0.69788 | 0.68809 | 6.9788 | 1 | 7.6922 | 6.6806 | 2.0161 |  |  |  | 0.55047 | 0.068809 | 0.068809
10 | 2037 | 2037-10-09 | 0.074881 | 0.74845 | 0.74881 | 7.4845 | 1 | 8.371 | 7.2702 | 2.194 |  |  |  | 0.59905 | 0.074881 | 0.074881
10 | 2037 | 2037-10-10 | 0.072337 | 0.74991 | 0.72337 | 7.4991 | 2 | 8.0866 | 7.0599 | 2.1195 |  |  |  | 0.57869 | 0.072337 | 0.072337
10 | 2037 | 2037-10-11 | 0.074932 | 0.77082 | 0.74932 | 7.7082 | 2 | 8.3767 | 7.3131 | 2.1955 |  |  |  | 0.59945 | 0.074932 | 0.074932
10 | 2037 | 2037-10-12 | 0.089273 | 0.88293 | 0.89273 | 8.8293 | 3 | 9.9799 | 8.7586 | 2.6157 |  |  |  | 0.71418 | 0.089273 | 0.089273
10 | 2037 | 2037-10-13 | 0.08943 | 0.88324 | 0.8943 | 8.8324 | 4 | 9.9975 | 8.8205 | 2.6203 |  |  |  | 0.71544 | 0.08943 | 0.08943
10 | 2037 | 2037-10-14 | 0.093356 | 0.91713 | 0.93356 | 9.1713 | 4 | 10.4363 | 9.2077 | 2.7353 |  |  |  | 0.74685 | 0.093356 | 0.093356
10 | 2037 | 2037-10-15 | 0.095067 | 0.92736 | 0.95067 | 9.2736 | 4 | 10.6276 | 9.3764 | 2.7855 |  |  |  | 0.76054 | 0.095067 | 0.095067
10 | 2037 | 2037-10-16 | 0.10688 | 1.0512 | 1.0688 | 10.5124 | 6 | 11.9483 | 10.6544 | 3.1316 |  |  |  | 0.85505 | 0.10688 | 0.10688
10 | 2037 | 2037-10-17 | 0.10507 | 1.0522 | 1.0507 | 10.5224 | 7 | 11.7455 | 10.5298 | 3.0785 |  |  |  | 0.84054 | 0.10507 | 0.10507
10 | 2037 | 2037-10-18 | 0.10546 | 1.0454 | 1.0546 | 10.4544 | 7 | 11.7899 | 10.5696 | 3.0901 |  |  |  | 0.84371 | 0.10546 | 0.10546
10 | 2037 | 2037-10-19 | 0.11466 | 1.0969 | 1.1466 | 10.969 | 6 | 12.8178 | 11.4297 | 3.3595 |  |  |  | 0.91727 | 0.11466 | 0.11466
10 | 2037 | 2037-10-20 | 0.11509 | 1.0849 | 1.1509 | 10.8485 | 6 | 12.8657 | 11.4724 | 3.3721 |  |  |  | 0.9207 | 0.11509 | 0.11509
10 | 2037 | 2037-10-21 | 0.11994 | 1.1237 | 1.1994 | 11.2366 | 5 | 13.4078 | 11.8922 | 3.5141 |  |  |  | 0.95949 | 0.11994 | 0.11994
10 | 2037 | 2037-10-22 | 0.12308 | 1.1532 | 1.2308 | 11.5317 | 6 | 13.7588 | 12.2687 | 3.6061 |  |  |  | 0.98461 | 0.12308 | 0.12308
10 | 2037 | 2037-10-23 | 0.13265 | 1.246 | 1.3265 | 12.4596 | 8 | 14.8287 | 13.3657 | 3.8866 |  |  |  | 1.0612 | 0.13265 | 0.13265
10 | 2037 | 2037-10-24 | 0.13041 | 1.2395 | 1.3041 | 12.3947 | 10 | 14.579 | 13.2841 | 3.8211 |  |  |  | 1.0433 | 0.13041 | 0.13041
10 | 2037 | 2037-10-25 | 0.13161 | 1.2399 | 1.3161 | 12.3992 | 9 | 14.7123 | 13.3328 | 3.8561 |  |  |  | 1.0528 | 0.13161 | 0.13161
10 | 2037 | 2037-10-26 | 0.14658 | 1.3552 | 1.4658 | 13.5518 | 8 | 16.3858 | 14.7692 | 4.2947 |  |  |  | 1.1726 | 0.14658 | 0.14658
10 | 2037 | 2037-10-27 | 0.14898 | 1.3678 | 1.4898 | 13.6783 | 9 | 16.6549 | 15.0932 | 4.3652 |  |  |  | 1.1919 | 0.14898 | 0.14898
10 | 2037 | 2037-10-28 | 0.15815 | 1.4609 | 1.5815 | 14.6088 | 10 | 17.6792 | 16.109 | 4.6337 |  |  |  | 1.2652 | 0.15815 | 0.15815
10 | 2037 | 2037-10-29 | 0.15889 | 1.45 | 1.5889 | 14.5003 | 9 | 17.7624 | 16.0969 | 4.6555 |  |  |  | 1.2711 | 0.15889 | 0.15889
10 | 2037 | 2037-10-30 | 0.16331 | 1.4838 | 1.6331 | 14.838 | 10 | 18.2567 | 16.6352 | 4.785 |  |  |  | 1.3065 | 0.16331 | 0.16331
10 | 2037 | 2037-10-31 | 0.15659 | 1.427 | 1.5659 | 14.2703 | 10 | 17.5057 | 15.9509 | 4.5882 |  |  |  | 1.2527 | 0.15659 | 0.15659
11 | 2037 | 2037-11-01 | 0.16628 | 1.3207 | 1.6628 | 13.2072 | 10 | 18.5887 | 16.9377 | 4.872 |  |  |  | 1.3302 | 0.16628 | 0.16628
11 | 2037 | 2037-11-02 | 0.17872 | 1.4048 | 1.7872 | 14.0478 | 12 | 8.8544 | 18.4057 | 5.2365 |  |  |  | 0.53616 | 1.0723 | 0.17872
11 | 2037 | 2037-11-03 | 0.18366 | 1.4395 | 1.8366 | 14.3949 | 11 | 20.5312 | 18.8104 | 5.3811 |  |  |  | 1.4693 | 0.18366 | 0.18366
11 | 2037 | 2037-11-04 | 0.19326 | 1.5079 | 1.9326 | 15.0791 | 12 | 9.5749 | 19.9035 | 5.6626 |  |  |  | 0.57979 | 1.1596 | 0.19326
11 | 2037 | 2037-11-05 | 0.19891 | 1.5476 | 1.9891 | 15.4758 | 12 | 9.8549 | 20.4855 | 5.8282 |  |  |  | 0.59674 | 1.1935 | 0.19891
11 | 2037 | 2037-11-06 | 0.20071 | 1.5565 | 2.0071 | 15.5654 | 12 | 9.9438 | 20.6702 | 5.8807 |  |  |  | 0.60212 | 1.2042 | 0.20071
11 | 2037 | 2037-11-07 | 0.18936 | 1.4691 | 1.8936 | 14.6906 | 12 | 9.3817 | 19.5018 | 5.5483 |  |  |  | 0.56809 | 1.1362 | 0.18936
11 | 2037 | 2037-11-08 | 0.19861 | 1.5332 | 1.9861 | 15.332 | 11 | 22.2026 | 20.3417 | 5.8192 |  |  |  | 1.5889 | 0.19861 | 0.19861
11 | 2037 | 2037-11-09 | 0.21297 | 1.6311 | 2.1297 | 16.311 | 13 | 10.5515 | 22.0552 | 6.2401 |  |  |  | 0.63892 | 1.2778 | 0.21297
11 | 2037 | 2037-11-10 | 0.21879 | 1.6719 | 2.1879 | 16.7193 | 14 | 10.8396 | 22.8677 | 6.4105 |  |  |  | 0.65637 | 1.3127 | 0.21879
11 | 2037 | 2037-11-11 | 0.22294 | 1.6942 | 2.2294 | 16.9424 | 14 | 11.0453 | 23.3015 | 6.5321 |  |  |  | 0.66882 | 1.3376 | 0.22294
11 | 2037 | 2037-11-12 | 0.22713 | 1.7201 | 2.2713 | 17.2007 | 14 | 11.2528 | 23.7394 | 6.6549 |  |  |  | 0.68139 | 1.3628 | 0.22713
11 | 2037 | 2037-11-13 | 0.22882 | 1.7205 | 2.2882 | 17.2052 | 14 | 11.3364 | 23.9156 | 6.7043 |  |  |  | 0.68645 | 1.3729 | 0.22882
11 | 2037 | 2037-11-14 | 0.22522 | 1.6968 | 2.2522 | 16.9681 | 13 | 11.1581 | 23.3232 | 6.5989 |  |  |  | 0.67565 | 1.3513 | 0.22522
11 | 2037 | 2037-11-15 | 0.22932 | 1.7206 | 2.2932 | 17.2061 | 13 | 11.3613 | 23.7479 | 6.719 |  |  |  | 0.68796 | 1.3759 | 0.22932
11 | 2037 | 2037-11-16 | 0.24449 | 1.8253 | 2.4449 | 18.2527 | 15 | 12.1129 | 25.7929 | 7.1635 |  |  |  | 0.73347 | 1.4669 | 0.24449
11 | 2037 | 2037-11-17 | 0.2441 | 1.8109 | 2.441 | 18.1088 | 14 | 12.0934 | 25.5127 | 7.152 |  |  |  | 0.73229 | 1.4646 | 0.2441
11 | 2037 | 2037-11-18 | 0.24367 | 1.8079 | 2.4367 | 18.0794 | 12 | 12.0724 | 25.095 | 7.1396 |  |  |  | 0.73102 | 1.462 | 0.24367
11 | 2037 | 2037-11-19 | 0.24871 | 1.8382 | 2.4871 | 18.3824 | 14 | 12.3219 | 25.9947 | 7.2872 |  |  |  | 0.74612 | 1.4922 | 0.24871
11 | 2037 | 2037-11-20 | 0.2519 | 1.8575 | 2.519 | 18.575 | 15 | 12.4801 | 26.5749 | 7.3807 |  |  |  | 0.7557 | 1.5114 | 0.2519
11 | 2037 | 2037-11-21 | 0.2544 | 1.8778 | 2.544 | 18.7785 | 15 | 12.6038 | 26.8384 | 7.4539 |  |  |  | 0.7632 | 1.5264 | 0.2544
11 | 2037 | 2037-11-22 | 0.26462 | 1.947 | 2.6462 | 19.4696 | 16 | 13.1105 | 28.1809 | 7.7535 |  |  |  | 0.79387 | 1.5877 | 0.26462
11 | 2037 | 2037-11-23 | 0.27264 | 1.9913 | 2.7264 | 19.913 | 16 | 13.5074 | 29.0342 | 7.9883 |  |  |  | 0.81791 | 1.6358 | 0.27264
11 | 2037 | 2037-11-24 | 0.27901 | 2.0342 | 2.7901 | 20.3416 | 17 | 13.8233 | 29.9966 | 8.1751 |  |  |  | 0.83704 | 1.6741 | 0.27901
11 | 2037 | 2037-11-25 | 0.28305 | 2.0593 | 2.8305 | 20.5928 | 18 | 14.0231 | 30.7232 | 8.2932 |  |  |  | 0.84914 | 1.6983 | 0.28305
11 | 2037 | 2037-11-26 | 0.29262 | 2.125 | 2.9262 | 21.2498 | 18 | 14.4972 | 31.7619 | 8.5736 |  |  |  | 0.87785 | 1.7557 | 0.29262
11 | 2037 | 2037-11-27 | 0.28995 | 2.0914 | 2.8995 | 20.9136 | 19 | 14.3652 | 31.7787 | 8.4955 |  |  |  | 0.86985 | 1.7397 | 0.28995
11 | 2037 | 2037-11-28 | 0.29494 | 2.1307 | 2.9494 | 21.3075 | 18 | 14.6124 | 32.0142 | 8.6417 |  |  |  | 0.88482 | 1.7696 | 0.29494
11 | 2037 | 2037-11-29 | 0.2954 | 2.1326 | 2.954 | 21.3263 | 17 | 14.6351 | 31.7581 | 8.6551 |  |  |  | 0.88619 | 1.7724 | 0.2954
11 | 2037 | 2037-11-30 | 0.3045 | 2.1881 | 3.045 | 21.8807 | 18 | 15.0859 | 33.0515 | 8.9217 |  |  |  | 0.91349 | 1.827 | 0.3045
12 | 2037 | 2037-12-01 | 0.31167 | 2.053 | 3.1167 | 20.53 | 15 | 15.441 | 32.8798 | 9.1318 |  |  |  | 0.935 | 1.87 | 0.31167
12 | 2037 | 2037-12-02 | 0.31869 | 2.0845 | 3.1869 | 20.8451 | 18 | 15.789 | 34.592 | 9.3376 |  |  |  | 0.95607 | 1.9121 | 0.31869
12 | 2037 | 2037-12-03 | 0.32549 | 2.1242 | 3.2549 | 21.2424 | 20 | 16.1258 | 36.0238 | 9.5368 |  |  |  | 0.97646 | 1.9529 | 0.32549
12 | 2037 | 2037-12-04 | 0.33256 | 2.1621 | 3.3256 | 21.6214 | 20 | 16.4763 | 36.8067 | 9.744 |  |  |  | 0.99768 | 1.9954 | 0.33256
12 | 2037 | 2037-12-05 | 0.33256 | 2.1485 | 3.3256 | 21.4854 | 21 | 16.4764 | 37.1718 | 9.7441 |  |  |  | 0.99769 | 1.9954 | 0.33256
12 | 2037 | 2037-12-06 | 0.33629 | 2.164 | 3.3629 | 21.6395 | 21 | 16.6608 | 37.588 | 9.8532 |  |  |  | 1.0089 | 2.0177 | 0.33629
12 | 2037 | 2037-12-07 | 0.34856 | 2.2461 | 3.4856 | 22.4605 | 22 | 17.2692 | 39.3507 | 10.213 |  |  |  | 1.0457 | 2.0914 | 0.34856
12 | 2037 | 2037-12-08 | 0.35004 | 2.2598 | 3.5004 | 22.5977 | 22 | 17.3423 | 39.5172 | 10.2562 |  |  |  | 1.0501 | 2.1002 | 0.35004
12 | 2037 | 2037-12-09 | 0.35347 | 2.2754 | 3.5347 | 22.7544 | 22 | 17.5124 | 39.9049 | 10.3568 |  |  |  | 1.0604 | 2.1208 | 0.35347
12 | 2037 | 2037-12-10 | 0.35768 | 2.2952 | 3.5768 | 22.9519 | 21 | 17.721 | 39.9799 | 10.4802 |  |  |  | 1.0731 | 2.1461 | 0.35768
12 | 2037 | 2037-12-11 | 0.35174 | 2.2634 | 3.5174 | 22.6341 | 20 | 17.4266 | 38.9295 | 10.306 |  |  |  | 1.0552 | 2.1105 | 0.35174
12 | 2037 | 2037-12-12 | 0.34261 | 2.1936 | 3.4261 | 21.9362 | 20 | 16.9741 | 37.9188 | 10.0385 |  |  |  | 1.0278 | 2.0557 | 0.34261
12 | 2037 | 2037-12-13 | 0.34745 | 2.2165 | 3.4745 | 22.1649 | 20 | 17.2138 | 38.4541 | 10.1802 |  |  |  | 1.0423 | 2.0847 | 0.34745
12 | 2037 | 2037-12-14 | 0.3654 | 2.3221 | 3.654 | 23.2213 | 23 | 18.1033 | 41.6687 | 10.7063 |  |  |  | 1.0962 | 2.1924 | 0.3654
12 | 2037 | 2037-12-15 | 0.37975 | 2.4034 | 3.7975 | 24.0344 | 24 | 18.8141 | 43.7474 | 11.1266 |  |  |  | 1.1392 | 2.2785 | 0.37975
12 | 2037 | 2037-12-16 | 0.37215 | 2.3518 | 3.7215 | 23.5177 | 24 | 18.4377 | 42.8721 | 10.904 |  |  |  | 1.1165 | 2.2329 | 0.37215
12 | 2037 | 2037-12-17 | 0.36804 | 2.3305 | 3.6804 | 23.3046 | 24 | 18.234 | 42.3985 | 10.7836 |  |  |  | 1.1041 | 2.2082 | 0.36804
12 | 2037 | 2037-12-18 | 0.37207 | 2.3486 | 3.7207 | 23.4863 | 24 | 18.4335 | 42.8623 | 10.9015 |  |  |  | 1.1162 | 2.2324 | 0.37207
12 | 2037 | 2037-12-19 | 0.36994 | 2.3288 | 3.6994 | 23.288 | 24 | 18.3281 | 42.6173 | 10.8392 |  |  |  | 1.1098 | 2.2196 | 0.36994
12 | 2037 | 2037-12-20 | 0.36498 | 2.2805 | 3.6498 | 22.8052 | 25 | 18.0827 | 42.4807 | 10.694 |  |  |  | 1.095 | 2.1899 | 0.36498
12 | 2037 | 2037-12-21 | 0.4947 | 2.9966 | 4.947 | 29.9656 | 61 | 2.2467 | 102.0821 | 4.3484 |  |  |  | 0.24735 | 4.5513 | 0.14841
12 | 2037 | 2037-12-22 | 0.38992 | 2.4408 | 3.8992 | 24.4084 | 25 | 19.3179 | 45.3826 | 11.4246 |  |  |  | 1.1698 | 2.3395 | 0.38992
12 | 2037 | 2037-12-23 | 0.38515 | 2.4041 | 3.8515 | 24.0406 | 25 | 19.0817 | 44.8277 | 11.2849 |  |  |  | 1.1554 | 2.3109 | 0.38515
12 | 2037 | 2037-12-24 | 0.38612 | 2.4116 | 3.8612 | 24.1158 | 26 | 30.0615 | 45.4101 | 22.6269 |  |  |  | 1.1584 | 2.3167 | 0.38612
12 | 2037 | 2037-12-25 | 0.39284 | 2.4475 | 3.9284 | 24.4746 | 26 | 30.584 | 46.1994 | 23.0202 |  |  |  | 1.1785 | 2.357 | 0.39284
12 | 2037 | 2037-12-26 | 0.38455 | 2.3857 | 3.8455 | 23.8575 | 25 | 19.0519 | 44.7576 | 11.2672 |  |  |  | 1.1536 | 2.3073 | 0.38455
12 | 2037 | 2037-12-27 | 0.38641 | 2.3962 | 3.8641 | 23.962 | 27 | 13.3705 | 45.9226 | 5.6609 |  |  |  | 0.77282 | 2.8981 | 0.1932
12 | 2037 | 2037-12-28 | 0.39519 | 2.4519 | 3.9519 | 24.5194 | 27 | 13.6745 | 46.9667 | 5.7896 |  |  |  | 0.79039 | 2.964 | 0.1976
12 | 2037 | 2037-12-29 | 0.38807 | 2.3907 | 3.8807 | 23.9069 | 28 | 13.4279 | 46.6114 | 5.6852 |  |  |  | 0.77614 | 2.9105 | 0.19403
12 | 2037 | 2037-12-30 | 0.38359 | 2.3659 | 3.8359 | 23.6593 | 26 | 29.8638 | 45.1115 | 22.4781 |  |  |  | 1.1508 | 2.3015 | 0.38359
12 | 2037 | 2037-12-31 | 0.39148 | 2.4141 | 3.9148 | 24.1413 | 26 | 30.4785 | 46.04 | 22.9408 |  |  |  | 1.1744 | 2.3489 | 0.39148
1 | 2038 | 2038-01-01 | 0.41412 | 2.5664 | 4.1412 | 25.6644 | 25 | 20.517 | 48.1997 | 12.1337 |  |  |  | 1.2424 | 2.4847 | 0.41412
1 | 2038 | 2038-01-02 | 0.40582 | 2.5146 | 4.0582 | 25.1459 | 25 | 20.106 | 47.234 | 11.8906 |  |  |  | 1.2175 | 2.4349 | 0.40582
1 | 2038 | 2038-01-03 | 0.39927 | 2.4725 | 3.9927 | 24.7254 | 24 | 19.7814 | 45.9966 | 11.6987 |  |  |  | 1.1978 | 2.3956 | 0.39927
1 | 2038 | 2038-01-04 | 0.40678 | 2.5263 | 4.0678 | 25.2633 | 24 | 20.1533 | 46.8612 | 11.9186 |  |  |  | 1.2203 | 2.4407 | 0.40678
1 | 2038 | 2038-01-05 | 0.40675 | 2.5244 | 4.0675 | 25.2441 | 23 | 20.1518 | 46.3838 | 11.9177 |  |  |  | 1.2202 | 2.4405 | 0.40675
1 | 2038 | 2038-01-06 | 0.40312 | 2.5051 | 4.0312 | 25.0511 | 22 | 19.9723 | 45.5101 | 11.8116 |  |  |  | 1.2094 | 2.4187 | 0.40312
1 | 2038 | 2038-01-07 | 0.39498 | 2.4504 | 3.9498 | 24.5036 | 21 | 19.5685 | 44.148 | 11.5728 |  |  |  | 1.1849 | 2.3699 | 0.39498
1 | 2038 | 2038-01-08 | 0.40177 | 2.4878 | 4.0177 | 24.878 | 21 | 19.9051 | 44.9072 | 11.7718 |  |  |  | 1.2053 | 2.4106 | 0.40177
1 | 2038 | 2038-01-09 | 0.39986 | 2.4661 | 3.9986 | 24.6609 | 23 | 19.8106 | 45.5984 | 11.7159 |  |  |  | 1.1996 | 2.3992 | 0.39986
1 | 2038 | 2038-01-10 | 0.40023 | 2.4596 | 4.0023 | 24.5961 | 23 | 19.8289 | 45.6405 | 11.7268 |  |  |  | 1.2007 | 2.4014 | 0.40023
1 | 2038 | 2038-01-11 | 0.40587 | 2.4949 | 4.0587 | 24.9491 | 25 | 20.1085 | 47.2399 | 11.8921 |  |  |  | 1.2176 | 2.4352 | 0.40587
1 | 2038 | 2038-01-12 | 0.40751 | 2.5064 | 4.0751 | 25.0645 | 22 | 20.1895 | 46.0051 | 11.94 |  |  |  | 1.2225 | 2.4451 | 0.40751
1 | 2038 | 2038-01-13 | 0.3975 | 2.4541 | 3.975 | 24.5408 | 21 | 19.6937 | 44.4305 | 11.6468 |  |  |  | 1.1925 | 2.385 | 0.3975
1 | 2038 | 2038-01-14 | 0.4025 | 2.4754 | 4.025 | 24.7538 | 21 | 19.9412 | 44.9887 | 11.7932 |  |  |  | 1.2075 | 2.415 | 0.4025
1 | 2038 | 2038-01-15 | 0.40279 | 2.4806 | 4.0279 | 24.8061 | 20 | 19.9555 | 44.579 | 11.8016 |  |  |  | 1.2084 | 2.4167 | 0.40279
1 | 2038 | 2038-01-16 | 0.388 | 2.3825 | 3.88 | 23.8246 | 18 | 19.2231 | 42.1158 | 11.3685 |  |  |  | 1.164 | 2.328 | 0.388
1 | 2038 | 2038-01-17 | 0.38203 | 2.3497 | 3.8203 | 23.4967 | 18 | 18.9274 | 41.4679 | 11.1936 |  |  |  | 1.1461 | 2.2922 | 0.38203
1 | 2038 | 2038-01-18 | 0.38917 | 2.3966 | 3.8917 | 23.9657 | 18 | 19.2811 | 42.2429 | 11.4028 |  |  |  | 1.1675 | 2.335 | 0.38917
1 | 2038 | 2038-01-19 | 0.38607 | 2.3748 | 3.8607 | 23.7476 | 19 | 19.1273 | 42.3133 | 11.3118 |  |  |  | 1.1582 | 2.3164 | 0.38607
1 | 2038 | 2038-01-20 | 0.38852 | 2.3912 | 3.8852 | 23.912 | 19 | 19.2485 | 42.5815 | 11.3835 |  |  |  | 1.1655 | 2.3311 | 0.38852
1 | 2038 | 2038-01-21 | 0.39154 | 2.4054 | 3.9154 | 24.0544 | 21 | 19.3985 | 43.7643 | 11.4722 |  |  |  | 1.1746 | 2.3493 | 0.39154
1 | 2038 | 2038-01-22 | 0.39182 | 2.4045 | 3.9182 | 24.0449 | 22 | 19.412 | 44.2334 | 11.4802 |  |  |  | 1.1754 | 2.3509 | 0.39182
1 | 2038 | 2038-01-23 | 0.39391 | 2.4056 | 3.9391 | 24.0563 | 25 | 19.5159 | 45.8478 | 11.5417 |  |  |  | 1.1817 | 2.3635 | 0.39391
1 | 2038 | 2038-01-24 | 0.38947 | 2.3782 | 3.8947 | 23.7819 | 25 | 19.296 | 45.3311 | 11.4116 |  |  |  | 1.1684 | 2.3368 | 0.38947
1 | 2038 | 2038-01-25 | 0.39841 | 2.4374 | 3.9841 | 24.3736 | 24 | 19.7385 | 45.8969 | 11.6733 |  |  |  | 1.1952 | 2.3904 | 0.39841
1 | 2038 | 2038-01-26 | 0.39975 | 2.4381 | 3.9975 | 24.3808 | 26 | 31.1224 | 47.0127 | 23.4254 |  |  |  | 1.1993 | 2.3985 | 0.39975
1 | 2038 | 2038-01-27 | 0.3945 | 2.4118 | 3.945 | 24.1177 | 25 | 19.5451 | 45.9165 | 11.559 |  |  |  | 1.1835 | 2.367 | 0.3945
1 | 2038 | 2038-01-28 | 0.39375 | 2.4064 | 3.9375 | 24.0643 | 24 | 19.5079 | 45.3606 | 11.5369 |  |  |  | 1.1813 | 2.3625 | 0.39375
1 | 2038 | 2038-01-29 | 0.38635 | 2.3628 | 3.8635 | 23.6282 | 22 | 19.1411 | 43.6161 | 11.32 |  |  |  | 1.159 | 2.3181 | 0.38635
1 | 2038 | 2038-01-30 | 0.37238 | 2.2734 | 3.7238 | 22.7336 | 21 | 18.449 | 41.6223 | 10.9107 |  |  |  | 1.1171 | 2.2343 | 0.37238
1 | 2038 | 2038-01-31 | 0.3708 | 2.2561 | 3.708 | 22.5614 | 22 | 18.3709 | 41.861 | 10.8645 |  |  |  | 1.1124 | 2.2248 | 0.3708
2 | 2038 | 2038-02-01 | 0.37813 | 2.3452 | 3.7813 | 23.4525 | 20 | 18.7341 | 41.8505 | 11.0793 |  |  |  | 1.1344 | 2.2688 | 0.37813
2 | 2038 | 2038-02-02 | 0.3724 | 2.3115 | 3.724 | 23.1146 | 20 | 18.4499 | 41.2155 | 10.9112 |  |  |  | 1.1172 | 2.2344 | 0.3724
2 | 2038 | 2038-02-03 | 0.36464 | 2.2663 | 3.6464 | 22.6631 | 18 | 18.0654 | 39.5794 | 10.6838 |  |  |  | 1.0939 | 2.1878 | 0.36464
2 | 2038 | 2038-02-04 | 0.36303 | 2.2539 | 3.6303 | 22.5394 | 18 | 17.9857 | 39.4048 | 10.6367 |  |  |  | 1.0891 | 2.1782 | 0.36303
2 | 2038 | 2038-02-05 | 0.36302 | 2.2534 | 3.6302 | 22.5339 | 19 | 17.9853 | 39.787 | 10.6365 |  |  |  | 1.0891 | 2.1781 | 0.36302
2 | 2038 | 2038-02-06 | 0.35981 | 2.2248 | 3.5981 | 22.2482 | 19 | 17.8262 | 39.4352 | 10.5424 |  |  |  | 1.0794 | 2.1589 | 0.35981
2 | 2038 | 2038-02-07 | 0.35595 | 2.2015 | 3.5595 | 22.015 | 19 | 17.6351 | 39.0123 | 10.4294 |  |  |  | 1.0679 | 2.1357 | 0.35595
2 | 2038 | 2038-02-08 | 0.36194 | 2.2439 | 3.6194 | 22.4386 | 17 | 17.9319 | 38.9121 | 10.6049 |  |  |  | 1.0858 | 2.1716 | 0.36194
2 | 2038 | 2038-02-09 | 0.35366 | 2.1959 | 3.5366 | 21.9585 | 19 | 17.5215 | 38.761 | 10.3622 |  |  |  | 1.061 | 2.1219 | 0.35366
2 | 2038 | 2038-02-10 | 0.35065 | 2.1785 | 3.5065 | 21.7848 | 18 | 17.3726 | 38.0616 | 10.2741 |  |  |  | 1.052 | 2.1039 | 0.35065
2 | 2038 | 2038-02-11 | 0.35182 | 2.1848 | 3.5182 | 21.8476 | 19 | 17.4303 | 38.5592 | 10.3082 |  |  |  | 1.0554 | 2.1109 | 0.35182
2 | 2038 | 2038-02-12 | 0.35688 | 2.2125 | 3.5688 | 22.1254 | 19 | 17.6811 | 39.114 | 10.4565 |  |  |  | 1.0706 | 2.1413 | 0.35688
2 | 2038 | 2038-02-13 | 0.34515 | 2.1355 | 3.4515 | 21.3554 | 18 | 17.1001 | 37.4645 | 10.113 |  |  |  | 1.0355 | 2.0709 | 0.34515
2 | 2038 | 2038-02-14 | 0.34034 | 2.1074 | 3.4034 | 21.0738 | 19 | 16.8617 | 37.3015 | 9.972 |  |  |  | 1.021 | 2.042 | 0.34034
2 | 2038 | 2038-02-15 | 0.34231 | 2.1271 | 3.4231 | 21.2711 | 20 | 16.9593 | 37.8857 | 10.0297 |  |  |  | 1.0269 | 2.0539 | 0.34231
2 | 2038 | 2038-02-16 | 0.3362 | 2.09 | 3.362 | 20.8998 | 19 | 16.6567 | 36.8479 | 9.8507 |  |  |  | 1.0086 | 2.0172 | 0.3362
2 | 2038 | 2038-02-17 | 0.32935 | 2.05 | 3.2935 | 20.5004 | 18 | 16.317 | 35.7488 | 9.6498 |  |  |  | 0.98804 | 1.9761 | 0.32935
2 | 2038 | 2038-02-18 | 0.32624 | 2.0314 | 3.2624 | 20.3138 | 17 | 16.1633 | 35.0744 | 9.559 |  |  |  | 0.97873 | 1.9575 | 0.32624
2 | 2038 | 2038-02-19 | 0.32717 | 2.0362 | 3.2717 | 20.3616 | 19 | 16.2093 | 35.8582 | 9.5861 |  |  |  | 0.98152 | 1.963 | 0.32717
2 | 2038 | 2038-02-20 | 0.32132 | 1.9933 | 3.2132 | 19.9332 | 20 | 15.9195 | 35.563 | 9.4148 |  |  |  | 0.96397 | 1.9279 | 0.32132
2 | 2038 | 2038-02-21 | 0.3164 | 1.9643 | 3.164 | 19.6428 | 18 | 15.6759 | 34.3441 | 9.2707 |  |  |  | 0.94921 | 1.8984 | 0.3164
2 | 2038 | 2038-02-22 | 0.32326 | 2.01 | 3.2326 | 20.0996 | 18 | 16.0155 | 35.0883 | 9.4716 |  |  |  | 0.96978 | 1.9396 | 0.32326
2 | 2038 | 2038-02-23 | 0.31708 | 1.9752 | 3.1708 | 19.7519 | 17 | 15.7092 | 34.0889 | 9.2904 |  |  |  | 0.95123 | 1.9025 | 0.31708
2 | 2038 | 2038-02-24 | 0.30991 | 1.9336 | 3.0991 | 19.3357 | 16 | 15.3541 | 33.0037 | 9.0804 |  |  |  | 0.92973 | 1.8595 | 0.30991
2 | 2038 | 2038-02-25 | 0.30667 | 1.9128 | 3.0667 | 19.1276 | 15 | 15.1935 | 32.3527 | 8.9854 |  |  |  | 0.92001 | 1.84 | 0.30667
2 | 2038 | 2038-02-26 | 0.29635 | 1.8552 | 2.9635 | 18.5524 | 14 | 14.6823 | 30.9744 | 8.6831 |  |  |  | 0.88906 | 1.7781 | 0.29635
2 | 2038 | 2038-02-27 | 0.28597 | 1.7852 | 2.8597 | 17.8518 | 12 | 14.1681 | 29.4514 | 8.379 |  |  |  | 0.85792 | 1.7158 | 0.28597
2 | 2038 | 2038-02-28 | 0.2877 | 1.7941 | 2.877 | 17.9411 | 12 | 14.2535 | 29.6289 | 8.4295 |  |  |  | 0.86309 | 1.7262 | 0.2877
3 | 2038 | 2038-03-01 | 0.30709 | 1.9833 | 3.0709 | 19.8328 | 15 | 15.2143 | 32.3971 | 8.9977 |  |  |  | 0.92127 | 1.8425 | 0.30709
3 | 2038 | 2038-03-02 | 0.30224 | 1.9528 | 3.0224 | 19.5283 | 15 | 14.9739 | 31.8851 | 8.8555 |  |  |  | 0.90671 | 1.8134 | 0.30224
3 | 2038 | 2038-03-03 | 0.30209 | 1.9526 | 3.0209 | 19.5259 | 15 | 14.9668 | 31.8701 | 8.8514 |  |  |  | 0.90628 | 1.8126 | 0.30209
3 | 2038 | 2038-03-04 | 0.30094 | 1.9462 | 3.0094 | 19.4621 | 16 | 14.9098 | 32.0485 | 8.8176 |  |  |  | 0.90283 | 1.8057 | 0.30094
3 | 2038 | 2038-03-05 | 0.29643 | 1.9178 | 2.9643 | 19.1784 | 15 | 14.6862 | 31.2726 | 8.6854 |  |  |  | 0.88929 | 1.7786 | 0.29643
3 | 2038 | 2038-03-06 | 0.28778 | 1.8597 | 2.8778 | 18.5971 | 14 | 14.2578 | 30.0787 | 8.432 |  |  |  | 0.86335 | 1.7267 | 0.28778
3 | 2038 | 2038-03-07 | 0.2801 | 1.8112 | 2.801 | 18.1117 | 15 | 13.8773 | 29.5501 | 8.207 |  |  |  | 0.84031 | 1.6806 | 0.2801
3 | 2038 | 2038-03-08 | 0.2836 | 1.8378 | 2.836 | 18.3777 | 15 | 14.0508 | 29.9194 | 8.3096 |  |  |  | 0.85081 | 1.7016 | 0.2836
3 | 2038 | 2038-03-09 | 0.28459 | 1.8447 | 2.8459 | 18.4471 | 14 | 14.0996 | 29.745 | 8.3385 |  |  |  | 0.85377 | 1.7075 | 0.28459
3 | 2038 | 2038-03-10 | 0.27177 | 1.7629 | 2.7177 | 17.6285 | 11 | 30.3816 | 27.8353 | 7.9629 |  |  |  | 2.1742 | 0.27177 | 0.27177
3 | 2038 | 2038-03-11 | 0.26277 | 1.7058 | 2.6277 | 17.0579 | 9 | 29.3755 | 26.621 | 7.6992 |  |  |  | 2.1022 | 0.26277 | 0.26277
3 | 2038 | 2038-03-12 | 0.25572 | 1.661 | 2.5572 | 16.6103 | 10 | 28.587 | 26.048 | 7.4926 |  |  |  | 2.0458 | 0.25572 | 0.25572
3 | 2038 | 2038-03-13 | 0.24869 | 1.6131 | 2.4869 | 16.1307 | 11 | 27.8008 | 25.4708 | 7.2865 |  |  |  | 1.9895 | 0.24869 | 0.24869
3 | 2038 | 2038-03-14 | 0.24864 | 1.6133 | 2.4864 | 16.1326 | 10 | 27.7956 | 25.3269 | 7.2851 |  |  |  | 1.9891 | 0.24864 | 0.24864
3 | 2038 | 2038-03-15 | 0.25038 | 1.6283 | 2.5038 | 16.2831 | 10 | 27.9901 | 25.5041 | 7.3361 |  |  |  | 2.003 | 0.25038 | 0.25038
3 | 2038 | 2038-03-16 | 0.25066 | 1.6307 | 2.5066 | 16.3067 | 11 | 28.0217 | 25.6732 | 7.3444 |  |  |  | 2.0053 | 0.25066 | 0.25066
3 | 2038 | 2038-03-17 | 0.24326 | 1.5836 | 2.4326 | 15.8359 | 10 | 27.1942 | 24.7789 | 7.1275 |  |  |  | 1.9461 | 0.24326 | 0.24326
3 | 2038 | 2038-03-18 | 0.24211 | 1.5767 | 2.4211 | 15.7668 | 11 | 27.0655 | 24.7971 | 7.0938 |  |  |  | 1.9369 | 0.24211 | 0.24211
3 | 2038 | 2038-03-19 | 0.24019 | 1.5649 | 2.4019 | 15.6488 | 11 | 26.8516 | 24.6011 | 7.0377 |  |  |  | 1.9216 | 0.24019 | 0.24019
3 | 2038 | 2038-03-20 | 0.23258 | 1.5129 | 2.3258 | 15.1289 | 10 | 26 | 23.6907 | 6.8145 |  |  |  | 1.8606 | 0.23258 | 0.23258
3 | 2038 | 2038-03-21 | 0.22809 | 1.4845 | 2.2809 | 14.8453 | 11 | 25.4983 | 23.3612 | 6.683 |  |  |  | 1.8247 | 0.22809 | 0.22809
3 | 2038 | 2038-03-22 | 0.23322 | 1.5212 | 2.3322 | 15.2117 | 11 | 26.0718 | 23.8866 | 6.8333 |  |  |  | 1.8658 | 0.23322 | 0.23322
3 | 2038 | 2038-03-23 | 0.23107 | 1.5076 | 2.3107 | 15.0765 | 10 | 25.832 | 23.5377 | 6.7705 |  |  |  | 1.8486 | 0.23107 | 0.23107
3 | 2038 | 2038-03-24 | 0.22622 | 1.4767 | 2.2622 | 14.767 | 11 | 25.2887 | 23.1692 | 6.6281 |  |  |  | 1.8097 | 0.22622 | 0.22622
3 | 2038 | 2038-03-25 | 0.21931 | 1.4327 | 2.1931 | 14.3269 | 9 | 24.5169 | 22.218 | 6.4258 |  |  |  | 1.7545 | 0.21931 | 0.21931
3 | 2038 | 2038-03-26 | 0.20902 | 1.3668 | 2.0902 | 13.6682 | 9 | 23.3668 | 21.1758 | 6.1244 |  |  |  | 1.6722 | 0.20902 | 0.20902
3 | 2038 | 2038-03-27 | 0.20163 | 1.3161 | 2.0163 | 13.1605 | 8 | 22.5401 | 20.3163 | 5.9077 |  |  |  | 1.613 | 0.20163 | 0.20163
3 | 2038 | 2038-03-28 | 0.1976 | 1.2902 | 1.976 | 12.9024 | 9 | 22.0904 | 20.0191 | 5.7898 |  |  |  | 1.5808 | 0.1976 | 0.1976
3 | 2038 | 2038-03-29 | 0.2003 | 1.3112 | 2.003 | 13.1118 | 9 | 22.3918 | 20.2922 | 5.8688 |  |  |  | 1.6024 | 0.2003 | 0.2003
3 | 2038 | 2038-03-30 | 0.20131 | 1.3178 | 2.0131 | 13.1783 | 8 | 22.5048 | 20.2844 | 5.8984 |  |  |  | 1.6105 | 0.20131 | 0.20131
3 | 2038 | 2038-03-31 | 0.20315 | 1.3298 | 2.0315 | 13.2979 | 9 | 22.7098 | 20.5804 | 5.9522 |  |  |  | 1.6252 | 0.20315 | 0.20315
4 | 2038 | 2038-04-01 | 0.19278 | 1.2292 | 1.9278 | 12.2918 | 10 | 21.5509 | 19.6368 | 5.6484 |  |  |  | 1.5422 | 0.19278 | 0.19278
4 | 2038 | 2038-04-02 | 0.18681 | 1.193 | 1.8681 | 11.9301 | 10 | 20.8836 | 19.0288 | 5.4735 |  |  |  | 1.4945 | 0.18681 | 0.18681
4 | 2038 | 2038-04-03 | 0.17195 | 1.0971 | 1.7195 | 10.9713 | 10 | 19.2229 | 17.5156 | 5.0383 |  |  |  | 1.3756 | 0.17195 | 0.17195
4 | 2038 | 2038-04-04 | 0.1701 | 1.0851 | 1.701 | 10.8508 | 9 | 19.0157 | 17.2327 | 4.984 |  |  |  | 1.3608 | 0.1701 | 0.1701
4 | 2038 | 2038-04-05 | 0.17568 | 1.1241 | 1.7568 | 11.241 | 10 | 19.6393 | 17.895 | 5.1474 |  |  |  | 1.4054 | 0.17568 | 0.17568
4 | 2038 | 2038-04-06 | 0.17379 | 1.1118 | 1.7379 | 11.1179 | 9 | 19.4283 | 17.6066 | 5.0921 |  |  |  | 1.3903 | 0.17379 | 0.17379
4 | 2038 | 2038-04-07 | 0.16931 | 1.0853 | 1.6931 | 10.8526 | 8 | 18.9278 | 17.0604 | 4.9609 |  |  |  | 1.3545 | 0.16931 | 0.16931
4 | 2038 | 2038-04-08 | 0.15655 | 1.0101 | 1.5655 | 10.1008 | 5 | 17.5012 | 15.5229 | 4.587 |  |  |  | 1.2524 | 0.15655 | 0.15655
4 | 2038 | 2038-04-09 | 0.15137 | 0.97874 | 1.5137 | 9.7874 | 4 | 16.9217 | 14.9295 | 4.4351 |  |  |  | 1.211 | 0.15137 | 0.15137
4 | 2038 | 2038-04-10 | 0.14323 | 0.92249 | 1.4323 | 9.2249 | 4 | 16.0119 | 14.1268 | 4.1967 |  |  |  | 1.1458 | 0.14323 | 0.14323
4 | 2038 | 2038-04-11 | 0.15144 | 0.96813 | 1.5144 | 9.6813 | 6 | 16.9295 | 15.0961 | 4.4372 |  |  |  | 1.2115 | 0.15144 | 0.15144
4 | 2038 | 2038-04-12 | 0.15483 | 0.99391 | 1.5483 | 9.9391 | 7 | 17.3082 | 15.5167 | 4.5364 |  |  |  | 1.2386 | 0.15483 | 0.15483
4 | 2038 | 2038-04-13 | 0.15188 | 0.97649 | 1.5188 | 9.7649 | 6 | 16.9789 | 15.1401 | 4.4501 |  |  |  | 1.215 | 0.15188 | 0.15188
4 | 2038 | 2038-04-14 | 0.14807 | 0.95317 | 1.4807 | 9.5317 | 7 | 16.5524 | 14.8391 | 4.3383 |  |  |  | 1.1845 | 0.14807 | 0.14807
4 | 2038 | 2038-04-15 | 0.14563 | 0.93667 | 1.4563 | 9.3667 | 7 | 16.28 | 14.595 | 4.2669 |  |  |  | 1.165 | 0.14563 | 0.14563
4 | 2038 | 2038-04-16 | 0.14287 | 0.92009 | 1.4287 | 9.2009 | 6 | 15.9713 | 14.2417 | 4.186 |  |  |  | 1.1429 | 0.14287 | 0.14287
4 | 2038 | 2038-04-17 | 0.13424 | 0.86092 | 1.3424 | 8.6092 | 6 | 15.0064 | 13.3812 | 3.9331 |  |  |  | 1.0739 | 0.13424 | 0.13424
4 | 2038 | 2038-04-18 | 0.1316 | 0.84434 | 1.316 | 8.4434 | 7 | 14.7113 | 13.1886 | 3.8558 |  |  |  | 1.0528 | 0.1316 | 0.1316
4 | 2038 | 2038-04-19 | 0.13296 | 0.8594 | 1.3296 | 8.594 | 7 | 14.8642 | 13.3257 | 3.8959 |  |  |  | 1.0637 | 0.13296 | 0.13296
4 | 2038 | 2038-04-20 | 0.1368 | 0.88049 | 1.368 | 8.8049 | 8 | 15.2935 | 13.7846 | 4.0084 |  |  |  | 1.0944 | 0.1368 | 0.1368
4 | 2038 | 2038-04-21 | 0.1375 | 0.88367 | 1.375 | 8.8367 | 8 | 15.3718 | 13.8551 | 4.0289 |  |  |  | 1.1 | 0.1375 | 0.1375
4 | 2038 | 2038-04-22 | 0.13506 | 0.86847 | 1.3506 | 8.6847 | 8 | 15.0987 | 13.609 | 3.9573 |  |  |  | 1.0805 | 0.13506 | 0.13506
4 | 2038 | 2038-04-23 | 0.13048 | 0.84129 | 1.3048 | 8.4129 | 8 | 14.5864 | 13.1473 | 3.823 |  |  |  | 1.0438 | 0.13048 | 0.13048
4 | 2038 | 2038-04-24 | 0.12376 | 0.79307 | 1.2376 | 7.9307 | 8 | 13.8349 | 12.4699 | 3.6261 |  |  |  | 0.99006 | 0.12376 | 0.12376
4 | 2038 | 2038-04-25 | 0.11681 | 0.75239 | 1.1681 | 7.5239 | 6 | 13.0581 | 11.6439 | 3.4225 |  |  |  | 0.93447 | 0.11681 | 0.11681
4 | 2038 | 2038-04-26 | 0.11881 | 0.77144 | 1.1881 | 7.7144 | 6 | 13.2818 | 11.8434 | 3.4811 |  |  |  | 0.95048 | 0.11881 | 0.11881
4 | 2038 | 2038-04-27 | 0.11186 | 0.73123 | 1.1186 | 7.3123 | 5 | 12.505 | 11.0915 | 3.2775 |  |  |  | 0.89489 | 0.11186 | 0.11186
4 | 2038 | 2038-04-28 | 0.11117 | 0.72592 | 1.1117 | 7.2592 | 5 | 12.4278 | 11.0229 | 3.2573 |  |  |  | 0.88936 | 0.11117 | 0.11117
4 | 2038 | 2038-04-29 | 0.10743 | 0.7046 | 1.0743 | 7.046 | 5 | 12.0099 | 10.6523 | 3.1478 |  |  |  | 0.85946 | 0.10743 | 0.10743
4 | 2038 | 2038-04-30 | 0.10778 | 0.70552 | 1.0778 | 7.0552 | 5 | 12.0484 | 10.6864 | 3.1578 |  |  |  | 0.86221 | 0.10778 | 0.10778
5 | 2038 | 2038-05-01 | 0.080152 | 0.54988 | 0.80152 | 5.4988 | 4 | 8.9602 | 7.9053 | 2.3484 |  |  |  | 0.64121 | 0.080152 | 0.080152
5 | 2038 | 2038-05-02 | 0.079666 | 0.54916 | 0.79666 | 5.4916 | 4 | 8.9059 | 7.8574 | 2.3342 |  |  |  | 0.63733 | 0.079666 | 0.079666
5 | 2038 | 2038-05-03 | 0.082628 | 0.56802 | 0.82628 | 5.6802 | 3 | 9.237 | 8.1067 | 2.421 |  |  |  | 0.66102 | 0.082628 | 0.082628
5 | 2038 | 2038-05-04 | 0.081148 | 0.55675 | 0.81148 | 5.5675 | 4 | 9.0716 | 8.0036 | 2.3776 |  |  |  | 0.64919 | 0.081148 | 0.081148
5 | 2038 | 2038-05-05 | 0.080444 | 0.5533 | 0.80444 | 5.533 | 3 | 8.9929 | 7.8924 | 2.357 |  |  |  | 0.64355 | 0.080444 | 0.080444
5 | 2038 | 2038-05-06 | 0.080397 | 0.55711 | 0.80397 | 5.5711 | 5 | 8.9877 | 7.9717 | 2.3556 |  |  |  | 0.64318 | 0.080397 | 0.080397
5 | 2038 | 2038-05-07 | 0.077558 | 0.53933 | 0.77558 | 5.3933 | 4 | 8.6703 | 7.6495 | 2.2725 |  |  |  | 0.62047 | 0.077558 | 0.077558
5 | 2038 | 2038-05-08 | 0.069072 | 0.48167 | 0.69072 | 4.8167 | 4 | 7.7217 | 6.8126 | 2.0238 |  |  |  | 0.55258 | 0.069072 | 0.069072
5 | 2038 | 2038-05-09 | 0.068177 | 0.47492 | 0.68177 | 4.7492 | 3 | 7.6216 | 6.689 | 1.9976 |  |  |  | 0.54542 | 0.068177 | 0.068177
5 | 2038 | 2038-05-10 | 0.073756 | 0.51663 | 0.73756 | 5.1663 | 4 | 8.2453 | 7.2746 | 2.1611 |  |  |  | 0.59005 | 0.073756 | 0.073756
5 | 2038 | 2038-05-11 | 0.069758 | 0.48693 | 0.69758 | 4.8693 | 3 | 7.7983 | 6.844 | 2.0439 |  |  |  | 0.55806 | 0.069758 | 0.069758
5 | 2038 | 2038-05-12 | 0.06895 | 0.48455 | 0.6895 | 4.8455 | 2 | 7.7079 | 6.7293 | 2.0202 |  |  |  | 0.5516 | 0.06895 | 0.06895
5 | 2038 | 2038-05-13 | 0.068849 | 0.48645 | 0.68849 | 4.8645 | 3 | 7.6967 | 6.7549 | 2.0173 |  |  |  | 0.5508 | 0.068849 | 0.068849
5 | 2038 | 2038-05-14 | 0.067231 | 0.47723 | 0.67231 | 4.7723 | 3 | 7.5159 | 6.5961 | 1.9699 |  |  |  | 0.53785 | 0.067231 | 0.067231
5 | 2038 | 2038-05-15 | 0.058399 | 0.41627 | 0.58399 | 4.1627 | 2 | 6.5285 | 5.6996 | 1.7111 |  |  |  | 0.46719 | 0.058399 | 0.058399
5 | 2038 | 2038-05-16 | 0.057099 | 0.40594 | 0.57099 | 4.0594 | 2 | 6.3832 | 5.5728 | 1.673 |  |  |  | 0.4568 | 0.057099 | 0.057099
5 | 2038 | 2038-05-17 | 0.062904 | 0.44622 | 0.62904 | 4.4622 | 1 | 7.0321 | 6.1073 | 1.8431 |  |  |  | 0.50324 | 0.062904 | 0.062904
5 | 2038 | 2038-05-18 | 0.061017 | 0.43493 | 0.61017 | 4.3493 | 1 | 6.8211 | 5.9241 | 1.7878 |  |  |  | 0.48813 | 0.061017 | 0.061017
5 | 2038 | 2038-05-19 | 0.059803 | 0.42896 | 0.59803 | 4.2896 | 1 | 6.6855 | 5.8063 | 1.7522 |  |  |  | 0.47843 | 0.059803 | 0.059803
5 | 2038 | 2038-05-20 | 0.058673 | 0.42266 | 0.58673 | 4.2266 | 1 | 6.5591 | 5.6965 | 1.7191 |  |  |  | 0.46938 | 0.058673 | 0.058673
5 | 2038 | 2038-05-21 | 0.057616 | 0.4156 | 0.57616 | 4.156 | 1 | 6.441 | 5.5939 | 1.6882 |  |  |  | 0.46093 | 0.057616 | 0.057616
5 | 2038 | 2038-05-22 | 0.050147 | 0.36502 | 0.50147 | 3.6502 | 1 | 5.606 | 4.8687 | 1.4693 |  |  |  | 0.40117 | 0.050147 | 0.050147
5 | 2038 | 2038-05-23 | 0.049283 | 0.36147 | 0.49283 | 3.6147 | 1 | 5.5093 | 4.7848 | 1.444 |  |  |  | 0.39426 | 0.049283 | 0.049283
5 | 2038 | 2038-05-24 | 0.055409 | 0.40557 | 0.55409 | 4.0557 | 1 | 6.1943 | 5.3797 | 1.6235 |  |  |  | 0.44328 | 0.055409 | 0.055409
5 | 2038 | 2038-05-25 | 0.054548 | 0.40141 | 0.54548 | 4.0141 | 1 | 6.0979 | 5.296 | 1.5983 |  |  |  | 0.43638 | 0.054548 | 0.054548
5 | 2038 | 2038-05-26 | 0.054753 | 0.40358 | 0.54753 | 4.0358 | 1 | 6.1208 | 5.3159 | 1.6042 |  |  |  | 0.43802 | 0.054753 | 0.054753
5 | 2038 | 2038-05-27 | 0.053767 | 0.4006 | 0.53767 | 4.006 | 1 | 6.0106 | 5.2202 | 1.5754 |  |  |  | 0.43013 | 0.053767 | 0.053767
5 | 2038 | 2038-05-28 | 0.053255 | 0.39833 | 0.53255 | 3.9833 | 1 | 5.9534 | 5.1705 | 1.5604 |  |  |  | 0.42604 | 0.053255 | 0.053255
5 | 2038 | 2038-05-29 | 0.04533 | 0.34536 | 0.4533 | 3.4536 | 1 | 5.0675 | 4.4011 | 1.3282 |  |  |  | 0.36264 | 0.04533 | 0.04533
5 | 2038 | 2038-05-30 | 0.043939 | 0.33866 | 0.43939 | 3.3866 | 1 | 4.912 | 4.266 | 1.2874 |  |  |  | 0.35152 | 0.043939 | 0.043939
5 | 2038 | 2038-05-31 | 0.051278 | 0.38942 | 0.51278 | 3.8942 | 1 | 5.7324 | 4.9785 | 1.5024 |  |  |  | 0.41022 | 0.051278 | 0.051278
6 | 2038 | 2038-06-01 | 0.047903 | 0.37629 | 0.47903 | 3.7629 | 1 | 5.3551 | 4.6509 | 1.4036 |  |  |  | 0.38322 | 0.047903 | 0.047903
6 | 2038 | 2038-06-02 | 0.047882 | 0.37844 | 0.47882 | 3.7844 | 0 | 5.3527 | 0 | 1.4029 |  |  |  | 0.38305 | 0.047882 | 0.047882
6 | 2038 | 2038-06-03 | 0.047209 | 0.37442 | 0.47209 | 3.7442 | 1 | 5.2775 | 4.5835 | 1.3832 |  |  |  | 0.37767 | 0.047209 | 0.047209
6 | 2038 | 2038-06-04 | 0.046903 | 0.37385 | 0.46903 | 3.7385 | 1 | 5.2433 | 4.5538 | 1.3743 |  |  |  | 0.37522 | 0.046903 | 0.046903
6 | 2038 | 2038-06-05 | 0.038906 | 0.31949 | 0.38906 | 3.1949 | 0 | 4.3493 | 0 | 1.1399 |  |  |  | 0.31125 | 0.038906 | 0.038906
6 | 2038 | 2038-06-06 | 0.038807 | 0.32076 | 0.38807 | 3.2076 | 0 | 4.3383 | 0 | 1.1371 |  |  |  | 0.31046 | 0.038807 | 0.038807
6 | 2038 | 2038-06-07 | 0.04626 | 0.37329 | 0.4626 | 3.7329 | 0 | 5.1715 | 0 | 1.3554 |  |  |  | 0.37008 | 0.04626 | 0.04626
6 | 2038 | 2038-06-08 | 0.045797 | 0.37062 | 0.45797 | 3.7062 | 0 | 5.1196 | 0 | 1.3418 |  |  |  | 0.36637 | 0.045797 | 0.045797
6 | 2038 | 2038-06-09 | 0.045909 | 0.3733 | 0.45909 | 3.733 | 0 | 5.1322 | 0 | 1.3451 |  |  |  | 0.36727 | 0.045909 | 0.045909
6 | 2038 | 2038-06-10 | 0.045806 | 0.37419 | 0.45806 | 3.7419 | 0 | 5.1207 | 0 | 1.3421 |  |  |  | 0.36645 | 0.045806 | 0.045806
6 | 2038 | 2038-06-11 | 0.045659 | 0.37451 | 0.45659 | 3.7451 | 0 | 5.1042 | 0 | 1.3378 |  |  |  | 0.36527 | 0.045659 | 0.045659
6 | 2038 | 2038-06-12 | 0.037945 | 0.32215 | 0.37945 | 3.2215 | 0 | 4.2419 | 0 | 1.1118 |  |  |  | 0.30356 | 0.037945 | 0.037945
6 | 2038 | 2038-06-13 | 0.038173 | 0.32572 | 0.38173 | 3.2572 | 0 | 4.2674 | 0 | 1.1185 |  |  |  | 0.30538 | 0.038173 | 0.038173
6 | 2038 | 2038-06-14 | 0.045619 | 0.37854 | 0.45619 | 3.7854 | 0 | 5.0997 | 0 | 1.3366 |  |  |  | 0.36495 | 0.045619 | 0.045619
6 | 2038 | 2038-06-15 | 0.045411 | 0.37763 | 0.45411 | 3.7763 | 0 | 5.0766 | 0 | 1.3305 |  |  |  | 0.36329 | 0.045411 | 0.045411
6 | 2038 | 2038-06-16 | 0.045685 | 0.38078 | 0.45685 | 3.8078 | 0 | 5.1072 | 0 | 1.3386 |  |  |  | 0.36548 | 0.045685 | 0.045685
6 | 2038 | 2038-06-17 | 0.045604 | 0.38111 | 0.45604 | 3.8111 | 0 | 5.0981 | 0 | 1.3362 |  |  |  | 0.36483 | 0.045604 | 0.045604
6 | 2038 | 2038-06-18 | 0.045688 | 0.38341 | 0.45688 | 3.8341 | 0 | 5.1075 | 0 | 1.3387 |  |  |  | 0.3655 | 0.045688 | 0.045688
6 | 2038 | 2038-06-19 | 0.038126 | 0.33204 | 0.38126 | 3.3204 | 0 | 4.2622 | 0 | 1.1171 |  |  |  | 0.30501 | 0.038126 | 0.038126
6 | 2038 | 2038-06-20 | 0.038119 | 0.33276 | 0.38119 | 3.3276 | 0 | 4.2614 | 0 | 1.1169 |  |  |  | 0.30495 | 0.038119 | 0.038119
6 | 2038 | 2038-06-21 | 0.045519 | 0.38431 | 0.45519 | 3.8431 | 0 | 5.0886 | 0 | 1.3337 |  |  |  | 0.36415 | 0.045519 | 0.045519
6 | 2038 | 2038-06-22 | 0.045716 | 0.38682 | 0.45716 | 3.8682 | 0 | 5.1106 | 0 | 1.3395 |  |  |  | 0.36573 | 0.045716 | 0.045716
6 | 2038 | 2038-06-23 | 0.045847 | 0.38819 | 0.45847 | 3.8819 | 0 | 5.1253 | 0 | 1.3433 |  |  |  | 0.36678 | 0.045847 | 0.045847
6 | 2038 | 2038-06-24 | 0.046034 | 0.39115 | 0.46034 | 3.9115 | 0 | 5.1462 | 0 | 1.3488 |  |  |  | 0.36827 | 0.046034 | 0.046034
6 | 2038 | 2038-06-25 | 0.045882 | 0.39017 | 0.45882 | 3.9017 | 0 | 5.1292 | 0 | 1.3443 |  |  |  | 0.36706 | 0.045882 | 0.045882
6 | 2038 | 2038-06-26 | 0.038298 | 0.3385 | 0.38298 | 3.385 | 0 | 4.2814 | 0 | 1.1221 |  |  |  | 0.30638 | 0.038298 | 0.038298
6 | 2038 | 2038-06-27 | 0.038574 | 0.34114 | 0.38574 | 3.4114 | 0 | 4.3122 | 0 | 1.1302 |  |  |  | 0.30859 | 0.038574 | 0.038574
6 | 2038 | 2038-06-28 | 0.046234 | 0.39443 | 0.46234 | 3.9443 | 0 | 5.1686 | 0 | 1.3547 |  |  |  | 0.36988 | 0.046234 | 0.046234
6 | 2038 | 2038-06-29 | 0.046244 | 0.39505 | 0.46244 | 3.9505 | 0 | 5.1697 | 0 | 1.355 |  |  |  | 0.36996 | 0.046244 | 0.046244
6 | 2038 | 2038-06-30 | 0.046251 | 0.3956 | 0.46251 | 3.956 | 0 | 5.1704 | 0 | 1.3552 |  |  |  | 0.37001 | 0.046251 | 0.046251
7 | 2038 | 2038-07-01 | 0.047311 | 0.42759 | 0.47311 | 4.2759 | 0 | 5.2889 | 0 | 1.3862 |  |  |  | 0.37849 | 0.047311 | 0.047311
7 | 2038 | 2038-07-02 | 0.047648 | 0.43402 | 0.47648 | 4.3402 | 0 | 5.3266 | 0 | 1.3961 |  |  |  | 0.38119 | 0.047648 | 0.047648
7 | 2038 | 2038-07-03 | 0.040433 | 0.38809 | 0.40433 | 3.8809 | 0 | 4.52 | 0 | 1.1847 |  |  |  | 0.32346 | 0.040433 | 0.040433
7 | 2038 | 2038-07-04 | 0.039994 | 0.37848 | 0.39994 | 3.7848 | 0 | 4.471 | 0 | 1.1718 |  |  |  | 0.31995 | 0.039994 | 0.039994
7 | 2038 | 2038-07-05 | 0.047618 | 0.432 | 0.47618 | 4.32 | 0 | 5.3232 | 0 | 1.3952 |  |  |  | 0.38094 | 0.047618 | 0.047618
7 | 2038 | 2038-07-06 | 0.047539 | 0.43009 | 0.47539 | 4.3009 | 0 | 5.3144 | 0 | 1.3929 |  |  |  | 0.38031 | 0.047539 | 0.047539
7 | 2038 | 2038-07-07 | 0.047653 | 0.43232 | 0.47653 | 4.3232 | 0 | 5.3272 | 0 | 1.3962 |  |  |  | 0.38123 | 0.047653 | 0.047653
7 | 2038 | 2038-07-08 | 0.047579 | 0.43077 | 0.47579 | 4.3077 | 0 | 5.3189 | 0 | 1.3941 |  |  |  | 0.38063 | 0.047579 | 0.047579
7 | 2038 | 2038-07-09 | 0.047697 | 0.43335 | 0.47697 | 4.3335 | 0 | 5.332 | 0 | 1.3975 |  |  |  | 0.38157 | 0.047697 | 0.047697
7 | 2038 | 2038-07-10 | 0.040517 | 0.38901 | 0.40517 | 3.8901 | 0 | 4.5294 | 0 | 1.1871 |  |  |  | 0.32414 | 0.040517 | 0.040517
7 | 2038 | 2038-07-11 | 0.039991 | 0.37853 | 0.39991 | 3.7853 | 0 | 4.4706 | 0 | 1.1717 |  |  |  | 0.31992 | 0.039991 | 0.039991
7 | 2038 | 2038-07-12 | 0.047275 | 0.42603 | 0.47275 | 4.2603 | 0 | 5.2849 | 0 | 1.3852 |  |  |  | 0.3782 | 0.047275 | 0.047275
7 | 2038 | 2038-07-13 | 0.047429 | 0.43011 | 0.47429 | 4.3011 | 0 | 5.3021 | 0 | 1.3897 |  |  |  | 0.37943 | 0.047429 | 0.047429
7 | 2038 | 2038-07-14 | 0.047292 | 0.42833 | 0.47292 | 4.2833 | 0 | 5.2868 | 0 | 1.3856 |  |  |  | 0.37833 | 0.047292 | 0.047292
7 | 2038 | 2038-07-15 | 0.047429 | 0.43249 | 0.47429 | 4.3249 | 0 | 5.3021 | 0 | 1.3897 |  |  |  | 0.37943 | 0.047429 | 0.047429
7 | 2038 | 2038-07-16 | 0.047343 | 0.43224 | 0.47343 | 4.3224 | 0 | 5.2925 | 0 | 1.3872 |  |  |  | 0.37875 | 0.047343 | 0.047343
7 | 2038 | 2038-07-17 | 0.03981 | 0.38201 | 0.3981 | 3.8201 | 0 | 4.4504 | 0 | 1.1664 |  |  |  | 0.31848 | 0.03981 | 0.03981
7 | 2038 | 2038-07-18 | 0.039629 | 0.38024 | 0.39629 | 3.8024 | 0 | 4.4301 | 0 | 1.1611 |  |  |  | 0.31703 | 0.039629 | 0.039629
7 | 2038 | 2038-07-19 | 0.046856 | 0.42816 | 0.46856 | 4.2816 | 0 | 5.2381 | 0 | 1.3729 |  |  |  | 0.37485 | 0.046856 | 0.046856
7 | 2038 | 2038-07-20 | 0.046578 | 0.42488 | 0.46578 | 4.2488 | 0 | 5.207 | 0 | 1.3647 |  |  |  | 0.37262 | 0.046578 | 0.046578
7 | 2038 | 2038-07-21 | 0.046251 | 0.42085 | 0.46251 | 4.2085 | 0 | 5.1704 | 0 | 1.3551 |  |  |  | 0.37001 | 0.046251 | 0.046251
7 | 2038 | 2038-07-22 | 0.046138 | 0.42155 | 0.46138 | 4.2155 | 0 | 5.1578 | 0 | 1.3518 |  |  |  | 0.3691 | 0.046138 | 0.046138
7 | 2038 | 2038-07-23 | 0.045743 | 0.41663 | 0.45743 | 4.1663 | 0 | 5.1136 | 0 | 1.3403 |  |  |  | 0.36594 | 0.045743 | 0.045743
7 | 2038 | 2038-07-24 | 0.037988 | 0.36358 | 0.37988 | 3.6358 | 0 | 4.2467 | 0 | 1.113 |  |  |  | 0.3039 | 0.037988 | 0.037988
7 | 2038 | 2038-07-25 | 0.0377 | 0.36144 | 0.377 | 3.6144 | 0 | 4.2146 | 0 | 1.1046 |  |  |  | 0.3016 | 0.0377 | 0.0377
7 | 2038 | 2038-07-26 | 0.044999 | 0.41267 | 0.44999 | 4.1267 | 0 | 5.0305 | 0 | 1.3185 |  |  |  | 0.35999 | 0.044999 | 0.044999
7 | 2038 | 2038-07-27 | 0.04488 | 0.41456 | 0.4488 | 4.1456 | 0 | 5.0171 | 0 | 1.315 |  |  |  | 0.35904 | 0.04488 | 0.04488
7 | 2038 | 2038-07-28 | 0.044041 | 0.40171 | 0.44041 | 4.0171 | 0 | 4.9234 | 0 | 1.2904 |  |  |  | 0.35233 | 0.044041 | 0.044041
7 | 2038 | 2038-07-29 | 0.043828 | 0.40217 | 0.43828 | 4.0217 | 0 | 4.8996 | 0 | 1.2842 |  |  |  | 0.35063 | 0.043828 | 0.043828
7 | 2038 | 2038-07-30 | 0.043482 | 0.40008 | 0.43482 | 4.0008 | 0 | 4.8609 | 0 | 1.274 |  |  |  | 0.34786 | 0.043482 | 0.043482
7 | 2038 | 2038-07-31 | 0.035545 | 0.34504 | 0.35545 | 3.4504 | 0 | 3.9736 | 0 | 1.0415 |  |  |  | 0.28436 | 0.035545 | 0.035545
8 | 2038 | 2038-08-01 | 0.022649 | 0.19295 | 0.22649 | 1.9295 | 0 | 2.532 | 0 | 0.66362 |  |  |  | 0.18119 | 0.022649 | 0.022649
8 | 2038 | 2038-08-02 | 0.0286 | 0.22949 | 0.286 | 2.2949 | 0 | 3.1972 | 0 | 0.83797 |  |  |  | 0.2288 | 0.0286 | 0.0286
8 | 2038 | 2038-08-03 | 0.030457 | 0.25086 | 0.30457 | 2.5086 | 0 | 3.4048 | 0 | 0.89238 |  |  |  | 0.24365 | 0.030457 | 0.030457
8 | 2038 | 2038-08-04 | 0.029247 | 0.23969 | 0.29247 | 2.3969 | 0 | 3.2696 | 0 | 0.85695 |  |  |  | 0.23398 | 0.029247 | 0.029247
8 | 2038 | 2038-08-05 | 0.028027 | 0.22848 | 0.28027 | 2.2848 | 0 | 3.1331 | 0 | 0.82119 |  |  |  | 0.22421 | 0.028027 | 0.028027
8 | 2038 | 2038-08-06 | 0.027751 | 0.2274 | 0.27751 | 2.274 | 0 | 3.1023 | 0 | 0.8131 |  |  |  | 0.22201 | 0.027751 | 0.027751
8 | 2038 | 2038-08-07 | 0.01995 | 0.17463 | 0.1995 | 1.7463 | 0 | 2.2302 | 0 | 0.58454 |  |  |  | 0.1596 | 0.01995 | 0.01995
8 | 2038 | 2038-08-08 | 0.019658 | 0.17351 | 0.19658 | 1.7351 | 0 | 2.1976 | 0 | 0.57598 |  |  |  | 0.15727 | 0.019658 | 0.019658
8 | 2038 | 2038-08-09 | 0.026686 | 0.22203 | 0.26686 | 2.2203 | 0 | 2.9832 | 0 | 0.78189 |  |  |  | 0.21349 | 0.026686 | 0.026686
8 | 2038 | 2038-08-10 | 0.026574 | 0.22296 | 0.26574 | 2.2296 | 0 | 2.9708 | 0 | 0.77863 |  |  |  | 0.2126 | 0.026574 | 0.026574
8 | 2038 | 2038-08-11 | 0.025887 | 0.21784 | 0.25887 | 2.1784 | 0 | 2.894 | 0 | 0.7585 |  |  |  | 0.2071 | 0.025887 | 0.025887
8 | 2038 | 2038-08-12 | 0.025772 | 0.21885 | 0.25772 | 2.1885 | 0 | 2.881 | 0 | 0.75511 |  |  |  | 0.20617 | 0.025772 | 0.025772
8 | 2038 | 2038-08-13 | 0.025274 | 0.21585 | 0.25274 | 2.1585 | 0 | 2.8254 | 0 | 0.74054 |  |  |  | 0.2022 | 0.025274 | 0.025274
8 | 2038 | 2038-08-14 | 0.016308 | 0.15111 | 0.16308 | 1.5111 | 0 | 1.8231 | 0 | 0.47783 |  |  |  | 0.13047 | 0.016308 | 0.016308
8 | 2038 | 2038-08-15 | 0.016007 | 0.1503 | 0.16007 | 1.503 | 0 | 1.7895 | 0 | 0.46902 |  |  |  | 0.12806 | 0.016007 | 0.016007
8 | 2038 | 2038-08-16 | 0.02361 | 0.2053 | 0.2361 | 2.053 | 0 | 2.6394 | 0 | 0.69178 |  |  |  | 0.18888 | 0.02361 | 0.02361
8 | 2038 | 2038-08-17 | 0.023513 | 0.20673 | 0.23513 | 2.0673 | 0 | 2.6286 | 0 | 0.68894 |  |  |  | 0.18811 | 0.023513 | 0.023513
8 | 2038 | 2038-08-18 | 0.023616 | 0.21031 | 0.23616 | 2.1031 | 0 | 2.6401 | 0 | 0.69195 |  |  |  | 0.18893 | 0.023616 | 0.023616
8 | 2038 | 2038-08-19 | 0.020676 | 0.18155 | 0.20676 | 1.8155 | 0 | 2.3114 | 0 | 0.6058 |  |  |  | 0.16541 | 0.020676 | 0.020676
8 | 2038 | 2038-08-20 | 0.021758 | 0.19557 | 0.21758 | 1.9557 | 0 | 2.4323 | 0 | 0.6375 |  |  |  | 0.17406 | 0.021758 | 0.021758
8 | 2038 | 2038-08-21 | 0.011711 | 0.11954 | 0.11711 | 1.1954 | 0 | 1.3092 | 0 | 0.34312 |  |  |  | 0.093686 | 0.011711 | 0.011711
8 | 2038 | 2038-08-22 | 0.014352 | 0.15016 | 0.14352 | 1.5016 | 0 | 1.6044 | 0 | 0.4205 |  |  |  | 0.11481 | 0.014352 | 0.014352
8 | 2038 | 2038-08-23 | 0.021283 | 0.19812 | 0.21283 | 1.9812 | 0 | 2.3792 | 0 | 0.62358 |  |  |  | 0.17026 | 0.021283 | 0.021283
8 | 2038 | 2038-08-24 | 0.018046 | 0.16622 | 0.18046 | 1.6622 | 0 | 2.0173 | 0 | 0.52874 |  |  |  | 0.14437 | 0.018046 | 0.018046
8 | 2038 | 2038-08-25 | 0.019986 | 0.18935 | 0.19986 | 1.8935 | 0 | 2.2343 | 0 | 0.5856 |  |  |  | 0.15989 | 0.019986 | 0.019986
8 | 2038 | 2038-08-26 | 0.020234 | 0.19446 | 0.20234 | 1.9446 | 0 | 2.262 | 0 | 0.59286 |  |  |  | 0.16187 | 0.020234 | 0.020234
8 | 2038 | 2038-08-27 | 0.019364 | 0.18764 | 0.19364 | 1.8764 | 0 | 2.1647 | 0 | 0.56736 |  |  |  | 0.15491 | 0.019364 | 0.019364
8 | 2038 | 2038-08-28 | 0.011388 | 0.13349 | 0.11388 | 1.3349 | 0 | 1.2731 | 0 | 0.33368 |  |  |  | 0.091106 | 0.011388 | 0.011388
8 | 2038 | 2038-08-29 | 0.0079063 | 0.098793 | 0.079063 | 0.98793 | 0 | 0.88385 | 0 | 0.23165 |  |  |  | 0.06325 | 0.0079063 | 0.0079063
8 | 2038 | 2038-08-30 | 0.018465 | 0.18508 | 0.18465 | 1.8508 | 0 | 2.0642 | 0 | 0.54102 |  |  |  | 0.14772 | 0.018465 | 0.018465
8 | 2038 | 2038-08-31 | 0.017725 | 0.17941 | 0.17725 | 1.7941 | 0 | 1.9814 | 0 | 0.51933 |  |  |  | 0.1418 | 0.017725 | 0.017725
9 | 2038 | 2038-09-01 | 0.032857 | 0.34961 | 0.32857 | 3.4961 | 0 | 3.6731 | 0 | 0.96271 |  |  |  | 0.26286 | 0.032857 | 0.032857
9 | 2038 | 2038-09-02 | 0.033647 | 0.36168 | 0.33647 | 3.6168 | 0 | 3.7614 | 0 | 0.98585 |  |  |  | 0.26917 | 0.033647 | 0.033647
9 | 2038 | 2038-09-03 | 0.033911 | 0.36694 | 0.33911 | 3.6694 | 0 | 3.791 | 0 | 0.9936 |  |  |  | 0.27129 | 0.033911 | 0.033911
9 | 2038 | 2038-09-04 | 0.02566 | 0.30811 | 0.2566 | 3.0811 | 0 | 2.8686 | 0 | 0.75185 |  |  |  | 0.20528 | 0.02566 | 0.02566
9 | 2038 | 2038-09-05 | 0.025447 | 0.30695 | 0.25447 | 3.0695 | 0 | 2.8448 | 0 | 0.74561 |  |  |  | 0.20358 | 0.025447 | 0.025447
9 | 2038 | 2038-09-06 | 0.032844 | 0.35858 | 0.32844 | 3.5858 | 0 | 3.6716 | 0 | 0.96233 |  |  |  | 0.26275 | 0.032844 | 0.032844
9 | 2038 | 2038-09-07 | 0.033281 | 0.36558 | 0.33281 | 3.6558 | 0 | 3.7205 | 0 | 0.97514 |  |  |  | 0.26625 | 0.033281 | 0.033281
9 | 2038 | 2038-09-08 | 0.034246 | 0.37861 | 0.34246 | 3.7861 | 0 | 3.8284 | 0 | 1.0034 |  |  |  | 0.27397 | 0.034246 | 0.034246
9 | 2038 | 2038-09-09 | 0.034398 | 0.38083 | 0.34398 | 3.8083 | 0 | 3.8454 | 0 | 1.0079 |  |  |  | 0.27519 | 0.034398 | 0.034398
9 | 2038 | 2038-09-10 | 0.035203 | 0.39161 | 0.35203 | 3.9161 | 0 | 3.9354 | 0 | 1.0315 |  |  |  | 0.28163 | 0.035203 | 0.035203
9 | 2038 | 2038-09-11 | 0.028417 | 0.35034 | 0.28417 | 3.5034 | 0 | 3.1768 | 0 | 0.83262 |  |  |  | 0.22734 | 0.028417 | 0.028417
9 | 2038 | 2038-09-12 | 0.028711 | 0.3543 | 0.28711 | 3.543 | 0 | 3.2096 | 0 | 0.84123 |  |  |  | 0.22969 | 0.028711 | 0.028711
9 | 2038 | 2038-09-13 | 0.035711 | 0.39769 | 0.35711 | 3.9769 | 0 | 3.9922 | 0 | 1.0463 |  |  |  | 0.28569 | 0.035711 | 0.035711
9 | 2038 | 2038-09-14 | 0.035528 | 0.39441 | 0.35528 | 3.9441 | 0 | 3.9716 | 0 | 1.041 |  |  |  | 0.28422 | 0.035528 | 0.035528
9 | 2038 | 2038-09-15 | 0.036273 | 0.4028 | 0.36273 | 4.028 | 0 | 4.0549 | 0 | 1.0628 |  |  |  | 0.29018 | 0.036273 | 0.036273
9 | 2038 | 2038-09-16 | 0.036873 | 0.40909 | 0.36873 | 4.0909 | 0 | 4.1221 | 0 | 1.0804 |  |  |  | 0.29499 | 0.036873 | 0.036873
9 | 2038 | 2038-09-17 | 0.039855 | 0.44665 | 0.39855 | 4.4665 | 0 | 4.4555 | 0 | 1.1678 |  |  |  | 0.31884 | 0.039855 | 0.039855
9 | 2038 | 2038-09-18 | 0.032323 | 0.39204 | 0.32323 | 3.9204 | 0 | 3.6134 | 0 | 0.94707 |  |  |  | 0.25859 | 0.032323 | 0.032323
9 | 2038 | 2038-09-19 | 0.033119 | 0.39828 | 0.33119 | 3.9828 | 0 | 3.7024 | 0 | 0.97038 |  |  |  | 0.26495 | 0.033119 | 0.033119
9 | 2038 | 2038-09-20 | 0.040728 | 0.44839 | 0.40728 | 4.4839 | 0 | 4.553 | 0 | 1.1933 |  |  |  | 0.32582 | 0.040728 | 0.040728
9 | 2038 | 2038-09-21 | 0.041203 | 0.45116 | 0.41203 | 4.5116 | 0 | 4.6061 | 0 | 1.2072 |  |  |  | 0.32962 | 0.041203 | 0.041203
9 | 2038 | 2038-09-22 | 0.043209 | 0.47231 | 0.43209 | 4.7231 | 0 | 4.8303 | 0 | 1.266 |  |  |  | 0.34567 | 0.043209 | 0.043209
9 | 2038 | 2038-09-23 | 0.044931 | 0.49079 | 0.44931 | 4.9079 | 0 | 5.0229 | 0 | 1.3165 |  |  |  | 0.35945 | 0.044931 | 0.044931
9 | 2038 | 2038-09-24 | 0.046712 | 0.50998 | 0.46712 | 5.0998 | 1 | 5.222 | 4.5352 | 1.3687 |  |  |  | 0.3737 | 0.046712 | 0.046712
9 | 2038 | 2038-09-25 | 0.040251 | 0.46561 | 0.40251 | 4.6561 | 1 | 4.4997 | 3.908 | 1.1794 |  |  |  | 0.32201 | 0.040251 | 0.040251
9 | 2038 | 2038-09-26 | 0.042264 | 0.48581 | 0.42264 | 4.8581 | 0 | 4.7247 | 0 | 1.2383 |  |  |  | 0.33811 | 0.042264 | 0.042264
9 | 2038 | 2038-09-27 | 0.053942 | 0.5854 | 0.53942 | 5.854 | 1 | 6.0302 | 5.2372 | 1.5805 |  |  |  | 0.43153 | 0.053942 | 0.053942
9 | 2038 | 2038-09-28 | 0.057088 | 0.62025 | 0.57088 | 6.2025 | 1 | 6.382 | 5.5427 | 1.6727 |  |  |  | 0.45671 | 0.057088 | 0.057088
9 | 2038 | 2038-09-29 | 0.058197 | 0.62587 | 0.58197 | 6.2587 | 1 | 6.5059 | 5.6503 | 1.7052 |  |  |  | 0.46557 | 0.058197 | 0.058197
9 | 2038 | 2038-09-30 | 0.0578 | 0.61298 | 0.578 | 6.1298 | 1 | 6.4615 | 5.6118 | 1.6935 |  |  |  | 0.4624 | 0.0578 | 0.0578
10 | 2038 | 2038-10-01 | 0.056525 | 0.6115 | 0.56525 | 6.115 | 2 | 6.319 | 5.5167 | 1.6562 |  |  |  | 0.4522 | 0.056525 | 0.056525
10 | 2038 | 2038-10-02 | 0.053135 | 0.59812 | 0.53135 | 5.9812 | 2 | 5.94 | 5.1858 | 1.5569 |  |  |  | 0.42508 | 0.053135 | 0.053135
10 | 2038 | 2038-10-03 | 0.053313 | 0.59206 | 0.53313 | 5.9206 | 1 | 5.9599 | 5.1762 | 1.5621 |  |  |  | 0.42651 | 0.053313 | 0.053313
10 | 2038 | 2038-10-04 | 0.061633 | 0.6469 | 0.61633 | 6.469 | 1 | 6.89 | 5.9839 | 1.8058 |  |  |  | 0.49306 | 0.061633 | 0.061633
10 | 2038 | 2038-10-05 | 0.062947 | 0.65075 | 0.62947 | 6.5075 | 1 | 7.0368 | 6.1114 | 1.8443 |  |  |  | 0.50357 | 0.062947 | 0.062947
10 | 2038 | 2038-10-06 | 0.065604 | 0.68124 | 0.65604 | 6.8124 | 2 | 7.3339 | 6.4028 | 1.9222 |  |  |  | 0.52483 | 0.065604 | 0.065604
10 | 2038 | 2038-10-07 | 0.068147 | 0.70637 | 0.68147 | 7.0637 | 2 | 7.6183 | 6.651 | 1.9967 |  |  |  | 0.54518 | 0.068147 | 0.068147
10 | 2038 | 2038-10-08 | 0.070041 | 0.71447 | 0.70041 | 7.1447 | 1 | 7.8299 | 6.8002 | 2.0522 |  |  |  | 0.56033 | 0.070041 | 0.070041
10 | 2038 | 2038-10-09 | 0.067294 | 0.69839 | 0.67294 | 6.9839 | 2 | 7.5229 | 6.5678 | 1.9717 |  |  |  | 0.53835 | 0.067294 | 0.067294
10 | 2038 | 2038-10-10 | 0.070964 | 0.73652 | 0.70964 | 7.3652 | 3 | 7.9331 | 6.9624 | 2.0792 |  |  |  | 0.56771 | 0.070964 | 0.070964
10 | 2038 | 2038-10-11 | 0.083115 | 0.83284 | 0.83115 | 8.3284 | 3 | 9.2915 | 8.1545 | 2.4353 |  |  |  | 0.66492 | 0.083115 | 0.083115
10 | 2038 | 2038-10-12 | 0.086582 | 0.85448 | 0.86582 | 8.5448 | 3 | 9.6791 | 8.4946 | 2.5368 |  |  |  | 0.69265 | 0.086582 | 0.086582
10 | 2038 | 2038-10-13 | 0.08878 | 0.87854 | 0.8878 | 8.7854 | 4 | 9.9248 | 8.7564 | 2.6013 |  |  |  | 0.71024 | 0.08878 | 0.08878
10 | 2038 | 2038-10-14 | 0.093461 | 0.92129 | 0.93461 | 9.2129 | 5 | 10.4481 | 9.2671 | 2.7384 |  |  |  | 0.74769 | 0.093461 | 0.093461
10 | 2038 | 2038-10-15 | 0.094643 | 0.92549 | 0.94643 | 9.2549 | 3 | 10.5802 | 9.2855 | 2.773 |  |  |  | 0.75714 | 0.094643 | 0.094643
10 | 2038 | 2038-10-16 | 0.085815 | 0.8457 | 0.85815 | 8.457 | 3 | 9.5933 | 8.4193 | 2.5144 |  |  |  | 0.68652 | 0.085815 | 0.085815
10 | 2038 | 2038-10-17 | 0.095616 | 0.94596 | 0.95616 | 9.4596 | 5 | 10.689 | 9.4807 | 2.8015 |  |  |  | 0.76493 | 0.095616 | 0.095616
10 | 2038 | 2038-10-18 | 0.11097 | 1.0772 | 1.1097 | 10.7715 | 5 | 12.4055 | 11.0032 | 3.2515 |  |  |  | 0.88777 | 0.11097 | 0.11097
10 | 2038 | 2038-10-19 | 0.11495 | 1.1037 | 1.1495 | 11.0371 | 7 | 12.8503 | 11.5203 | 3.368 |  |  |  | 0.9196 | 0.11495 | 0.11495
10 | 2038 | 2038-10-20 | 0.11819 | 1.1244 | 1.1819 | 11.2438 | 6 | 13.2129 | 11.782 | 3.4631 |  |  |  | 0.94555 | 0.11819 | 0.11819
10 | 2038 | 2038-10-21 | 0.12072 | 1.1363 | 1.2072 | 11.3632 | 6 | 13.495 | 12.0335 | 3.537 |  |  |  | 0.96573 | 0.12072 | 0.12072
10 | 2038 | 2038-10-22 | 0.12616 | 1.1926 | 1.2616 | 11.926 | 8 | 14.1033 | 12.7118 | 3.6964 |  |  |  | 1.0093 | 0.12616 | 0.12616
10 | 2038 | 2038-10-23 | 0.12357 | 1.1801 | 1.2357 | 11.8007 | 7 | 13.8144 | 12.3845 | 3.6207 |  |  |  | 0.98859 | 0.12357 | 0.12357
10 | 2038 | 2038-10-24 | 0.13167 | 1.258 | 1.3167 | 12.5796 | 8 | 14.7198 | 13.2675 | 3.858 |  |  |  | 1.0534 | 0.13167 | 0.13167
10 | 2038 | 2038-10-25 | 0.14063 | 1.313 | 1.4063 | 13.1302 | 8 | 15.7211 | 14.17 | 4.1204 |  |  |  | 1.125 | 0.14063 | 0.14063
10 | 2038 | 2038-10-26 | 0.1473 | 1.3677 | 1.473 | 13.6766 | 8 | 16.467 | 14.8423 | 4.316 |  |  |  | 1.1784 | 0.1473 | 0.1473
10 | 2038 | 2038-10-27 | 0.14764 | 1.3565 | 1.4764 | 13.5645 | 8 | 16.5051 | 14.8767 | 4.3259 |  |  |  | 1.1811 | 0.14764 | 0.14764
10 | 2038 | 2038-10-28 | 0.15191 | 1.3929 | 1.5191 | 13.9288 | 8 | 16.9825 | 15.3069 | 4.4511 |  |  |  | 1.2153 | 0.15191 | 0.15191
10 | 2038 | 2038-10-29 | 0.15676 | 1.4297 | 1.5676 | 14.2968 | 9 | 17.5247 | 15.8815 | 4.5932 |  |  |  | 1.2541 | 0.15676 | 0.15676
10 | 2038 | 2038-10-30 | 0.15315 | 1.4058 | 1.5315 | 14.0582 | 10 | 17.1204 | 15.5999 | 4.4872 |  |  |  | 1.2252 | 0.15315 | 0.15315
10 | 2038 | 2038-10-31 | 0.15522 | 1.4156 | 1.5522 | 14.156 | 9 | 17.3527 | 15.7256 | 4.5481 |  |  |  | 1.2418 | 0.15522 | 0.15522
11 | 2038 | 2038-11-01 | 0.16745 | 1.3263 | 1.6745 | 13.2634 | 8 | 18.7197 | 16.8728 | 4.9064 |  |  |  | 1.3396 | 0.16745 | 0.16745
11 | 2038 | 2038-11-02 | 0.17854 | 1.4044 | 1.7854 | 14.0439 | 11 | 19.9591 | 18.2862 | 5.2312 |  |  |  | 1.4283 | 0.17854 | 0.17854
11 | 2038 | 2038-11-03 | 0.18896 | 1.4797 | 1.8896 | 14.7968 | 13 | 9.3616 | 19.5682 | 5.5365 |  |  |  | 0.56687 | 1.1337 | 0.18896
11 | 2038 | 2038-11-04 | 0.19136 | 1.4949 | 1.9136 | 14.9486 | 13 | 9.4807 | 19.8171 | 5.6069 |  |  |  | 0.57408 | 1.1482 | 0.19136
11 | 2038 | 2038-11-05 | 0.19392 | 1.5117 | 1.9392 | 15.1173 | 12 | 9.6077 | 19.9717 | 5.682 |  |  |  | 0.58177 | 1.1635 | 0.19392
11 | 2038 | 2038-11-06 | 0.18683 | 1.4589 | 1.8683 | 14.5891 | 12 | 9.2562 | 19.2409 | 5.4741 |  |  |  | 0.56049 | 1.121 | 0.18683
11 | 2038 | 2038-11-07 | 0.19637 | 1.522 | 1.9637 | 15.2202 | 13 | 9.7287 | 20.3354 | 5.7535 |  |  |  | 0.5891 | 1.1782 | 0.19637
11 | 2038 | 2038-11-08 | 0.21039 | 1.6176 | 2.1039 | 16.1755 | 14 | 10.4233 | 21.9894 | 6.1643 |  |  |  | 0.63116 | 1.2623 | 0.21039
11 | 2038 | 2038-11-09 | 0.21484 | 1.6461 | 2.1484 | 16.4609 | 14 | 10.6437 | 22.4544 | 6.2947 |  |  |  | 0.64451 | 1.289 | 0.21484
11 | 2038 | 2038-11-10 | 0.22237 | 1.6996 | 2.2237 | 16.9964 | 15 | 11.0168 | 23.459 | 6.5153 |  |  |  | 0.6671 | 1.3342 | 0.22237
11 | 2038 | 2038-11-11 | 0.22755 | 1.7296 | 2.2755 | 17.296 | 16 | 11.2735 | 24.2323 | 6.6671 |  |  |  | 0.68264 | 1.3653 | 0.22755
11 | 2038 | 2038-11-12 | 0.23414 | 1.7732 | 2.3414 | 17.7323 | 16 | 11.6 | 24.9343 | 6.8602 |  |  |  | 0.70241 | 1.4048 | 0.23414
11 | 2038 | 2038-11-13 | 0.2242 | 1.6916 | 2.242 | 16.9164 | 17 | 11.1076 | 24.1034 | 6.569 |  |  |  | 0.67259 | 1.3452 | 0.2242
11 | 2038 | 2038-11-14 | 0.23189 | 1.7475 | 2.3189 | 17.4754 | 17 | 11.4886 | 24.9303 | 6.7944 |  |  |  | 0.69567 | 1.3913 | 0.23189
11 | 2038 | 2038-11-15 | 0.24454 | 1.8307 | 2.4454 | 18.3066 | 18 | 12.1154 | 26.5435 | 7.165 |  |  |  | 0.73362 | 1.4672 | 0.24454
11 | 2038 | 2038-11-16 | 0.24534 | 1.833 | 2.4534 | 18.3301 | 18 | 12.1552 | 26.6308 | 7.1886 |  |  |  | 0.73603 | 1.4721 | 0.24534
11 | 2038 | 2038-11-17 | 0.24221 | 1.7984 | 2.4221 | 17.9841 | 16 | 12.0002 | 25.7944 | 7.0969 |  |  |  | 0.72664 | 1.4533 | 0.24221
11 | 2038 | 2038-11-18 | 0.25174 | 1.8691 | 2.5174 | 18.6908 | 18 | 12.4719 | 27.3247 | 7.3759 |  |  |  | 0.75521 | 1.5104 | 0.25174
11 | 2038 | 2038-11-19 | 0.25918 | 1.9172 | 2.5918 | 19.172 | 19 | 12.8407 | 28.4061 | 7.5939 |  |  |  | 0.77754 | 1.5551 | 0.25918
11 | 2038 | 2038-11-20 | 0.26275 | 1.9432 | 2.6275 | 19.4321 | 20 | 13.0174 | 29.0799 | 7.6985 |  |  |  | 0.78824 | 1.5765 | 0.26275
11 | 2038 | 2038-11-21 | 0.2762 | 2.0407 | 2.762 | 20.4066 | 20 | 13.6838 | 30.5685 | 8.0926 |  |  |  | 0.82859 | 1.6572 | 0.2762
11 | 2038 | 2038-11-22 | 0.28538 | 2.0981 | 2.8538 | 20.9812 | 21 | 14.1387 | 31.898 | 8.3616 |  |  |  | 0.85614 | 1.7123 | 0.28538
11 | 2038 | 2038-11-23 | 0.27697 | 2.025 | 2.7697 | 20.2496 | 19 | 13.7223 | 30.3564 | 8.1153 |  |  |  | 0.83092 | 1.6618 | 0.27697
11 | 2038 | 2038-11-24 | 0.27616 | 2.0147 | 2.7616 | 20.1465 | 16 | 13.6821 | 29.4096 | 8.0916 |  |  |  | 0.82849 | 1.657 | 0.27616
11 | 2038 | 2038-11-25 | 0.27952 | 2.0348 | 2.7952 | 20.3479 | 14 | 13.8484 | 29.2152 | 8.1899 |  |  |  | 0.83856 | 1.6771 | 0.27952
11 | 2038 | 2038-11-26 | 0.27813 | 2.0194 | 2.7813 | 20.1944 | 14 | 13.7797 | 29.0702 | 8.1493 |  |  |  | 0.8344 | 1.6688 | 0.27813
11 | 2038 | 2038-11-27 | 0.27893 | 2.0154 | 2.7893 | 20.1542 | 16 | 13.8193 | 29.7045 | 8.1727 |  |  |  | 0.8368 | 1.6736 | 0.27893
11 | 2038 | 2038-11-28 | 0.29488 | 2.1319 | 2.9488 | 21.3193 | 18 | 14.6093 | 32.0075 | 8.6399 |  |  |  | 0.88463 | 1.7693 | 0.29488
11 | 2038 | 2038-11-29 | 0.31452 | 2.2718 | 3.1452 | 22.7178 | 21 | 15.5824 | 35.155 | 9.2154 |  |  |  | 0.94356 | 1.8871 | 0.31452
11 | 2038 | 2038-11-30 | 0.32057 | 2.3086 | 3.2057 | 23.0864 | 24 | 15.8822 | 36.93 | 9.3927 |  |  |  | 0.96171 | 1.9234 | 0.32057
12 | 2038 | 2038-12-01 | 0.33341 | 2.1702 | 3.3341 | 21.7022 | 24 | 16.5185 | 38.4094 | 9.769 |  |  |  | 1.0002 | 2.0005 | 0.33341
12 | 2038 | 2038-12-02 | 0.33155 | 2.154 | 3.3155 | 21.5398 | 24 | 16.4264 | 38.1953 | 9.7145 |  |  |  | 0.99466 | 1.9893 | 0.33155
12 | 2038 | 2038-12-03 | 0.33286 | 2.1642 | 3.3286 | 21.6418 | 22 | 16.4911 | 37.5777 | 9.7528 |  |  |  | 0.99858 | 1.9972 | 0.33286
12 | 2038 | 2038-12-04 | 0.32565 | 2.1141 | 3.2565 | 21.1408 | 22 | 16.1341 | 36.7643 | 9.5417 |  |  |  | 0.97696 | 1.9539 | 0.32565
12 | 2038 | 2038-12-05 | 0.33658 | 2.1705 | 3.3658 | 21.7048 | 24 | 16.6753 | 38.7741 | 9.8617 |  |  |  | 1.0097 | 2.0195 | 0.33658
12 | 2038 | 2038-12-06 | 0.34233 | 2.208 | 3.4233 | 22.0804 | 24 | 16.9601 | 39.4363 | 10.0302 |  |  |  | 1.027 | 2.054 | 0.34233
12 | 2038 | 2038-12-07 | 0.35007 | 2.2546 | 3.5007 | 22.5455 | 24 | 17.3438 | 40.3286 | 10.2571 |  |  |  | 1.0502 | 2.1004 | 0.35007
12 | 2038 | 2038-12-08 | 0.35792 | 2.3026 | 3.5792 | 23.0258 | 25 | 17.7326 | 41.6583 | 10.487 |  |  |  | 1.0738 | 2.1475 | 0.35792
12 | 2038 | 2038-12-09 | 0.34654 | 2.2386 | 3.4654 | 22.386 | 23 | 17.169 | 39.5182 | 10.1537 |  |  |  | 1.0396 | 2.0793 | 0.34654
12 | 2038 | 2038-12-10 | 0.34654 | 2.2357 | 3.4654 | 22.3568 | 21 | 17.1686 | 38.7336 | 10.1535 |  |  |  | 1.0396 | 2.0792 | 0.34654
12 | 2038 | 2038-12-11 | 0.3403 | 2.1911 | 3.403 | 21.911 | 20 | 16.8595 | 37.6627 | 9.9707 |  |  |  | 1.0209 | 2.0418 | 0.3403
12 | 2038 | 2038-12-12 | 0.33785 | 2.1685 | 3.3785 | 21.6853 | 21 | 16.7384 | 37.7629 | 9.899 |  |  |  | 1.0136 | 2.0271 | 0.33785
12 | 2038 | 2038-12-13 | 0.35319 | 2.2591 | 3.5319 | 22.5913 | 21 | 17.4983 | 39.4773 | 10.3484 |  |  |  | 1.0596 | 2.1191 | 0.35319
12 | 2038 | 2038-12-14 | 0.3556 | 2.2699 | 3.556 | 22.6994 | 21 | 17.6176 | 39.7465 | 10.419 |  |  |  | 1.0668 | 2.1336 | 0.3556
12 | 2038 | 2038-12-15 | 0.35641 | 2.2784 | 3.5641 | 22.7843 | 22 | 17.6577 | 40.236 | 10.4427 |  |  |  | 1.0692 | 2.1384 | 0.35641
12 | 2038 | 2038-12-16 | 0.36196 | 2.2975 | 3.6196 | 22.9754 | 22 | 17.9329 | 40.8631 | 10.6055 |  |  |  | 1.0859 | 2.1718 | 0.36196
12 | 2038 | 2038-12-17 | 0.37227 | 2.3538 | 3.7227 | 23.5384 | 24 | 18.4438 | 42.8863 | 10.9076 |  |  |  | 1.1168 | 2.2336 | 0.37227
12 | 2038 | 2038-12-18 | 0.36499 | 2.3 | 3.6499 | 22.9996 | 24 | 18.0829 | 42.0472 | 10.6942 |  |  |  | 1.095 | 2.1899 | 0.36499
12 | 2038 | 2038-12-19 | 0.36871 | 2.3228 | 3.6871 | 23.2279 | 22 | 18.267 | 41.6244 | 10.8031 |  |  |  | 1.1061 | 2.2122 | 0.36871
12 | 2038 | 2038-12-20 | 0.3607 | 2.2693 | 3.607 | 22.6931 | 22 | 17.8702 | 40.7202 | 10.5684 |  |  |  | 1.0821 | 2.1642 | 0.3607
12 | 2038 | 2038-12-21 | 0.49436 | 2.9953 | 4.9436 | 29.9535 | 61 | 2.2451 | 102.0107 | 4.3454 |  |  |  | 0.24718 | 4.5481 | 0.14831
12 | 2038 | 2038-12-22 | 0.3701 | 2.3349 | 3.701 | 23.349 | 18 | 18.3363 | 40.1728 | 10.844 |  |  |  | 1.1103 | 2.2206 | 0.3701
12 | 2038 | 2038-12-23 | 0.36154 | 2.2777 | 3.6154 | 22.7773 | 17 | 17.9122 | 38.8693 | 10.5932 |  |  |  | 1.0846 | 2.1693 | 0.36154
12 | 2038 | 2038-12-24 | 0.3672 | 2.3104 | 3.672 | 23.1044 | 18 | 18.1924 | 39.8576 | 10.7589 |  |  |  | 1.1016 | 2.2032 | 0.3672
12 | 2038 | 2038-12-25 | 0.36472 | 2.2857 | 3.6472 | 22.8566 | 20 | 18.0696 | 40.3659 | 10.6863 |  |  |  | 1.0942 | 2.1883 | 0.36472
12 | 2038 | 2038-12-26 | 0.36524 | 2.2826 | 3.6524 | 22.8255 | 21 | 18.0953 | 40.8242 | 10.7015 |  |  |  | 1.0957 | 2.1914 | 0.36524
12 | 2038 | 2038-12-27 | 0.37337 | 2.3379 | 3.7337 | 23.3794 | 21 | 18.4979 | 41.7325 | 10.9396 |  |  |  | 1.1201 | 2.2402 | 0.37337
12 | 2038 | 2038-12-28 | 0.37084 | 2.3216 | 3.7084 | 23.2162 | 18 | 18.3729 | 40.253 | 10.8657 |  |  |  | 1.1125 | 2.2251 | 0.37084
12 | 2038 | 2038-12-29 | 0.36374 | 2.2605 | 3.6374 | 22.6048 | 21 | 18.0209 | 40.6563 | 10.6575 |  |  |  | 1.0912 | 2.1824 | 0.36374
12 | 2038 | 2038-12-30 | 0.37029 | 2.2951 | 3.7029 | 22.9509 | 22 | 18.3455 | 41.8032 | 10.8495 |  |  |  | 1.1109 | 2.2217 | 0.37029
12 | 2038 | 2038-12-31 | 0.37524 | 2.3274 | 3.7524 | 23.2744 | 23 | 18.5907 | 42.7905 | 10.9945 |  |  |  | 1.1257 | 2.2514 | 0.37524
1 | 2039 | 2039-01-01 | 0.3975 | 2.4651 | 3.975 | 24.6508 | 24 | 19.6936 | 45.7923 | 11.6467 |  |  |  | 1.1925 | 2.385 | 0.3975
1 | 2039 | 2039-01-02 | 0.40123 | 2.4899 | 4.0123 | 24.8986 | 23 | 19.8784 | 45.7544 | 11.756 |  |  |  | 1.2037 | 2.4074 | 0.40123
1 | 2039 | 2039-01-03 | 0.41389 | 2.5642 | 4.1389 | 25.6421 | 23 | 20.5056 | 47.1981 | 12.127 |  |  |  | 1.2417 | 2.4833 | 0.41389
1 | 2039 | 2039-01-04 | 0.41839 | 2.5913 | 4.1839 | 25.9131 | 24 | 20.7285 | 48.1989 | 12.2588 |  |  |  | 1.2552 | 2.5103 | 0.41839
1 | 2039 | 2039-01-05 | 0.41164 | 2.5522 | 4.1164 | 25.5219 | 24 | 20.3943 | 47.4217 | 12.0611 |  |  |  | 1.2349 | 2.4699 | 0.41164
1 | 2039 | 2039-01-06 | 0.41837 | 2.5902 | 4.1837 | 25.9018 | 24 | 20.7274 | 48.1963 | 12.2582 |  |  |  | 1.2551 | 2.5102 | 0.41837
1 | 2039 | 2039-01-07 | 0.41742 | 2.5753 | 4.1742 | 25.753 | 26 | 32.4981 | 49.0909 | 24.4609 |  |  |  | 1.2523 | 2.5045 | 0.41742
1 | 2039 | 2039-01-08 | 0.40594 | 2.5015 | 4.0594 | 25.0151 | 26 | 31.6041 | 47.7404 | 23.788 |  |  |  | 1.2178 | 2.4356 | 0.40594
1 | 2039 | 2039-01-09 | 0.40259 | 2.4818 | 4.0259 | 24.8182 | 25 | 19.9456 | 46.8572 | 11.7958 |  |  |  | 1.2078 | 2.4155 | 0.40259
1 | 2039 | 2039-01-10 | 0.39881 | 2.4625 | 3.9881 | 24.6245 | 24 | 19.7587 | 45.9438 | 11.6853 |  |  |  | 1.1964 | 2.3929 | 0.39881
1 | 2039 | 2039-01-11 | 0.39516 | 2.4362 | 3.9516 | 24.3623 | 23 | 19.5778 | 45.0626 | 11.5783 |  |  |  | 1.1855 | 2.371 | 0.39516
1 | 2039 | 2039-01-12 | 0.39682 | 2.4479 | 3.9682 | 24.4786 | 21 | 19.6597 | 44.3537 | 11.6267 |  |  |  | 1.1904 | 2.3809 | 0.39682
1 | 2039 | 2039-01-13 | 0.39895 | 2.4627 | 3.9895 | 24.6271 | 21 | 19.7656 | 44.5925 | 11.6893 |  |  |  | 1.1969 | 2.3937 | 0.39895
1 | 2039 | 2039-01-14 | 0.40711 | 2.5015 | 4.0711 | 25.015 | 23 | 20.1696 | 46.4247 | 11.9283 |  |  |  | 1.2213 | 2.4426 | 0.40711
1 | 2039 | 2039-01-15 | 0.39765 | 2.4427 | 3.9765 | 24.4272 | 21 | 19.7011 | 44.4471 | 11.6512 |  |  |  | 1.193 | 2.3859 | 0.39765
1 | 2039 | 2039-01-16 | 0.39265 | 2.4087 | 3.9265 | 24.0874 | 22 | 19.4532 | 44.3273 | 11.5046 |  |  |  | 1.1779 | 2.3559 | 0.39265
1 | 2039 | 2039-01-17 | 0.3987 | 2.4525 | 3.987 | 24.5255 | 20 | 19.7532 | 44.127 | 11.682 |  |  |  | 1.1961 | 2.3922 | 0.3987
1 | 2039 | 2039-01-18 | 0.39071 | 2.4056 | 3.9071 | 24.056 | 19 | 19.3571 | 42.8217 | 11.4477 |  |  |  | 1.1721 | 2.3442 | 0.39071
1 | 2039 | 2039-01-19 | 0.38941 | 2.3938 | 3.8941 | 23.9381 | 19 | 19.293 | 42.6799 | 11.4098 |  |  |  | 1.1682 | 2.3365 | 0.38941
1 | 2039 | 2039-01-20 | 0.38424 | 2.3681 | 3.8424 | 23.6806 | 18 | 19.0368 | 41.7076 | 11.2583 |  |  |  | 1.1527 | 2.3055 | 0.38424
1 | 2039 | 2039-01-21 | 0.38549 | 2.3724 | 3.8549 | 23.7242 | 18 | 19.0986 | 41.8429 | 11.2948 |  |  |  | 1.1565 | 2.3129 | 0.38549
1 | 2039 | 2039-01-22 | 0.37826 | 2.3199 | 3.7826 | 23.1988 | 18 | 18.7404 | 41.0583 | 11.083 |  |  |  | 1.1348 | 2.2696 | 0.37826
1 | 2039 | 2039-01-23 | 0.37397 | 2.2957 | 3.7397 | 22.9567 | 19 | 18.5278 | 40.9871 | 10.9573 |  |  |  | 1.1219 | 2.2438 | 0.37397
1 | 2039 | 2039-01-24 | 0.38469 | 2.3622 | 3.8469 | 23.6222 | 18 | 19.0591 | 41.7565 | 11.2715 |  |  |  | 1.1541 | 2.3082 | 0.38469
1 | 2039 | 2039-01-25 | 0.37714 | 2.3201 | 3.7714 | 23.2008 | 17 | 18.685 | 40.5465 | 11.0503 |  |  |  | 1.1314 | 2.2629 | 0.37714
1 | 2039 | 2039-01-26 | 0.37401 | 2.296 | 3.7401 | 22.9599 | 18 | 18.5298 | 40.5969 | 10.9585 |  |  |  | 1.122 | 2.2441 | 0.37401
1 | 2039 | 2039-01-27 | 0.37866 | 2.3244 | 3.7866 | 23.2444 | 20 | 18.76 | 41.9082 | 11.0946 |  |  |  | 1.136 | 2.2719 | 0.37866
1 | 2039 | 2039-01-28 | 0.37567 | 2.3067 | 3.7567 | 23.0674 | 19 | 18.6121 | 41.1737 | 11.0072 |  |  |  | 1.127 | 2.254 | 0.37567
1 | 2039 | 2039-01-29 | 0.37558 | 2.2936 | 3.7558 | 22.9358 | 20 | 18.6077 | 41.5682 | 11.0046 |  |  |  | 1.1267 | 2.2535 | 0.37558
1 | 2039 | 2039-01-30 | 0.37768 | 2.3031 | 3.7768 | 23.0308 | 21 | 18.7114 | 42.2143 | 11.0659 |  |  |  | 1.133 | 2.2661 | 0.37768
1 | 2039 | 2039-01-31 | 0.37869 | 2.3102 | 3.7869 | 23.1022 | 21 | 18.7615 | 42.3273 | 11.0955 |  |  |  | 1.1361 | 2.2721 | 0.37869
2 | 2039 | 2039-02-01 | 0.37557 | 2.3309 | 3.7557 | 23.3087 | 19 | 18.6073 | 41.1631 | 11.0043 |  |  |  | 1.1267 | 2.2534 | 0.37557
2 | 2039 | 2039-02-02 | 0.36481 | 2.2683 | 3.6481 | 22.6826 | 17 | 18.074 | 39.2205 | 10.6889 |  |  |  | 1.0944 | 2.1889 | 0.36481
2 | 2039 | 2039-02-03 | 0.36168 | 2.2496 | 3.6168 | 22.4964 | 16 | 17.9189 | 38.5166 | 10.5972 |  |  |  | 1.085 | 2.1701 | 0.36168
2 | 2039 | 2039-02-04 | 0.36218 | 2.2494 | 3.6218 | 22.4935 | 17 | 17.9438 | 38.938 | 10.6119 |  |  |  | 1.0865 | 2.1731 | 0.36218
2 | 2039 | 2039-02-05 | 0.35761 | 2.214 | 3.5761 | 22.1404 | 19 | 17.7171 | 39.1938 | 10.4779 |  |  |  | 1.0728 | 2.1456 | 0.35761
2 | 2039 | 2039-02-06 | 0.35184 | 2.1794 | 3.5184 | 21.7941 | 18 | 17.4316 | 38.1909 | 10.309 |  |  |  | 1.0555 | 2.1111 | 0.35184
2 | 2039 | 2039-02-07 | 0.36055 | 2.2367 | 3.6055 | 22.3668 | 18 | 17.863 | 39.136 | 10.5642 |  |  |  | 1.0817 | 2.1633 | 0.36055
2 | 2039 | 2039-02-08 | 0.35568 | 2.2082 | 3.5568 | 22.0817 | 17 | 17.6214 | 38.2385 | 10.4213 |  |  |  | 1.067 | 2.1341 | 0.35568
2 | 2039 | 2039-02-09 | 0.35538 | 2.2059 | 3.5538 | 22.0594 | 17 | 17.6069 | 38.2069 | 10.4127 |  |  |  | 1.0661 | 2.1323 | 0.35538
2 | 2039 | 2039-02-10 | 0.35197 | 2.1862 | 3.5197 | 21.8621 | 17 | 17.4376 | 37.8396 | 10.3126 |  |  |  | 1.0559 | 2.1118 | 0.35197
2 | 2039 | 2039-02-11 | 0.35104 | 2.1805 | 3.5104 | 21.805 | 17 | 17.3917 | 37.7399 | 10.2854 |  |  |  | 1.0531 | 2.1062 | 0.35104
2 | 2039 | 2039-02-12 | 0.34733 | 2.1494 | 3.4733 | 21.4944 | 18 | 17.2081 | 37.701 | 10.1768 |  |  |  | 1.042 | 2.084 | 0.34733
2 | 2039 | 2039-02-13 | 0.34817 | 2.153 | 3.4817 | 21.5302 | 20 | 17.2496 | 38.5341 | 10.2013 |  |  |  | 1.0445 | 2.089 | 0.34817
2 | 2039 | 2039-02-14 | 0.34542 | 2.1453 | 3.4542 | 21.4527 | 20 | 17.1135 | 38.2302 | 10.1209 |  |  |  | 1.0363 | 2.0725 | 0.34542
2 | 2039 | 2039-02-15 | 0.3403 | 2.1158 | 3.403 | 21.1579 | 19 | 16.8599 | 37.2973 | 9.9709 |  |  |  | 1.0209 | 2.0418 | 0.3403
2 | 2039 | 2039-02-16 | 0.34428 | 2.1365 | 3.4428 | 21.3647 | 20 | 17.057 | 38.1039 | 10.0875 |  |  |  | 1.0328 | 2.0657 | 0.34428
2 | 2039 | 2039-02-17 | 0.34373 | 2.1327 | 3.4373 | 21.3267 | 20 | 17.0297 | 38.0429 | 10.0713 |  |  |  | 1.0312 | 2.0624 | 0.34373
2 | 2039 | 2039-02-18 | 0.34232 | 2.1237 | 3.4232 | 21.2368 | 18 | 16.9596 | 37.1567 | 10.0299 |  |  |  | 1.027 | 2.0539 | 0.34232
2 | 2039 | 2039-02-19 | 0.32943 | 2.0407 | 3.2943 | 20.4073 | 18 | 16.3214 | 35.7585 | 9.6524 |  |  |  | 0.9883 | 1.9766 | 0.32943
2 | 2039 | 2039-02-20 | 0.32019 | 1.987 | 3.2019 | 19.8699 | 16 | 15.8634 | 34.0983 | 9.3816 |  |  |  | 0.96057 | 1.9211 | 0.32019
2 | 2039 | 2039-02-21 | 0.32741 | 2.0361 | 3.2741 | 20.3613 | 16 | 16.2212 | 34.8675 | 9.5932 |  |  |  | 0.98224 | 1.9645 | 0.32741
2 | 2039 | 2039-02-22 | 0.32886 | 2.0422 | 3.2886 | 20.4222 | 17 | 16.2928 | 35.3554 | 9.6355 |  |  |  | 0.98657 | 1.9731 | 0.32886
2 | 2039 | 2039-02-23 | 0.31638 | 1.9714 | 3.1638 | 19.7138 | 16 | 15.6747 | 33.6926 | 9.27 |  |  |  | 0.94914 | 1.8983 | 0.31638
2 | 2039 | 2039-02-24 | 0.31132 | 1.9418 | 3.1132 | 19.4182 | 15 | 15.4239 | 32.8433 | 9.1217 |  |  |  | 0.93396 | 1.8679 | 0.31132
2 | 2039 | 2039-02-25 | 0.30808 | 1.921 | 3.0808 | 19.2105 | 14 | 15.2635 | 32.2003 | 9.0268 |  |  |  | 0.92424 | 1.8485 | 0.30808
2 | 2039 | 2039-02-26 | 0.29529 | 1.8408 | 2.9529 | 18.4078 | 15 | 14.6299 | 31.1525 | 8.6521 |  |  |  | 0.88588 | 1.7718 | 0.29529
2 | 2039 | 2039-02-27 | 0.28907 | 1.8032 | 2.8907 | 18.0315 | 14 | 14.3218 | 30.2137 | 8.4699 |  |  |  | 0.86722 | 1.7344 | 0.28907
2 | 2039 | 2039-02-28 | 0.2958 | 1.8493 | 2.958 | 18.4932 | 14 | 14.6549 | 30.9166 | 8.6669 |  |  |  | 0.8874 | 1.7748 | 0.2958
3 | 2039 | 2039-03-01 | 0.30147 | 1.947 | 3.0147 | 19.4696 | 15 | 14.9361 | 31.8047 | 8.8332 |  |  |  | 0.90442 | 1.8088 | 0.30147
3 | 2039 | 2039-03-02 | 0.29472 | 1.9043 | 2.9472 | 19.0426 | 14 | 14.6013 | 30.8034 | 8.6352 |  |  |  | 0.88415 | 1.7683 | 0.29472
3 | 2039 | 2039-03-03 | 0.29076 | 1.8795 | 2.9076 | 18.7948 | 13 | 14.4052 | 30.1106 | 8.5192 |  |  |  | 0.87228 | 1.7446 | 0.29076
3 | 2039 | 2039-03-04 | 0.28436 | 1.8394 | 2.8436 | 18.3936 | 12 | 14.0882 | 29.2853 | 8.3317 |  |  |  | 0.85308 | 1.7062 | 0.28436
3 | 2039 | 2039-03-05 | 0.27377 | 1.7686 | 2.7377 | 17.6857 | 10 | 30.6045 | 27.8863 | 8.0213 |  |  |  | 2.1901 | 0.27377 | 0.27377
3 | 2039 | 2039-03-06 | 0.26261 | 1.6977 | 2.6261 | 16.9766 | 11 | 29.3578 | 26.8973 | 7.6946 |  |  |  | 2.1009 | 0.26261 | 0.26261
3 | 2039 | 2039-03-07 | 0.26675 | 1.7284 | 2.6675 | 17.2842 | 10 | 29.8201 | 27.1716 | 7.8157 |  |  |  | 2.134 | 0.26675 | 0.26675
3 | 2039 | 2039-03-08 | 0.25939 | 1.6819 | 2.5939 | 16.8189 | 9 | 28.9979 | 26.2789 | 7.6003 |  |  |  | 2.0752 | 0.25939 | 0.25939
3 | 2039 | 2039-03-09 | 0.26325 | 1.7073 | 2.6325 | 17.0727 | 10 | 29.4285 | 26.8148 | 7.7131 |  |  |  | 2.106 | 0.26325 | 0.26325
3 | 2039 | 2039-03-10 | 0.26284 | 1.7052 | 2.6284 | 17.0525 | 11 | 29.3832 | 26.9205 | 7.7012 |  |  |  | 2.1027 | 0.26284 | 0.26284
3 | 2039 | 2039-03-11 | 0.26291 | 1.7065 | 2.6291 | 17.0652 | 11 | 29.391 | 26.9277 | 7.7033 |  |  |  | 2.1033 | 0.26291 | 0.26291
3 | 2039 | 2039-03-12 | 0.25455 | 1.65 | 2.5455 | 16.5003 | 10 | 28.4562 | 25.9288 | 7.4583 |  |  |  | 2.0364 | 0.25455 | 0.25455
3 | 2039 | 2039-03-13 | 0.24406 | 1.5831 | 2.4406 | 15.8314 | 9 | 27.2831 | 24.7249 | 7.1508 |  |  |  | 1.9524 | 0.24406 | 0.24406
3 | 2039 | 2039-03-14 | 0.25057 | 1.6289 | 2.5057 | 16.2885 | 9 | 28.0115 | 25.385 | 7.3417 |  |  |  | 2.0046 | 0.25057 | 0.25057
3 | 2039 | 2039-03-15 | 0.24909 | 1.6199 | 2.4909 | 16.1989 | 10 | 27.8461 | 25.3729 | 7.2984 |  |  |  | 1.9927 | 0.24909 | 0.24909
3 | 2039 | 2039-03-16 | 0.24317 | 1.5824 | 2.4317 | 15.8236 | 9 | 27.1841 | 24.6352 | 7.1249 |  |  |  | 1.9454 | 0.24317 | 0.24317
3 | 2039 | 2039-03-17 | 0.23959 | 1.5598 | 2.3959 | 15.5984 | 9 | 26.7835 | 24.2721 | 7.0199 |  |  |  | 1.9167 | 0.23959 | 0.23959
3 | 2039 | 2039-03-18 | 0.23843 | 1.5529 | 2.3843 | 15.5293 | 10 | 26.6548 | 24.2874 | 6.9861 |  |  |  | 1.9075 | 0.23843 | 0.23843
3 | 2039 | 2039-03-19 | 0.22757 | 1.4803 | 2.2757 | 14.8028 | 10 | 25.4405 | 23.181 | 6.6679 |  |  |  | 1.8206 | 0.22757 | 0.22757
3 | 2039 | 2039-03-20 | 0.22604 | 1.4707 | 2.2604 | 14.7074 | 10 | 25.2691 | 23.0247 | 6.6229 |  |  |  | 1.8083 | 0.22604 | 0.22604
3 | 2039 | 2039-03-21 | 0.23336 | 1.5217 | 2.3336 | 15.2167 | 10 | 26.0878 | 23.7708 | 6.8375 |  |  |  | 1.8669 | 0.23336 | 0.23336
3 | 2039 | 2039-03-22 | 0.22811 | 1.4882 | 2.2811 | 14.8824 | 9 | 25.5008 | 23.1097 | 6.6837 |  |  |  | 1.8249 | 0.22811 | 0.22811
3 | 2039 | 2039-03-23 | 0.22883 | 1.4931 | 2.2883 | 14.9313 | 9 | 25.5811 | 23.1824 | 6.7047 |  |  |  | 1.8306 | 0.22883 | 0.22883
3 | 2039 | 2039-03-24 | 0.2192 | 1.4315 | 2.192 | 14.3148 | 10 | 24.5041 | 22.3277 | 6.4224 |  |  |  | 1.7536 | 0.2192 | 0.2192
3 | 2039 | 2039-03-25 | 0.21993 | 1.4366 | 2.1993 | 14.3659 | 10 | 24.5858 | 22.4022 | 6.4439 |  |  |  | 1.7594 | 0.21993 | 0.21993
3 | 2039 | 2039-03-26 | 0.21071 | 1.3743 | 2.1071 | 13.7431 | 10 | 23.5557 | 21.4635 | 6.1739 |  |  |  | 1.6857 | 0.21071 | 0.21071
3 | 2039 | 2039-03-27 | 0.20367 | 1.3291 | 2.0367 | 13.2914 | 9 | 22.7687 | 20.6338 | 5.9676 |  |  |  | 1.6294 | 0.20367 | 0.20367
3 | 2039 | 2039-03-28 | 0.2105 | 1.3765 | 2.105 | 13.7647 | 10 | 23.5325 | 21.4424 | 6.1678 |  |  |  | 1.684 | 0.2105 | 0.2105
3 | 2039 | 2039-03-29 | 0.20568 | 1.3457 | 2.0568 | 13.4574 | 10 | 22.9933 | 20.9511 | 6.0265 |  |  |  | 1.6455 | 0.20568 | 0.20568
3 | 2039 | 2039-03-30 | 0.20001 | 1.3094 | 2.0001 | 13.0941 | 9 | 22.359 | 20.2625 | 5.8602 |  |  |  | 1.6001 | 0.20001 | 0.20001
3 | 2039 | 2039-03-31 | 0.19468 | 1.2753 | 1.9468 | 12.7531 | 7 | 21.7634 | 19.5107 | 5.7041 |  |  |  | 1.5574 | 0.19468 | 0.19468
4 | 2039 | 2039-04-01 | 0.1804 | 1.1584 | 1.804 | 11.5838 | 7 | 20.1668 | 18.0794 | 5.2857 |  |  |  | 1.4432 | 0.1804 | 0.1804
4 | 2039 | 2039-04-02 | 0.17502 | 1.1172 | 1.7502 | 11.1718 | 6 | 19.5658 | 17.4469 | 5.1281 |  |  |  | 1.4002 | 0.17502 | 0.17502
4 | 2039 | 2039-04-03 | 0.16971 | 1.0846 | 1.6971 | 10.8459 | 7 | 18.9717 | 17.008 | 4.9724 |  |  |  | 1.3577 | 0.16971 | 0.16971
4 | 2039 | 2039-04-04 | 0.1778 | 1.1382 | 1.778 | 11.3817 | 9 | 19.8764 | 18.0126 | 5.2095 |  |  |  | 1.4224 | 0.1778 | 0.1778
4 | 2039 | 2039-04-05 | 0.17261 | 1.1068 | 1.7261 | 11.0685 | 8 | 19.2965 | 17.3927 | 5.0576 |  |  |  | 1.3809 | 0.17261 | 0.17261
4 | 2039 | 2039-04-06 | 0.17194 | 1.1015 | 1.7194 | 11.015 | 9 | 19.2211 | 17.4188 | 5.0378 |  |  |  | 1.3755 | 0.17194 | 0.17194
4 | 2039 | 2039-04-07 | 0.17192 | 1.1006 | 1.7192 | 11.006 | 9 | 19.2189 | 17.4168 | 5.0372 |  |  |  | 1.3753 | 0.17192 | 0.17192
4 | 2039 | 2039-04-08 | 0.17092 | 1.093 | 1.7092 | 10.9301 | 9 | 19.1067 | 17.3152 | 5.0078 |  |  |  | 1.3673 | 0.17092 | 0.17092
4 | 2039 | 2039-04-09 | 0.15415 | 0.98666 | 1.5415 | 9.8666 | 7 | 17.233 | 15.4493 | 4.5167 |  |  |  | 1.2332 | 0.15415 | 0.15415
4 | 2039 | 2039-04-10 | 0.1515 | 0.97037 | 1.515 | 9.7037 | 6 | 16.9361 | 15.102 | 4.4389 |  |  |  | 1.212 | 0.1515 | 0.1515
4 | 2039 | 2039-04-11 | 0.15221 | 0.98136 | 1.5221 | 9.8136 | 5 | 17.0155 | 15.0921 | 4.4597 |  |  |  | 1.2177 | 0.15221 | 0.15221
4 | 2039 | 2039-04-12 | 0.14767 | 0.95311 | 1.4767 | 9.5311 | 6 | 16.508 | 14.7202 | 4.3267 |  |  |  | 1.1813 | 0.14767 | 0.14767
4 | 2039 | 2039-04-13 | 0.14756 | 0.95197 | 1.4756 | 9.5197 | 7 | 16.4954 | 14.788 | 4.3234 |  |  |  | 1.1804 | 0.14756 | 0.14756
4 | 2039 | 2039-04-14 | 0.14698 | 0.94726 | 1.4698 | 9.4726 | 7 | 16.431 | 14.7303 | 4.3065 |  |  |  | 1.1758 | 0.14698 | 0.14698
4 | 2039 | 2039-04-15 | 0.15062 | 0.96569 | 1.5062 | 9.6569 | 7 | 16.8381 | 15.0953 | 4.4132 |  |  |  | 1.205 | 0.15062 | 0.15062
4 | 2039 | 2039-04-16 | 0.13466 | 0.86477 | 1.3466 | 8.6477 | 7 | 15.0535 | 13.4954 | 3.9455 |  |  |  | 1.0773 | 0.13466 | 0.13466
4 | 2039 | 2039-04-17 | 0.1311 | 0.84322 | 1.311 | 8.4322 | 6 | 14.656 | 13.0688 | 3.8413 |  |  |  | 1.0488 | 0.1311 | 0.1311
4 | 2039 | 2039-04-18 | 0.12867 | 0.83627 | 1.2867 | 8.3627 | 4 | 14.3842 | 12.6907 | 3.77 |  |  |  | 1.0294 | 0.12867 | 0.12867
4 | 2039 | 2039-04-19 | 0.12414 | 0.80894 | 1.2414 | 8.0894 | 3 | 13.8773 | 12.1791 | 3.6372 |  |  |  | 0.99309 | 0.12414 | 0.12414
4 | 2039 | 2039-04-20 | 0.12391 | 0.80666 | 1.2391 | 8.0666 | 4 | 13.8523 | 12.2215 | 3.6306 |  |  |  | 0.9913 | 0.12391 | 0.12391
4 | 2039 | 2039-04-21 | 0.12501 | 0.81211 | 1.2501 | 8.1211 | 5 | 13.975 | 12.3953 | 3.6628 |  |  |  | 1.0001 | 0.12501 | 0.12501
4 | 2039 | 2039-04-22 | 0.12824 | 0.8295 | 1.2824 | 8.295 | 7 | 14.3359 | 12.8521 | 3.7574 |  |  |  | 1.0259 | 0.12824 | 0.12824
4 | 2039 | 2039-04-23 | 0.11654 | 0.75294 | 1.1654 | 7.5294 | 7 | 13.0278 | 11.6793 | 3.4145 |  |  |  | 0.9323 | 0.11654 | 0.11654
4 | 2039 | 2039-04-24 | 0.11205 | 0.72599 | 1.1205 | 7.2599 | 5 | 12.5261 | 11.1102 | 3.2831 |  |  |  | 0.8964 | 0.11205 | 0.11205
4 | 2039 | 2039-04-25 | 0.12315 | 0.79754 | 1.2315 | 7.9754 | 6 | 13.7676 | 12.2766 | 3.6084 |  |  |  | 0.98524 | 0.12315 | 0.12315
4 | 2039 | 2039-04-26 | 0.12047 | 0.78119 | 1.2047 | 7.8119 | 6 | 13.4675 | 12.009 | 3.5298 |  |  |  | 0.96377 | 0.12047 | 0.12047
4 | 2039 | 2039-04-27 | 0.11189 | 0.73159 | 1.1189 | 7.3159 | 5 | 12.5083 | 11.0944 | 3.2784 |  |  |  | 0.89512 | 0.11189 | 0.11189
4 | 2039 | 2039-04-28 | 0.10713 | 0.70289 | 1.0713 | 7.0289 | 5 | 11.9766 | 10.6228 | 3.139 |  |  |  | 0.85707 | 0.10713 | 0.10713
4 | 2039 | 2039-04-29 | 0.10907 | 0.71415 | 1.0907 | 7.1415 | 5 | 12.1925 | 10.8143 | 3.1956 |  |  |  | 0.87253 | 0.10907 | 0.10907
4 | 2039 | 2039-04-30 | 0.095394 | 0.62603 | 0.95394 | 6.2603 | 3 | 10.6641 | 9.3591 | 2.795 |  |  |  | 0.76315 | 0.095394 | 0.095394
5 | 2039 | 2039-05-01 | 0.080423 | 0.55128 | 0.80423 | 5.5128 | 4 | 8.9905 | 7.9321 | 2.3564 |  |  |  | 0.64338 | 0.080423 | 0.080423
5 | 2039 | 2039-05-02 | 0.086811 | 0.59714 | 0.86811 | 5.9714 | 5 | 9.7047 | 8.6077 | 2.5436 |  |  |  | 0.69449 | 0.086811 | 0.086811
5 | 2039 | 2039-05-03 | 0.084524 | 0.58232 | 0.84524 | 5.8232 | 5 | 9.449 | 8.3809 | 2.4766 |  |  |  | 0.67619 | 0.084524 | 0.084524
5 | 2039 | 2039-05-04 | 0.081516 | 0.55894 | 0.81516 | 5.5894 | 3 | 9.1127 | 7.9976 | 2.3884 |  |  |  | 0.65213 | 0.081516 | 0.081516
5 | 2039 | 2039-05-05 | 0.080675 | 0.55441 | 0.80675 | 5.5441 | 4 | 9.0187 | 7.957 | 2.3638 |  |  |  | 0.6454 | 0.080675 | 0.080675
5 | 2039 | 2039-05-06 | 0.078088 | 0.53809 | 0.78088 | 5.3809 | 3 | 8.7295 | 7.6613 | 2.288 |  |  |  | 0.6247 | 0.078088 | 0.078088
5 | 2039 | 2039-05-07 | 0.068101 | 0.47158 | 0.68101 | 4.7158 | 3 | 7.6131 | 6.6815 | 1.9954 |  |  |  | 0.54481 | 0.068101 | 0.068101
5 | 2039 | 2039-05-08 | 0.066995 | 0.4645 | 0.66995 | 4.645 | 2 | 7.4894 | 6.5386 | 1.963 |  |  |  | 0.53596 | 0.066995 | 0.066995
5 | 2039 | 2039-05-09 | 0.072973 | 0.50432 | 0.72973 | 5.0432 | 2 | 8.1578 | 7.122 | 2.1381 |  |  |  | 0.58379 | 0.072973 | 0.072973
5 | 2039 | 2039-05-10 | 0.071152 | 0.49529 | 0.71152 | 4.9529 | 3 | 7.9541 | 6.9808 | 2.0848 |  |  |  | 0.56922 | 0.071152 | 0.071152
5 | 2039 | 2039-05-11 | 0.069547 | 0.48457 | 0.69547 | 4.8457 | 2 | 7.7747 | 6.7876 | 2.0377 |  |  |  | 0.55638 | 0.069547 | 0.069547
5 | 2039 | 2039-05-12 | 0.068982 | 0.48413 | 0.68982 | 4.8413 | 2 | 7.7115 | 6.7324 | 2.0212 |  |  |  | 0.55185 | 0.068982 | 0.068982
5 | 2039 | 2039-05-13 | 0.066719 | 0.4689 | 0.66719 | 4.689 | 1 | 7.4586 | 6.4778 | 1.9549 |  |  |  | 0.53376 | 0.066719 | 0.066719
5 | 2039 | 2039-05-14 | 0.058334 | 0.41396 | 0.58334 | 4.1396 | 2 | 6.5212 | 5.6932 | 1.7092 |  |  |  | 0.46667 | 0.058334 | 0.058334
5 | 2039 | 2039-05-15 | 0.057893 | 0.4116 | 0.57893 | 4.116 | 2 | 6.4719 | 5.6502 | 1.6963 |  |  |  | 0.46314 | 0.057893 | 0.057893
5 | 2039 | 2039-05-16 | 0.064352 | 0.45485 | 0.64352 | 4.5485 | 1 | 7.194 | 6.2479 | 1.8855 |  |  |  | 0.51482 | 0.064352 | 0.064352
5 | 2039 | 2039-05-17 | 0.061871 | 0.43739 | 0.61871 | 4.3739 | 1 | 6.9166 | 6.007 | 1.8128 |  |  |  | 0.49497 | 0.061871 | 0.061871
5 | 2039 | 2039-05-18 | 0.060985 | 0.43405 | 0.60985 | 4.3405 | 1 | 6.8176 | 5.921 | 1.7869 |  |  |  | 0.48788 | 0.060985 | 0.060985
5 | 2039 | 2039-05-19 | 0.060014 | 0.43 | 0.60014 | 4.3 | 1 | 6.7091 | 5.8268 | 1.7584 |  |  |  | 0.48012 | 0.060014 | 0.060014
5 | 2039 | 2039-05-20 | 0.058241 | 0.41862 | 0.58241 | 4.1862 | 1 | 6.5108 | 5.6546 | 1.7065 |  |  |  | 0.46593 | 0.058241 | 0.058241
5 | 2039 | 2039-05-21 | 0.050164 | 0.36384 | 0.50164 | 3.6384 | 0 | 5.6079 | 0 | 1.4698 |  |  |  | 0.40131 | 0.050164 | 0.050164
5 | 2039 | 2039-05-22 | 0.050327 | 0.36585 | 0.50327 | 3.6585 | 0 | 5.6261 | 0 | 1.4746 |  |  |  | 0.40262 | 0.050327 | 0.050327
5 | 2039 | 2039-05-23 | 0.057349 | 0.4169 | 0.57349 | 4.169 | 1 | 6.4111 | 5.568 | 1.6803 |  |  |  | 0.45879 | 0.057349 | 0.057349
5 | 2039 | 2039-05-24 | 0.056709 | 0.41529 | 0.56709 | 4.1529 | 1 | 6.3395 | 5.5058 | 1.6616 |  |  |  | 0.45367 | 0.056709 | 0.056709
5 | 2039 | 2039-05-25 | 0.055964 | 0.41206 | 0.55964 | 4.1206 | 1 | 6.2562 | 5.4335 | 1.6397 |  |  |  | 0.44771 | 0.055964 | 0.055964
5 | 2039 | 2039-05-26 | 0.056032 | 0.41316 | 0.56032 | 4.1316 | 1 | 6.2639 | 5.4401 | 1.6417 |  |  |  | 0.44826 | 0.056032 | 0.056032
5 | 2039 | 2039-05-27 | 0.05529 | 0.41213 | 0.5529 | 4.1213 | 1 | 6.1809 | 5.3681 | 1.62 |  |  |  | 0.44232 | 0.05529 | 0.05529
5 | 2039 | 2039-05-28 | 0.046873 | 0.35513 | 0.46873 | 3.5513 | 1 | 5.24 | 4.5509 | 1.3734 |  |  |  | 0.37498 | 0.046873 | 0.046873
5 | 2039 | 2039-05-29 | 0.04595 | 0.34975 | 0.4595 | 3.4975 | 1 | 5.1368 | 4.4613 | 1.3463 |  |  |  | 0.3676 | 0.04595 | 0.04595
5 | 2039 | 2039-05-30 | 0.051434 | 0.38963 | 0.51434 | 3.8963 | 1 | 5.7498 | 4.9937 | 1.507 |  |  |  | 0.41147 | 0.051434 | 0.051434
5 | 2039 | 2039-05-31 | 0.0515 | 0.39069 | 0.515 | 3.9069 | 1 | 5.7572 | 5.0001 | 1.509 |  |  |  | 0.412 | 0.0515 | 0.0515
6 | 2039 | 2039-06-01 | 0.047827 | 0.37469 | 0.47827 | 3.7469 | 0 | 5.3466 | 0 | 1.4013 |  |  |  | 0.38261 | 0.047827 | 0.047827
6 | 2039 | 2039-06-02 | 0.047416 | 0.37259 | 0.47416 | 3.7259 | 0 | 5.3007 | 0 | 1.3893 |  |  |  | 0.37933 | 0.047416 | 0.047416
6 | 2039 | 2039-06-03 | 0.047062 | 0.37212 | 0.47062 | 3.7212 | 0 | 5.2611 | 0 | 1.3789 |  |  |  | 0.3765 | 0.047062 | 0.047062
6 | 2039 | 2039-06-04 | 0.039287 | 0.32044 | 0.39287 | 3.2044 | 0 | 4.3919 | 0 | 1.1511 |  |  |  | 0.3143 | 0.039287 | 0.039287
6 | 2039 | 2039-06-05 | 0.039071 | 0.3207 | 0.39071 | 3.207 | 0 | 4.3678 | 0 | 1.1448 |  |  |  | 0.31257 | 0.039071 | 0.039071
6 | 2039 | 2039-06-06 | 0.046319 | 0.37179 | 0.46319 | 3.7179 | 0 | 5.178 | 0 | 1.3571 |  |  |  | 0.37055 | 0.046319 | 0.046319
6 | 2039 | 2039-06-07 | 0.046194 | 0.37202 | 0.46194 | 3.7202 | 0 | 5.164 | 0 | 1.3535 |  |  |  | 0.36955 | 0.046194 | 0.046194
6 | 2039 | 2039-06-08 | 0.046214 | 0.37471 | 0.46214 | 3.7471 | 0 | 5.1663 | 0 | 1.3541 |  |  |  | 0.36971 | 0.046214 | 0.046214
6 | 2039 | 2039-06-09 | 0.046102 | 0.37496 | 0.46102 | 3.7496 | 0 | 5.1538 | 0 | 1.3508 |  |  |  | 0.36881 | 0.046102 | 0.046102
6 | 2039 | 2039-06-10 | 0.04583 | 0.37401 | 0.4583 | 3.7401 | 0 | 5.1234 | 0 | 1.3428 |  |  |  | 0.36664 | 0.04583 | 0.04583
6 | 2039 | 2039-06-11 | 0.038106 | 0.32204 | 0.38106 | 3.2204 | 0 | 4.2599 | 0 | 1.1165 |  |  |  | 0.30485 | 0.038106 | 0.038106
6 | 2039 | 2039-06-12 | 0.038067 | 0.32311 | 0.38067 | 3.2311 | 0 | 4.2555 | 0 | 1.1154 |  |  |  | 0.30453 | 0.038067 | 0.038067
6 | 2039 | 2039-06-13 | 0.045588 | 0.37591 | 0.45588 | 3.7591 | 0 | 5.0964 | 0 | 1.3357 |  |  |  | 0.36471 | 0.045588 | 0.045588
6 | 2039 | 2039-06-14 | 0.045404 | 0.37585 | 0.45404 | 3.7585 | 0 | 5.0758 | 0 | 1.3303 |  |  |  | 0.36324 | 0.045404 | 0.045404
6 | 2039 | 2039-06-15 | 0.045465 | 0.37793 | 0.45465 | 3.7793 | 0 | 5.0826 | 0 | 1.3321 |  |  |  | 0.36372 | 0.045465 | 0.045465
6 | 2039 | 2039-06-16 | 0.045681 | 0.38046 | 0.45681 | 3.8046 | 0 | 5.1067 | 0 | 1.3385 |  |  |  | 0.36545 | 0.045681 | 0.045681
6 | 2039 | 2039-06-17 | 0.045542 | 0.38018 | 0.45542 | 3.8018 | 0 | 5.0911 | 0 | 1.3344 |  |  |  | 0.36433 | 0.045542 | 0.045542
6 | 2039 | 2039-06-18 | 0.038052 | 0.33021 | 0.38052 | 3.3021 | 0 | 4.2538 | 0 | 1.1149 |  |  |  | 0.30441 | 0.038052 | 0.038052
6 | 2039 | 2039-06-19 | 0.038113 | 0.33169 | 0.38113 | 3.3169 | 0 | 4.2606 | 0 | 1.1167 |  |  |  | 0.3049 | 0.038113 | 0.038113
6 | 2039 | 2039-06-20 | 0.045565 | 0.38346 | 0.45565 | 3.8346 | 0 | 5.0938 | 0 | 1.3351 |  |  |  | 0.36452 | 0.045565 | 0.045565
6 | 2039 | 2039-06-21 | 0.045501 | 0.38395 | 0.45501 | 3.8395 | 0 | 5.0866 | 0 | 1.3332 |  |  |  | 0.36401 | 0.045501 | 0.045501
6 | 2039 | 2039-06-22 | 0.045696 | 0.38646 | 0.45696 | 3.8646 | 0 | 5.1084 | 0 | 1.3389 |  |  |  | 0.36557 | 0.045696 | 0.045696
6 | 2039 | 2039-06-23 | 0.04599 | 0.38963 | 0.4599 | 3.8963 | 0 | 5.1412 | 0 | 1.3475 |  |  |  | 0.36792 | 0.04599 | 0.04599
6 | 2039 | 2039-06-24 | 0.045849 | 0.389 | 0.45849 | 3.89 | 0 | 5.1255 | 0 | 1.3434 |  |  |  | 0.36679 | 0.045849 | 0.045849
6 | 2039 | 2039-06-25 | 0.038288 | 0.33757 | 0.38288 | 3.3757 | 0 | 4.2803 | 0 | 1.1219 |  |  |  | 0.30631 | 0.038288 | 0.038288
6 | 2039 | 2039-06-26 | 0.038275 | 0.33817 | 0.38275 | 3.3817 | 0 | 4.2788 | 0 | 1.1215 |  |  |  | 0.3062 | 0.038275 | 0.038275
6 | 2039 | 2039-06-27 | 0.046122 | 0.39307 | 0.46122 | 3.9307 | 0 | 5.156 | 0 | 1.3514 |  |  |  | 0.36898 | 0.046122 | 0.046122
6 | 2039 | 2039-06-28 | 0.046212 | 0.39412 | 0.46212 | 3.9412 | 0 | 5.166 | 0 | 1.354 |  |  |  | 0.36969 | 0.046212 | 0.046212
6 | 2039 | 2039-06-29 | 0.046332 | 0.39596 | 0.46332 | 3.9596 | 0 | 5.1794 | 0 | 1.3575 |  |  |  | 0.37065 | 0.046332 | 0.046332
6 | 2039 | 2039-06-30 | 0.04623 | 0.39533 | 0.4623 | 3.9533 | 0 | 5.1681 | 0 | 1.3545 |  |  |  | 0.36984 | 0.04623 | 0.04623
7 | 2039 | 2039-07-01 | 0.047291 | 0.42734 | 0.47291 | 4.2734 | 0 | 5.2867 | 0 | 1.3856 |  |  |  | 0.37833 | 0.047291 | 0.047291
7 | 2039 | 2039-07-02 | 0.040114 | 0.38213 | 0.40114 | 3.8213 | 0 | 4.4844 | 0 | 1.1753 |  |  |  | 0.32091 | 0.040114 | 0.040114
7 | 2039 | 2039-07-03 | 0.040417 | 0.38788 | 0.40417 | 3.8788 | 0 | 4.5182 | 0 | 1.1842 |  |  |  | 0.32333 | 0.040417 | 0.040417
7 | 2039 | 2039-07-04 | 0.047497 | 0.42996 | 0.47497 | 4.2996 | 0 | 5.3097 | 0 | 1.3917 |  |  |  | 0.37997 | 0.047497 | 0.047497
7 | 2039 | 2039-07-05 | 0.047606 | 0.43185 | 0.47606 | 4.3185 | 0 | 5.322 | 0 | 1.3949 |  |  |  | 0.38085 | 0.047606 | 0.047606
7 | 2039 | 2039-07-06 | 0.04753 | 0.42997 | 0.4753 | 4.2997 | 0 | 5.3135 | 0 | 1.3926 |  |  |  | 0.38024 | 0.04753 | 0.04753
7 | 2039 | 2039-07-07 | 0.047648 | 0.43223 | 0.47648 | 4.3223 | 0 | 5.3266 | 0 | 1.3961 |  |  |  | 0.38118 | 0.047648 | 0.047648
7 | 2039 | 2039-07-08 | 0.047577 | 0.43071 | 0.47577 | 4.3071 | 0 | 5.3187 | 0 | 1.394 |  |  |  | 0.38062 | 0.047577 | 0.047577
7 | 2039 | 2039-07-09 | 0.040181 | 0.38167 | 0.40181 | 3.8167 | 0 | 4.4919 | 0 | 1.1773 |  |  |  | 0.32145 | 0.040181 | 0.040181
7 | 2039 | 2039-07-10 | 0.040522 | 0.38902 | 0.40522 | 3.8902 | 0 | 4.53 | 0 | 1.1873 |  |  |  | 0.32418 | 0.040522 | 0.040522
7 | 2039 | 2039-07-11 | 0.047516 | 0.43023 | 0.47516 | 4.3023 | 0 | 5.3118 | 0 | 1.3922 |  |  |  | 0.38013 | 0.047516 | 0.047516
7 | 2039 | 2039-07-12 | 0.047288 | 0.42611 | 0.47288 | 4.2611 | 0 | 5.2864 | 0 | 1.3855 |  |  |  | 0.3783 | 0.047288 | 0.047288
7 | 2039 | 2039-07-13 | 0.047446 | 0.43022 | 0.47446 | 4.3022 | 0 | 5.304 | 0 | 1.3902 |  |  |  | 0.37957 | 0.047446 | 0.047446
7 | 2039 | 2039-07-14 | 0.047313 | 0.42848 | 0.47313 | 4.2848 | 0 | 5.2892 | 0 | 1.3863 |  |  |  | 0.3785 | 0.047313 | 0.047313
7 | 2039 | 2039-07-15 | 0.047455 | 0.43268 | 0.47455 | 4.3268 | 0 | 5.305 | 0 | 1.3904 |  |  |  | 0.37964 | 0.047455 | 0.047455
7 | 2039 | 2039-07-16 | 0.039857 | 0.38081 | 0.39857 | 3.8081 | 0 | 4.4557 | 0 | 1.1678 |  |  |  | 0.31886 | 0.039857 | 0.039857
7 | 2039 | 2039-07-17 | 0.039845 | 0.38228 | 0.39845 | 3.8228 | 0 | 4.4543 | 0 | 1.1675 |  |  |  | 0.31876 | 0.039845 | 0.039845
7 | 2039 | 2039-07-18 | 0.047185 | 0.4322 | 0.47185 | 4.322 | 0 | 5.2748 | 0 | 1.3825 |  |  |  | 0.37748 | 0.047185 | 0.047185
7 | 2039 | 2039-07-19 | 0.046901 | 0.4285 | 0.46901 | 4.285 | 0 | 5.2431 | 0 | 1.3742 |  |  |  | 0.37521 | 0.046901 | 0.046901
7 | 2039 | 2039-07-20 | 0.046627 | 0.42526 | 0.46627 | 4.2526 | 0 | 5.2125 | 0 | 1.3662 |  |  |  | 0.37302 | 0.046627 | 0.046627
7 | 2039 | 2039-07-21 | 0.046305 | 0.42126 | 0.46305 | 4.2126 | 0 | 5.1765 | 0 | 1.3567 |  |  |  | 0.37044 | 0.046305 | 0.046305
7 | 2039 | 2039-07-22 | 0.046197 | 0.422 | 0.46197 | 4.22 | 0 | 5.1644 | 0 | 1.3536 |  |  |  | 0.36958 | 0.046197 | 0.046197
7 | 2039 | 2039-07-23 | 0.03829 | 0.36546 | 0.3829 | 3.6546 | 0 | 4.2805 | 0 | 1.1219 |  |  |  | 0.30632 | 0.03829 | 0.03829
7 | 2039 | 2039-07-24 | 0.038056 | 0.36409 | 0.38056 | 3.6409 | 0 | 4.2543 | 0 | 1.1151 |  |  |  | 0.30445 | 0.038056 | 0.038056
7 | 2039 | 2039-07-25 | 0.04529 | 0.41365 | 0.4529 | 4.1365 | 0 | 5.063 | 0 | 1.327 |  |  |  | 0.36232 | 0.04529 | 0.04529
7 | 2039 | 2039-07-26 | 0.045077 | 0.41325 | 0.45077 | 4.1325 | 0 | 5.0392 | 0 | 1.3208 |  |  |  | 0.36062 | 0.045077 | 0.045077
7 | 2039 | 2039-07-27 | 0.044962 | 0.41516 | 0.44962 | 4.1516 | 0 | 5.0264 | 0 | 1.3174 |  |  |  | 0.3597 | 0.044962 | 0.044962
7 | 2039 | 2039-07-28 | 0.044128 | 0.40235 | 0.44128 | 4.0235 | 0 | 4.9331 | 0 | 1.2929 |  |  |  | 0.35302 | 0.044128 | 0.044128
7 | 2039 | 2039-07-29 | 0.043919 | 0.40282 | 0.43919 | 4.0282 | 0 | 4.9098 | 0 | 1.2868 |  |  |  | 0.35136 | 0.043919 | 0.043919
7 | 2039 | 2039-07-30 | 0.036061 | 0.34911 | 0.36061 | 3.4911 | 0 | 4.0313 | 0 | 1.0566 |  |  |  | 0.28849 | 0.036061 | 0.036061
7 | 2039 | 2039-07-31 | 0.035644 | 0.34574 | 0.35644 | 3.4574 | 0 | 3.9847 | 0 | 1.0444 |  |  |  | 0.28516 | 0.035644 | 0.035644
8 | 2039 | 2039-08-01 | 0.030269 | 0.24533 | 0.30269 | 2.4533 | 0 | 3.3837 | 0 | 0.88687 |  |  |  | 0.24215 | 0.030269 | 0.030269
8 | 2039 | 2039-08-02 | 0.028706 | 0.23023 | 0.28706 | 2.3023 | 0 | 3.2091 | 0 | 0.84109 |  |  |  | 0.22965 | 0.028706 | 0.028706
8 | 2039 | 2039-08-03 | 0.030566 | 0.25161 | 0.30566 | 2.5161 | 0 | 3.417 | 0 | 0.8956 |  |  |  | 0.24453 | 0.030566 | 0.030566
8 | 2039 | 2039-08-04 | 0.02936 | 0.24046 | 0.2936 | 2.4046 | 0 | 3.2822 | 0 | 0.86025 |  |  |  | 0.23488 | 0.02936 | 0.02936
8 | 2039 | 2039-08-05 | 0.028142 | 0.22926 | 0.28142 | 2.2926 | 0 | 3.146 | 0 | 0.82456 |  |  |  | 0.22514 | 0.028142 | 0.028142
8 | 2039 | 2039-08-06 | 0.020352 | 0.17652 | 0.20352 | 1.7652 | 0 | 2.2752 | 0 | 0.59632 |  |  |  | 0.16282 | 0.020352 | 0.020352
8 | 2039 | 2039-08-07 | 0.02007 | 0.17542 | 0.2007 | 1.7542 | 0 | 2.2436 | 0 | 0.58804 |  |  |  | 0.16056 | 0.02007 | 0.02007
8 | 2039 | 2039-08-08 | 0.027296 | 0.22596 | 0.27296 | 2.2596 | 0 | 3.0514 | 0 | 0.79977 |  |  |  | 0.21837 | 0.027296 | 0.027296
8 | 2039 | 2039-08-09 | 0.026808 | 0.22281 | 0.26808 | 2.2281 | 0 | 2.9969 | 0 | 0.78549 |  |  |  | 0.21447 | 0.026808 | 0.026808
8 | 2039 | 2039-08-10 | 0.026698 | 0.22374 | 0.26698 | 2.2374 | 0 | 2.9846 | 0 | 0.78225 |  |  |  | 0.21358 | 0.026698 | 0.026698
8 | 2039 | 2039-08-11 | 0.026012 | 0.21861 | 0.26012 | 2.1861 | 0 | 2.9079 | 0 | 0.76214 |  |  |  | 0.20809 | 0.026012 | 0.026012
8 | 2039 | 2039-08-12 | 0.025896 | 0.21961 | 0.25896 | 2.1961 | 0 | 2.8949 | 0 | 0.75876 |  |  |  | 0.20717 | 0.025896 | 0.025896
8 | 2039 | 2039-08-13 | 0.017882 | 0.16494 | 0.17882 | 1.6494 | 0 | 1.9991 | 0 | 0.52395 |  |  |  | 0.14306 | 0.017882 | 0.017882
8 | 2039 | 2039-08-14 | 0.016432 | 0.15184 | 0.16432 | 1.5184 | 0 | 1.8369 | 0 | 0.48145 |  |  |  | 0.13145 | 0.016432 | 0.016432
8 | 2039 | 2039-08-15 | 0.023646 | 0.20266 | 0.23646 | 2.0266 | 0 | 2.6434 | 0 | 0.69284 |  |  |  | 0.18917 | 0.023646 | 0.023646
8 | 2039 | 2039-08-16 | 0.023731 | 0.20598 | 0.23731 | 2.0598 | 0 | 2.6529 | 0 | 0.69533 |  |  |  | 0.18985 | 0.023731 | 0.023731
8 | 2039 | 2039-08-17 | 0.023632 | 0.20737 | 0.23632 | 2.0737 | 0 | 2.6419 | 0 | 0.69242 |  |  |  | 0.18906 | 0.023632 | 0.023632
8 | 2039 | 2039-08-18 | 0.023733 | 0.21092 | 0.23733 | 2.1092 | 0 | 2.6531 | 0 | 0.69537 |  |  |  | 0.18986 | 0.023733 | 0.023733
8 | 2039 | 2039-08-19 | 0.020789 | 0.18212 | 0.20789 | 1.8212 | 0 | 2.3241 | 0 | 0.60913 |  |  |  | 0.16632 | 0.020789 | 0.020789
8 | 2039 | 2039-08-20 | 0.014351 | 0.14445 | 0.14351 | 1.4445 | 0 | 1.6043 | 0 | 0.42049 |  |  |  | 0.11481 | 0.014351 | 0.014351
8 | 2039 | 2039-08-21 | 0.011817 | 0.12003 | 0.11817 | 1.2003 | 0 | 1.321 | 0 | 0.34623 |  |  |  | 0.094535 | 0.011817 | 0.011817
8 | 2039 | 2039-08-22 | 0.02197 | 0.20226 | 0.2197 | 2.0226 | 0 | 2.456 | 0 | 0.64371 |  |  |  | 0.17576 | 0.02197 | 0.02197
8 | 2039 | 2039-08-23 | 0.021379 | 0.19852 | 0.21379 | 1.9852 | 0 | 2.39 | 0 | 0.62641 |  |  |  | 0.17103 | 0.021379 | 0.021379
8 | 2039 | 2039-08-24 | 0.018137 | 0.16656 | 0.18137 | 1.6656 | 0 | 2.0275 | 0 | 0.53141 |  |  |  | 0.1451 | 0.018137 | 0.018137
8 | 2039 | 2039-08-25 | 0.020072 | 0.18964 | 0.20072 | 1.8964 | 0 | 2.2438 | 0 | 0.5881 |  |  |  | 0.16057 | 0.020072 | 0.020072
8 | 2039 | 2039-08-26 | 0.020313 | 0.19468 | 0.20313 | 1.9468 | 0 | 2.2708 | 0 | 0.59516 |  |  |  | 0.1625 | 0.020313 | 0.020313
8 | 2039 | 2039-08-27 | 0.011919 | 0.13614 | 0.11919 | 1.3614 | 0 | 1.3324 | 0 | 0.34923 |  |  |  | 0.095353 | 0.011919 | 0.011919
8 | 2039 | 2039-08-28 | 0.011452 | 0.13358 | 0.11452 | 1.3358 | 0 | 1.2803 | 0 | 0.33556 |  |  |  | 0.091619 | 0.011452 | 0.011452
8 | 2039 | 2039-08-29 | 0.015479 | 0.15047 | 0.15479 | 1.5047 | 0 | 1.7304 | 0 | 0.45353 |  |  |  | 0.12383 | 0.015479 | 0.015479
8 | 2039 | 2039-08-30 | 0.018512 | 0.18502 | 0.18512 | 1.8502 | 0 | 2.0695 | 0 | 0.54241 |  |  |  | 0.1481 | 0.018512 | 0.018512
8 | 2039 | 2039-08-31 | 0.017763 | 0.17928 | 0.17763 | 1.7928 | 0 | 1.9857 | 0 | 0.52046 |  |  |  | 0.1421 | 0.017763 | 0.017763
9 | 2039 | 2039-09-01 | 0.033035 | 0.35143 | 0.33035 | 3.5143 | 0 | 3.6931 | 0 | 0.96794 |  |  |  | 0.26428 | 0.033035 | 0.033035
9 | 2039 | 2039-09-02 | 0.033665 | 0.36138 | 0.33665 | 3.6138 | 0 | 3.7635 | 0 | 0.9864 |  |  |  | 0.26932 | 0.033665 | 0.033665
9 | 2039 | 2039-09-03 | 0.026403 | 0.3149 | 0.26403 | 3.149 | 0 | 2.9516 | 0 | 0.77361 |  |  |  | 0.21122 | 0.026403 | 0.026403
9 | 2039 | 2039-09-04 | 0.025508 | 0.3056 | 0.25508 | 3.056 | 0 | 2.8515 | 0 | 0.74737 |  |  |  | 0.20406 | 0.025508 | 0.025508
9 | 2039 | 2039-09-05 | 0.033248 | 0.36211 | 0.33248 | 3.6211 | 0 | 3.7169 | 0 | 0.97418 |  |  |  | 0.26599 | 0.033248 | 0.033248
9 | 2039 | 2039-09-06 | 0.032967 | 0.35995 | 0.32967 | 3.5995 | 0 | 3.6854 | 0 | 0.96592 |  |  |  | 0.26373 | 0.032967 | 0.032967
9 | 2039 | 2039-09-07 | 0.032943 | 0.36074 | 0.32943 | 3.6074 | 0 | 3.6827 | 0 | 0.96522 |  |  |  | 0.26354 | 0.032943 | 0.032943
9 | 2039 | 2039-09-08 | 0.034493 | 0.38181 | 0.34493 | 3.8181 | 0 | 3.856 | 0 | 1.0106 |  |  |  | 0.27594 | 0.034493 | 0.034493
9 | 2039 | 2039-09-09 | 0.034482 | 0.38189 | 0.34482 | 3.8189 | 0 | 3.8548 | 0 | 1.0103 |  |  |  | 0.27586 | 0.034482 | 0.034482
9 | 2039 | 2039-09-10 | 0.027458 | 0.33684 | 0.27458 | 3.3684 | 0 | 3.0695 | 0 | 0.80452 |  |  |  | 0.21966 | 0.027458 | 0.027458
9 | 2039 | 2039-09-11 | 0.027426 | 0.33695 | 0.27426 | 3.3695 | 0 | 3.0659 | 0 | 0.80357 |  |  |  | 0.2194 | 0.027426 | 0.027426
9 | 2039 | 2039-09-12 | 0.036119 | 0.40467 | 0.36119 | 4.0467 | 0 | 4.0377 | 0 | 1.0583 |  |  |  | 0.28895 | 0.036119 | 0.036119
9 | 2039 | 2039-09-13 | 0.036635 | 0.41053 | 0.36635 | 4.1053 | 1 | 4.0954 | 3.5568 | 1.0734 |  |  |  | 0.29308 | 0.036635 | 0.036635
9 | 2039 | 2039-09-14 | 0.037632 | 0.42341 | 0.37632 | 4.2341 | 0 | 4.2069 | 0 | 1.1026 |  |  |  | 0.30106 | 0.037632 | 0.037632
9 | 2039 | 2039-09-15 | 0.037165 | 0.41541 | 0.37165 | 4.1541 | 0 | 4.1547 | 0 | 1.0889 |  |  |  | 0.29732 | 0.037165 | 0.037165
9 | 2039 | 2039-09-16 | 0.037151 | 0.41344 | 0.37151 | 4.1344 | 0 | 4.1531 | 0 | 1.0885 |  |  |  | 0.29721 | 0.037151 | 0.037151
9 | 2039 | 2039-09-17 | 0.030805 | 0.37482 | 0.30805 | 3.7482 | 0 | 3.4438 | 0 | 0.9026 |  |  |  | 0.24644 | 0.030805 | 0.030805
9 | 2039 | 2039-09-18 | 0.031521 | 0.38192 | 0.31521 | 3.8192 | 0 | 3.5237 | 0 | 0.92356 |  |  |  | 0.25217 | 0.031521 | 0.031521
9 | 2039 | 2039-09-19 | 0.040863 | 0.45394 | 0.40863 | 4.5394 | 1 | 4.5681 | 3.9674 | 1.1973 |  |  |  | 0.3269 | 0.040863 | 0.040863
9 | 2039 | 2039-09-20 | 0.04049 | 0.44618 | 0.4049 | 4.4618 | 0 | 4.5264 | 0 | 1.1863 |  |  |  | 0.32392 | 0.04049 | 0.04049
9 | 2039 | 2039-09-21 | 0.040947 | 0.44882 | 0.40947 | 4.4882 | 0 | 4.5775 | 0 | 1.1998 |  |  |  | 0.32758 | 0.040947 | 0.040947
9 | 2039 | 2039-09-22 | 0.043534 | 0.47799 | 0.43534 | 4.7799 | 0 | 4.8667 | 0 | 1.2755 |  |  |  | 0.34827 | 0.043534 | 0.043534
9 | 2039 | 2039-09-23 | 0.04464 | 0.48822 | 0.4464 | 4.8822 | 0 | 4.9904 | 0 | 1.308 |  |  |  | 0.35712 | 0.04464 | 0.04464
9 | 2039 | 2039-09-24 | 0.037241 | 0.43325 | 0.37241 | 4.3325 | 0 | 4.1632 | 0 | 1.0912 |  |  |  | 0.29793 | 0.037241 | 0.037241
9 | 2039 | 2039-09-25 | 0.038877 | 0.44856 | 0.38877 | 4.4856 | 0 | 4.3461 | 0 | 1.1391 |  |  |  | 0.31102 | 0.038877 | 0.038877
9 | 2039 | 2039-09-26 | 0.048537 | 0.52233 | 0.48537 | 5.2233 | 1 | 5.426 | 4.7124 | 1.4221 |  |  |  | 0.38829 | 0.048537 | 0.048537
9 | 2039 | 2039-09-27 | 0.051932 | 0.55998 | 0.51932 | 5.5998 | 1 | 5.8056 | 5.0421 | 1.5216 |  |  |  | 0.41546 | 0.051932 | 0.051932
9 | 2039 | 2039-09-28 | 0.053864 | 0.57844 | 0.53864 | 5.7844 | 1 | 6.0215 | 5.2296 | 1.5782 |  |  |  | 0.43091 | 0.053864 | 0.053864
9 | 2039 | 2039-09-29 | 0.055403 | 0.59004 | 0.55403 | 5.9004 | 1 | 6.1935 | 5.379 | 1.6233 |  |  |  | 0.44322 | 0.055403 | 0.055403
9 | 2039 | 2039-09-30 | 0.055736 | 0.58721 | 0.55736 | 5.8721 | 0 | 6.2307 | 0 | 1.6331 |  |  |  | 0.44589 | 0.055736 | 0.055736
10 | 2039 | 2039-10-01 | 0.044972 | 0.51463 | 0.44972 | 5.1463 | 1 | 5.0275 | 4.3663 | 1.3177 |  |  |  | 0.35978 | 0.044972 | 0.044972
10 | 2039 | 2039-10-02 | 0.04728 | 0.53194 | 0.4728 | 5.3194 | 1 | 5.2855 | 4.5904 | 1.3853 |  |  |  | 0.37824 | 0.04728 | 0.04728
10 | 2039 | 2039-10-03 | 0.057528 | 0.60722 | 0.57528 | 6.0722 | 2 | 6.4311 | 5.6146 | 1.6856 |  |  |  | 0.46022 | 0.057528 | 0.057528
10 | 2039 | 2039-10-04 | 0.064226 | 0.67882 | 0.64226 | 6.7882 | 2 | 7.1798 | 6.2683 | 1.8818 |  |  |  | 0.51381 | 0.064226 | 0.064226
10 | 2039 | 2039-10-05 | 0.066036 | 0.68852 | 0.66036 | 6.8852 | 2 | 7.3822 | 6.4449 | 1.9348 |  |  |  | 0.52829 | 0.066036 | 0.066036
10 | 2039 | 2039-10-06 | 0.069447 | 0.72785 | 0.69447 | 7.2785 | 3 | 7.7635 | 6.8135 | 2.0348 |  |  |  | 0.55557 | 0.069447 | 0.069447
10 | 2039 | 2039-10-07 | 0.071972 | 0.75288 | 0.71972 | 7.5288 | 4 | 8.0459 | 7.0986 | 2.1088 |  |  |  | 0.57578 | 0.071972 | 0.071972
10 | 2039 | 2039-10-08 | 0.066075 | 0.70625 | 0.66075 | 7.0625 | 3 | 7.3866 | 6.4827 | 1.936 |  |  |  | 0.5286 | 0.066075 | 0.066075
10 | 2039 | 2039-10-09 | 0.069799 | 0.72981 | 0.69799 | 7.2981 | 3 | 7.8029 | 6.8481 | 2.0451 |  |  |  | 0.55839 | 0.069799 | 0.069799
10 | 2039 | 2039-10-10 | 0.078655 | 0.7927 | 0.78655 | 7.927 | 4 | 8.7928 | 7.7577 | 2.3046 |  |  |  | 0.62924 | 0.078655 | 0.078655
10 | 2039 | 2039-10-11 | 0.079159 | 0.7896 | 0.79159 | 7.896 | 2 | 8.8493 | 7.7257 | 2.3194 |  |  |  | 0.63327 | 0.079159 | 0.079159
10 | 2039 | 2039-10-12 | 0.081838 | 0.80222 | 0.81838 | 8.0222 | 2 | 9.1487 | 7.9872 | 2.3979 |  |  |  | 0.65471 | 0.081838 | 0.081838
10 | 2039 | 2039-10-13 | 0.086848 | 0.85897 | 0.86848 | 8.5897 | 3 | 9.7089 | 8.5208 | 2.5447 |  |  |  | 0.69479 | 0.086848 | 0.086848
10 | 2039 | 2039-10-14 | 0.089457 | 0.8778 | 0.89457 | 8.778 | 4 | 10.0005 | 8.8232 | 2.6211 |  |  |  | 0.71566 | 0.089457 | 0.089457
10 | 2039 | 2039-10-15 | 0.085164 | 0.8541 | 0.85164 | 8.541 | 3 | 9.5205 | 8.3555 | 2.4953 |  |  |  | 0.68131 | 0.085164 | 0.085164
10 | 2039 | 2039-10-16 | 0.086922 | 0.86165 | 0.86922 | 8.6165 | 3 | 9.7171 | 8.528 | 2.5468 |  |  |  | 0.69538 | 0.086922 | 0.086922
10 | 2039 | 2039-10-17 | 0.10217 | 0.98966 | 1.0217 | 9.8966 | 4 | 11.4215 | 10.0768 | 2.9935 |  |  |  | 0.81735 | 0.10217 | 0.10217
10 | 2039 | 2039-10-18 | 0.10794 | 1.0453 | 1.0794 | 10.453 | 4 | 12.0663 | 10.6458 | 3.1625 |  |  |  | 0.86349 | 0.10794 | 0.10794
10 | 2039 | 2039-10-19 | 0.11139 | 1.0658 | 1.1139 | 10.6584 | 6 | 12.4521 | 11.1036 | 3.2637 |  |  |  | 0.8911 | 0.11139 | 0.11139
10 | 2039 | 2039-10-20 | 0.11693 | 1.1133 | 1.1693 | 11.1327 | 6 | 13.0719 | 11.6563 | 3.4261 |  |  |  | 0.93546 | 0.11693 | 0.11693
10 | 2039 | 2039-10-21 | 0.11816 | 1.1103 | 1.1816 | 11.1027 | 6 | 13.2089 | 11.7784 | 3.462 |  |  |  | 0.94526 | 0.11816 | 0.11816
10 | 2039 | 2039-10-22 | 0.11556 | 1.1089 | 1.1556 | 11.0888 | 6 | 12.9181 | 11.5191 | 3.3858 |  |  |  | 0.92445 | 0.11556 | 0.11556
10 | 2039 | 2039-10-23 | 0.12279 | 1.1748 | 1.2279 | 11.7478 | 6 | 13.7268 | 12.2403 | 3.5978 |  |  |  | 0.98232 | 0.12279 | 0.12279
10 | 2039 | 2039-10-24 | 0.1348 | 1.2626 | 1.348 | 12.6258 | 7 | 15.069 | 13.5092 | 3.9495 |  |  |  | 1.0784 | 0.1348 | 0.1348
10 | 2039 | 2039-10-25 | 0.13597 | 1.263 | 1.3597 | 12.6297 | 8 | 15.2001 | 13.7004 | 3.9839 |  |  |  | 1.0878 | 0.13597 | 0.13597
10 | 2039 | 2039-10-26 | 0.14597 | 1.3563 | 1.4597 | 13.5631 | 8 | 16.3185 | 14.7085 | 4.277 |  |  |  | 1.1678 | 0.14597 | 0.14597
10 | 2039 | 2039-10-27 | 0.15042 | 1.3927 | 1.5042 | 13.9274 | 10 | 16.8155 | 15.322 | 4.4073 |  |  |  | 1.2034 | 0.15042 | 0.15042
10 | 2039 | 2039-10-28 | 0.15725 | 1.4589 | 1.5725 | 14.5894 | 10 | 17.5793 | 16.018 | 4.6075 |  |  |  | 1.258 | 0.15725 | 0.15725
10 | 2039 | 2039-10-29 | 0.15483 | 1.4471 | 1.5483 | 14.4705 | 10 | 17.3091 | 15.7718 | 4.5367 |  |  |  | 1.2387 | 0.15483 | 0.15483
10 | 2039 | 2039-10-30 | 0.15359 | 1.4153 | 1.5359 | 14.1526 | 10 | 17.1695 | 15.6446 | 4.5001 |  |  |  | 1.2287 | 0.15359 | 0.15359
10 | 2039 | 2039-10-31 | 0.16189 | 1.4618 | 1.6189 | 14.6179 | 9 | 18.0976 | 16.4007 | 4.7433 |  |  |  | 1.2951 | 0.16189 | 0.16189
11 | 2039 | 2039-11-01 | 0.17516 | 1.3843 | 1.7516 | 13.8426 | 12 | 8.6782 | 18.0395 | 5.1323 |  |  |  | 0.52549 | 1.051 | 0.17516
11 | 2039 | 2039-11-02 | 0.18179 | 1.4293 | 1.8179 | 14.2935 | 12 | 9.0065 | 18.7219 | 5.3264 |  |  |  | 0.54537 | 1.0907 | 0.18179
11 | 2039 | 2039-11-03 | 0.18363 | 1.4413 | 1.8363 | 14.4126 | 12 | 9.0979 | 18.9118 | 5.3805 |  |  |  | 0.5509 | 1.1018 | 0.18363
11 | 2039 | 2039-11-04 | 0.19049 | 1.4894 | 1.9049 | 14.8941 | 11 | 21.295 | 19.5102 | 5.5813 |  |  |  | 1.5239 | 0.19049 | 0.19049
11 | 2039 | 2039-11-05 | 0.19068 | 1.4927 | 1.9068 | 14.9268 | 12 | 9.4467 | 19.637 | 5.5868 |  |  |  | 0.57203 | 1.1441 | 0.19068
11 | 2039 | 2039-11-06 | 0.19726 | 1.5372 | 1.9726 | 15.3719 | 12 | 9.7731 | 20.3155 | 5.7798 |  |  |  | 0.59179 | 1.1836 | 0.19726
11 | 2039 | 2039-11-07 | 0.20266 | 1.5658 | 2.0266 | 15.6576 | 14 | 10.0406 | 21.1819 | 5.938 |  |  |  | 0.60798 | 1.216 | 0.20266
11 | 2039 | 2039-11-08 | 0.20676 | 1.5919 | 2.0676 | 15.9192 | 13 | 10.2439 | 21.4123 | 6.0582 |  |  |  | 0.62029 | 1.2406 | 0.20676
11 | 2039 | 2039-11-09 | 0.21156 | 1.623 | 2.1156 | 16.2302 | 12 | 10.4813 | 21.7875 | 6.1986 |  |  |  | 0.63467 | 1.2693 | 0.21156
11 | 2039 | 2039-11-10 | 0.21223 | 1.6259 | 2.1223 | 16.2589 | 14 | 10.5148 | 22.1824 | 6.2184 |  |  |  | 0.6367 | 1.2734 | 0.21223
11 | 2039 | 2039-11-11 | 0.21536 | 1.6407 | 2.1536 | 16.4068 | 13 | 10.6696 | 22.3022 | 6.31 |  |  |  | 0.64607 | 1.2921 | 0.21536
11 | 2039 | 2039-11-12 | 0.21821 | 1.6606 | 2.1821 | 16.606 | 17 | 10.8107 | 23.4592 | 6.3934 |  |  |  | 0.65462 | 1.3092 | 0.21821
11 | 2039 | 2039-11-13 | 0.21818 | 1.6485 | 2.1818 | 16.4847 | 17 | 10.8096 | 23.4568 | 6.3928 |  |  |  | 0.65455 | 1.3091 | 0.21818
11 | 2039 | 2039-11-14 | 0.23237 | 1.7485 | 2.3237 | 17.4847 | 14 | 11.5123 | 24.2867 | 6.8083 |  |  |  | 0.6971 | 1.3942 | 0.23237
11 | 2039 | 2039-11-15 | 0.23682 | 1.7749 | 2.3682 | 17.7493 | 17 | 11.7329 | 25.4603 | 6.9388 |  |  |  | 0.71046 | 1.4209 | 0.23682
11 | 2039 | 2039-11-16 | 0.23797 | 1.7799 | 2.3797 | 17.7988 | 14 | 11.79 | 24.8725 | 6.9726 |  |  |  | 0.71391 | 1.4278 | 0.23797
11 | 2039 | 2039-11-17 | 0.23519 | 1.7479 | 2.3519 | 17.4788 | 15 | 11.6522 | 24.8119 | 6.8911 |  |  |  | 0.70557 | 1.4111 | 0.23519
11 | 2039 | 2039-11-18 | 0.24849 | 1.8465 | 2.4849 | 18.4652 | 16 | 12.311 | 26.4625 | 7.2807 |  |  |  | 0.74546 | 1.4909 | 0.24849
11 | 2039 | 2039-11-19 | 0.25425 | 1.8862 | 2.5425 | 18.8617 | 19 | 12.5964 | 27.8657 | 7.4495 |  |  |  | 0.76275 | 1.5255 | 0.25425
11 | 2039 | 2039-11-20 | 0.25917 | 1.9183 | 2.5917 | 19.1827 | 21 | 12.8402 | 28.9685 | 7.5937 |  |  |  | 0.77751 | 1.555 | 0.25917
11 | 2039 | 2039-11-21 | 0.27329 | 2.0167 | 2.7329 | 20.1673 | 20 | 13.5398 | 30.2468 | 8.0074 |  |  |  | 0.81987 | 1.6397 | 0.27329
11 | 2039 | 2039-11-22 | 0.27531 | 2.0252 | 2.7531 | 20.2516 | 20 | 13.6398 | 30.4701 | 8.0665 |  |  |  | 0.82592 | 1.6518 | 0.27531
11 | 2039 | 2039-11-23 | 0.28131 | 2.0586 | 2.8131 | 20.5859 | 19 | 13.937 | 30.8314 | 8.2423 |  |  |  | 0.84392 | 1.6878 | 0.28131
11 | 2039 | 2039-11-24 | 0.28051 | 2.0484 | 2.8051 | 20.4838 | 19 | 13.8973 | 30.7436 | 8.2188 |  |  |  | 0.84152 | 1.683 | 0.28051
11 | 2039 | 2039-11-25 | 0.28627 | 2.0864 | 2.8627 | 20.8636 | 18 | 14.1831 | 31.0736 | 8.3878 |  |  |  | 0.85882 | 1.7176 | 0.28627
11 | 2039 | 2039-11-26 | 0.28595 | 2.0828 | 2.8595 | 20.8285 | 19 | 14.167 | 31.3403 | 8.3784 |  |  |  | 0.85785 | 1.7157 | 0.28595
11 | 2039 | 2039-11-27 | 0.28948 | 2.0951 | 2.8948 | 20.9508 | 19 | 14.3419 | 31.727 | 8.4817 |  |  |  | 0.86844 | 1.7369 | 0.28948
11 | 2039 | 2039-11-28 | 0.30233 | 2.1847 | 3.0233 | 21.8473 | 20 | 14.9785 | 33.4607 | 8.8582 |  |  |  | 0.90699 | 1.814 | 0.30233
11 | 2039 | 2039-11-29 | 0.30864 | 2.2299 | 3.0864 | 22.2993 | 19 | 15.2911 | 33.827 | 9.0431 |  |  |  | 0.92592 | 1.8518 | 0.30864
11 | 2039 | 2039-11-30 | 0.30888 | 2.2238 | 3.0888 | 22.2378 | 19 | 15.3029 | 33.8531 | 9.0501 |  |  |  | 0.92663 | 1.8533 | 0.30888
12 | 2039 | 2039-12-01 | 0.31703 | 2.0823 | 3.1703 | 20.8229 | 18 | 15.7067 | 34.4117 | 9.2889 |  |  |  | 0.95108 | 1.9022 | 0.31703
12 | 2039 | 2039-12-02 | 0.31815 | 2.0821 | 3.1815 | 20.8211 | 19 | 15.7622 | 34.8692 | 9.3218 |  |  |  | 0.95445 | 1.9089 | 0.31815
12 | 2039 | 2039-12-03 | 0.30899 | 2.0248 | 3.0899 | 20.2482 | 19 | 15.3084 | 33.8652 | 9.0534 |  |  |  | 0.92696 | 1.8539 | 0.30899
12 | 2039 | 2039-12-04 | 0.31609 | 2.0629 | 3.1609 | 20.6295 | 19 | 15.6604 | 34.6439 | 9.2615 |  |  |  | 0.94828 | 1.8966 | 0.31609
12 | 2039 | 2039-12-05 | 0.3265 | 2.1278 | 3.265 | 21.2782 | 19 | 16.176 | 35.7844 | 9.5664 |  |  |  | 0.9795 | 1.959 | 0.3265
12 | 2039 | 2039-12-06 | 0.32771 | 2.1298 | 3.2771 | 21.2979 | 18 | 16.2361 | 35.5716 | 9.602 |  |  |  | 0.98314 | 1.9663 | 0.32771
12 | 2039 | 2039-12-07 | 0.33548 | 2.1764 | 3.3548 | 21.7642 | 18 | 16.6207 | 36.4141 | 9.8294 |  |  |  | 1.0064 | 2.0129 | 0.33548
12 | 2039 | 2039-12-08 | 0.33868 | 2.1995 | 3.3868 | 21.9949 | 19 | 16.7794 | 37.1194 | 9.9233 |  |  |  | 1.016 | 2.0321 | 0.33868
12 | 2039 | 2039-12-09 | 0.33876 | 2.1972 | 3.3876 | 21.9716 | 17 | 16.7834 | 36.42 | 9.9257 |  |  |  | 1.0163 | 2.0326 | 0.33876
12 | 2039 | 2039-12-10 | 0.33422 | 2.1587 | 3.3422 | 21.5866 | 18 | 16.5584 | 36.2778 | 9.7926 |  |  |  | 1.0027 | 2.0053 | 0.33422
12 | 2039 | 2039-12-11 | 0.34441 | 2.2137 | 3.4441 | 22.1373 | 19 | 17.0634 | 37.7475 | 10.0912 |  |  |  | 1.0332 | 2.0665 | 0.34441
12 | 2039 | 2039-12-12 | 0.34315 | 2.2087 | 3.4315 | 22.0875 | 20 | 17.0007 | 37.9782 | 10.0542 |  |  |  | 1.0294 | 2.0589 | 0.34315
12 | 2039 | 2039-12-13 | 0.3476 | 2.2296 | 3.476 | 22.2958 | 20 | 17.2212 | 38.4708 | 10.1846 |  |  |  | 1.0428 | 2.0856 | 0.3476
12 | 2039 | 2039-12-14 | 0.35214 | 2.2519 | 3.5214 | 22.519 | 21 | 17.4464 | 39.3603 | 10.3178 |  |  |  | 1.0564 | 2.1129 | 0.35214
12 | 2039 | 2039-12-15 | 0.35763 | 2.2856 | 3.5763 | 22.8559 | 17 | 17.7184 | 38.4489 | 10.4786 |  |  |  | 1.0729 | 2.1458 | 0.35763
12 | 2039 | 2039-12-16 | 0.35177 | 2.2433 | 3.5177 | 22.4327 | 17 | 17.4278 | 37.8184 | 10.3068 |  |  |  | 1.0553 | 2.1106 | 0.35177
12 | 2039 | 2039-12-17 | 0.3567 | 2.2594 | 3.567 | 22.5944 | 20 | 17.6723 | 39.4784 | 10.4513 |  |  |  | 1.0701 | 2.1402 | 0.3567
12 | 2039 | 2039-12-18 | 0.35484 | 2.2459 | 3.5484 | 22.4594 | 20 | 17.5798 | 39.2719 | 10.3967 |  |  |  | 1.0645 | 2.129 | 0.35484
12 | 2039 | 2039-12-19 | 0.36736 | 2.3274 | 3.6736 | 23.2738 | 20 | 18.2003 | 40.6579 | 10.7636 |  |  |  | 1.1021 | 2.2041 | 0.36736
12 | 2039 | 2039-12-20 | 0.35736 | 2.252 | 3.5736 | 22.5199 | 20 | 17.7049 | 39.5513 | 10.4706 |  |  |  | 1.0721 | 2.1442 | 0.35736
12 | 2039 | 2039-12-21 | 0.494 | 2.9941 | 4.94 | 29.9411 | 61 | 2.2435 | 101.9383 | 4.3423 |  |  |  | 0.247 | 4.5448 | 0.1482
12 | 2039 | 2039-12-22 | 0.3774 | 2.3748 | 3.774 | 23.748 | 22 | 18.6977 | 42.6058 | 11.0578 |  |  |  | 1.1322 | 2.2644 | 0.3774
12 | 2039 | 2039-12-23 | 0.36505 | 2.2972 | 3.6505 | 22.9723 | 21 | 18.0857 | 40.8025 | 10.6958 |  |  |  | 1.0951 | 2.1903 | 0.36505
12 | 2039 | 2039-12-24 | 0.36617 | 2.2944 | 3.6617 | 22.9436 | 20 | 18.1414 | 40.5265 | 10.7288 |  |  |  | 1.0985 | 2.197 | 0.36617
12 | 2039 | 2039-12-25 | 0.37335 | 2.3327 | 3.7335 | 23.3275 | 23 | 18.497 | 42.5748 | 10.9391 |  |  |  | 1.12 | 2.2401 | 0.37335
12 | 2039 | 2039-12-26 | 0.3831 | 2.3905 | 3.831 | 23.9053 | 24 | 18.98 | 44.1331 | 11.2247 |  |  |  | 1.1493 | 2.2986 | 0.3831
12 | 2039 | 2039-12-27 | 0.37653 | 2.3556 | 3.7653 | 23.5563 | 24 | 18.6544 | 43.3761 | 11.0322 |  |  |  | 1.1296 | 2.2592 | 0.37653
12 | 2039 | 2039-12-28 | 0.37911 | 2.3668 | 3.7911 | 23.6677 | 23 | 18.7823 | 43.2316 | 11.1078 |  |  |  | 1.1373 | 2.2746 | 0.37911
12 | 2039 | 2039-12-29 | 0.36863 | 2.2875 | 3.6863 | 22.8751 | 21 | 18.2634 | 41.2035 | 10.8009 |  |  |  | 1.1059 | 2.2118 | 0.36863
12 | 2039 | 2039-12-30 | 0.37478 | 2.3199 | 3.7478 | 23.1995 | 21 | 18.568 | 41.8907 | 10.9811 |  |  |  | 1.1243 | 2.2487 | 0.37478
12 | 2039 | 2039-12-31 | 0.37266 | 2.303 | 3.7266 | 23.0303 | 24 | 18.4628 | 42.9305 | 10.9189 |  |  |  | 1.118 | 2.2359 | 0.37266
1 | 2040 | 2040-01-01 | 0.39557 | 2.4551 | 3.9557 | 24.5514 | 24 | 19.5982 | 45.5706 | 11.5903 |  |  |  | 1.1867 | 2.3734 | 0.39557
1 | 2040 | 2040-01-02 | 0.40864 | 2.5416 | 4.0864 | 25.4162 | 24 | 20.2454 | 47.0754 | 11.9731 |  |  |  | 1.2259 | 2.4518 | 0.40864
1 | 2040 | 2040-01-03 | 0.41156 | 2.552 | 4.1156 | 25.5199 | 25 | 20.39 | 47.9012 | 12.0586 |  |  |  | 1.2347 | 2.4693 | 0.41156
1 | 2040 | 2040-01-04 | 0.41069 | 2.5493 | 4.1069 | 25.4935 | 26 | 31.9737 | 48.2987 | 24.0662 |  |  |  | 1.2321 | 2.4641 | 0.41069
1 | 2040 | 2040-01-05 | 0.40935 | 2.5402 | 4.0935 | 25.4017 | 24 | 20.2806 | 47.1573 | 11.9939 |  |  |  | 1.228 | 2.4561 | 0.40935
1 | 2040 | 2040-01-06 | 0.40711 | 2.5285 | 4.0711 | 25.2852 | 24 | 20.1697 | 46.8994 | 11.9283 |  |  |  | 1.2213 | 2.4427 | 0.40711
1 | 2040 | 2040-01-07 | 0.39463 | 2.4397 | 3.9463 | 24.3971 | 23 | 19.5512 | 45.0014 | 11.5625 |  |  |  | 1.1839 | 2.3678 | 0.39463
1 | 2040 | 2040-01-08 | 0.39247 | 2.4276 | 3.9247 | 24.2762 | 21 | 19.4446 | 43.8684 | 11.4995 |  |  |  | 1.1774 | 2.3548 | 0.39247
1 | 2040 | 2040-01-09 | 0.39621 | 2.4572 | 3.9621 | 24.572 | 21 | 19.6296 | 44.2857 | 11.6089 |  |  |  | 1.1886 | 2.3772 | 0.39621
1 | 2040 | 2040-01-10 | 0.39482 | 2.441 | 3.9482 | 24.4096 | 19 | 19.5607 | 43.2721 | 11.5681 |  |  |  | 1.1845 | 2.3689 | 0.39482
1 | 2040 | 2040-01-11 | 0.39433 | 2.4322 | 3.9433 | 24.3223 | 20 | 19.5364 | 43.6428 | 11.5538 |  |  |  | 1.183 | 2.366 | 0.39433
1 | 2040 | 2040-01-12 | 0.39241 | 2.4241 | 3.9241 | 24.2406 | 19 | 19.4412 | 43.0078 | 11.4975 |  |  |  | 1.1772 | 2.3544 | 0.39241
1 | 2040 | 2040-01-13 | 0.39411 | 2.4365 | 3.9411 | 24.3651 | 20 | 19.5257 | 43.6188 | 11.5474 |  |  |  | 1.1823 | 2.3647 | 0.39411
1 | 2040 | 2040-01-14 | 0.38713 | 2.3815 | 3.8713 | 23.8145 | 18 | 19.18 | 42.0213 | 11.343 |  |  |  | 1.1614 | 2.3228 | 0.38713
1 | 2040 | 2040-01-15 | 0.38117 | 2.352 | 3.8117 | 23.5203 | 18 | 18.8845 | 41.374 | 11.1683 |  |  |  | 1.1435 | 2.287 | 0.38117
1 | 2040 | 2040-01-16 | 0.39043 | 2.4071 | 3.9043 | 24.071 | 20 | 19.3435 | 43.2118 | 11.4397 |  |  |  | 1.1713 | 2.3426 | 0.39043
1 | 2040 | 2040-01-17 | 0.38719 | 2.3894 | 3.8719 | 23.8938 | 18 | 19.1829 | 42.0278 | 11.3448 |  |  |  | 1.1616 | 2.3232 | 0.38719
1 | 2040 | 2040-01-18 | 0.38371 | 2.3674 | 3.8371 | 23.6737 | 18 | 19.0102 | 41.6493 | 11.2426 |  |  |  | 1.1511 | 2.3022 | 0.38371
1 | 2040 | 2040-01-19 | 0.38333 | 2.3606 | 3.8333 | 23.6063 | 17 | 18.9914 | 41.2112 | 11.2314 |  |  |  | 1.15 | 2.3 | 0.38333
1 | 2040 | 2040-01-20 | 0.38131 | 2.3524 | 3.8131 | 23.5235 | 17 | 18.8917 | 40.9949 | 11.1725 |  |  |  | 1.1439 | 2.2879 | 0.38131
1 | 2040 | 2040-01-21 | 0.36967 | 2.2753 | 3.6967 | 22.753 | 16 | 18.3148 | 39.3676 | 10.8313 |  |  |  | 1.109 | 2.218 | 0.36967
1 | 2040 | 2040-01-22 | 0.36863 | 2.267 | 3.6863 | 22.6702 | 17 | 18.2631 | 39.6308 | 10.8007 |  |  |  | 1.1059 | 2.2118 | 0.36863
1 | 2040 | 2040-01-23 | 0.3768 | 2.3219 | 3.768 | 23.2189 | 17 | 18.6683 | 40.5101 | 11.0404 |  |  |  | 1.1304 | 2.2608 | 0.3768
1 | 2040 | 2040-01-24 | 0.37239 | 2.2946 | 3.7239 | 22.9458 | 16 | 18.4497 | 39.6576 | 10.9111 |  |  |  | 1.1172 | 2.2344 | 0.37239
1 | 2040 | 2040-01-25 | 0.37294 | 2.2973 | 3.7294 | 22.9726 | 17 | 18.4768 | 40.0946 | 10.9271 |  |  |  | 1.1188 | 2.2376 | 0.37294
1 | 2040 | 2040-01-26 | 0.37386 | 2.2956 | 3.7386 | 22.9561 | 17 | 18.5225 | 40.1939 | 10.9542 |  |  |  | 1.1216 | 2.2432 | 0.37386
1 | 2040 | 2040-01-27 | 0.37134 | 2.2843 | 3.7134 | 22.8435 | 17 | 18.3974 | 39.9222 | 10.8802 |  |  |  | 1.114 | 2.228 | 0.37134
1 | 2040 | 2040-01-28 | 0.36579 | 2.2424 | 3.6579 | 22.4239 | 19 | 18.1225 | 40.0906 | 10.7176 |  |  |  | 1.0974 | 2.1947 | 0.36579
1 | 2040 | 2040-01-29 | 0.36335 | 2.2262 | 3.6335 | 22.2625 | 16 | 18.0017 | 38.6945 | 10.6461 |  |  |  | 1.09 | 2.1801 | 0.36335
1 | 2040 | 2040-01-30 | 0.36758 | 2.2576 | 3.6758 | 22.5763 | 17 | 18.2114 | 39.5187 | 10.7702 |  |  |  | 1.1027 | 2.2055 | 0.36758
1 | 2040 | 2040-01-31 | 0.36468 | 2.2331 | 3.6468 | 22.3306 | 17 | 18.0677 | 39.2068 | 10.6852 |  |  |  | 1.094 | 2.1881 | 0.36468
2 | 2040 | 2040-02-01 | 0.36545 | 2.2732 | 3.6545 | 22.7316 | 17 | 18.1059 | 39.2897 | 10.7078 |  |  |  | 1.0964 | 2.1927 | 0.36545
2 | 2040 | 2040-02-02 | 0.36394 | 2.2636 | 3.6394 | 22.6355 | 17 | 18.0308 | 39.1268 | 10.6634 |  |  |  | 1.0918 | 2.1836 | 0.36394
2 | 2040 | 2040-02-03 | 0.36586 | 2.2739 | 3.6586 | 22.7387 | 18 | 18.126 | 39.7121 | 10.7197 |  |  |  | 1.0976 | 2.1952 | 0.36586
2 | 2040 | 2040-02-04 | 0.36096 | 2.234 | 3.6096 | 22.3401 | 19 | 17.8831 | 39.5609 | 10.576 |  |  |  | 1.0829 | 2.1657 | 0.36096
2 | 2040 | 2040-02-05 | 0.35719 | 2.2119 | 3.5719 | 22.119 | 19 | 17.6964 | 39.148 | 10.4656 |  |  |  | 1.0716 | 2.1431 | 0.35719
2 | 2040 | 2040-02-06 | 0.36231 | 2.2482 | 3.6231 | 22.4823 | 18 | 17.9502 | 39.3271 | 10.6157 |  |  |  | 1.0869 | 2.1739 | 0.36231
2 | 2040 | 2040-02-07 | 0.36183 | 2.2443 | 3.6183 | 22.4427 | 18 | 17.9265 | 39.2751 | 10.6017 |  |  |  | 1.0855 | 2.171 | 0.36183
2 | 2040 | 2040-02-08 | 0.35739 | 2.2182 | 3.5739 | 22.182 | 19 | 17.7062 | 39.1697 | 10.4714 |  |  |  | 1.0722 | 2.1443 | 0.35739
2 | 2040 | 2040-02-09 | 0.35206 | 2.1871 | 3.5206 | 21.8714 | 18 | 17.4424 | 38.2145 | 10.3154 |  |  |  | 1.0562 | 2.1124 | 0.35206
2 | 2040 | 2040-02-10 | 0.35076 | 2.1795 | 3.5076 | 21.7948 | 18 | 17.3777 | 38.0727 | 10.2771 |  |  |  | 1.0523 | 2.1045 | 0.35076
2 | 2040 | 2040-02-11 | 0.33938 | 2.1053 | 3.3938 | 21.0531 | 18 | 16.8141 | 36.838 | 9.9438 |  |  |  | 1.0181 | 2.0363 | 0.33938
2 | 2040 | 2040-02-12 | 0.34194 | 2.1187 | 3.4194 | 21.1873 | 19 | 16.9409 | 37.4766 | 10.0188 |  |  |  | 1.0258 | 2.0516 | 0.34194
2 | 2040 | 2040-02-13 | 0.34736 | 2.1572 | 3.4736 | 21.5716 | 19 | 17.2095 | 38.0709 | 10.1777 |  |  |  | 1.0421 | 2.0842 | 0.34736
2 | 2040 | 2040-02-14 | 0.34089 | 2.1195 | 3.4089 | 21.1946 | 18 | 16.8888 | 37.0015 | 9.988 |  |  |  | 1.0227 | 2.0453 | 0.34089
2 | 2040 | 2040-02-15 | 0.33787 | 2.1021 | 3.3787 | 21.0205 | 18 | 16.7395 | 36.6745 | 9.8997 |  |  |  | 1.0136 | 2.0272 | 0.33787
2 | 2040 | 2040-02-16 | 0.33598 | 2.0891 | 3.3598 | 20.8907 | 17 | 16.6457 | 36.1211 | 9.8442 |  |  |  | 1.0079 | 2.0159 | 0.33598
2 | 2040 | 2040-02-17 | 0.33418 | 2.0781 | 3.3418 | 20.7809 | 18 | 16.5563 | 36.2732 | 9.7914 |  |  |  | 1.0025 | 2.0051 | 0.33418
2 | 2040 | 2040-02-18 | 0.32105 | 1.9934 | 3.2105 | 19.9341 | 18 | 15.9061 | 34.8487 | 9.4069 |  |  |  | 0.96316 | 1.9263 | 0.32105
2 | 2040 | 2040-02-19 | 0.31275 | 1.9453 | 3.1275 | 19.453 | 16 | 15.495 | 33.3064 | 9.1637 |  |  |  | 0.93826 | 1.8765 | 0.31275
2 | 2040 | 2040-02-20 | 0.31397 | 1.9601 | 3.1397 | 19.6011 | 16 | 15.5553 | 33.4361 | 9.1994 |  |  |  | 0.94192 | 1.8838 | 0.31397
2 | 2040 | 2040-02-21 | 0.312 | 1.948 | 3.12 | 19.4799 | 15 | 15.4578 | 32.9156 | 9.1417 |  |  |  | 0.93601 | 1.872 | 0.312
2 | 2040 | 2040-02-22 | 0.31472 | 1.9613 | 3.1472 | 19.6134 | 15 | 15.5922 | 33.2016 | 9.2212 |  |  |  | 0.94415 | 1.8883 | 0.31472
2 | 2040 | 2040-02-23 | 0.3077 | 1.9218 | 3.077 | 19.2182 | 15 | 15.2447 | 32.4618 | 9.0157 |  |  |  | 0.92311 | 1.8462 | 0.3077
2 | 2040 | 2040-02-24 | 0.30307 | 1.8947 | 3.0307 | 18.947 | 14 | 15.015 | 31.6762 | 8.8799 |  |  |  | 0.9092 | 1.8184 | 0.30307
2 | 2040 | 2040-02-25 | 0.29022 | 1.8103 | 2.9022 | 18.1027 | 14 | 14.3784 | 30.3332 | 8.5034 |  |  |  | 0.87065 | 1.7413 | 0.29022
2 | 2040 | 2040-02-26 | 0.28369 | 1.7745 | 2.8369 | 17.7446 | 13 | 14.055 | 29.3786 | 8.3121 |  |  |  | 0.85107 | 1.7021 | 0.28369
2 | 2040 | 2040-02-27 | 0.29297 | 1.8343 | 2.9297 | 18.3426 | 14 | 14.5149 | 30.6211 | 8.5841 |  |  |  | 0.87891 | 1.7578 | 0.29297
2 | 2040 | 2040-02-28 | 0.2947 | 1.8432 | 2.947 | 18.4324 | 14 | 14.6007 | 30.8021 | 8.6348 |  |  |  | 0.88411 | 1.7682 | 0.2947
2 | 2040 | 2040-02-29 | 0.2961 | 1.8499 | 2.961 | 18.4995 | 13 | 14.6698 | 30.6635 | 8.6757 |  |  |  | 0.88829 | 1.7766 | 0.2961
3 | 2040 | 2040-03-01 | 0.29731 | 1.9208 | 2.9731 | 19.2084 | 13 | 14.7301 | 30.7896 | 8.7113 |  |  |  | 0.89194 | 1.7839 | 0.29731
3 | 2040 | 2040-03-02 | 0.28911 | 1.8689 | 2.8911 | 18.6885 | 13 | 14.3238 | 29.9403 | 8.471 |  |  |  | 0.86734 | 1.7347 | 0.28911
3 | 2040 | 2040-03-03 | 0.27954 | 1.8046 | 2.7954 | 18.0462 | 12 | 13.8494 | 28.7888 | 8.1905 |  |  |  | 0.83862 | 1.6772 | 0.27954
3 | 2040 | 2040-03-04 | 0.28363 | 1.832 | 2.8363 | 18.3196 | 14 | 14.0521 | 29.6448 | 8.3104 |  |  |  | 0.85089 | 1.7018 | 0.28363
3 | 2040 | 2040-03-05 | 0.28758 | 1.8613 | 2.8758 | 18.6134 | 14 | 14.248 | 30.058 | 8.4262 |  |  |  | 0.86275 | 1.7255 | 0.28758
3 | 2040 | 2040-03-06 | 0.28263 | 1.8303 | 2.8263 | 18.3027 | 12 | 14.0025 | 29.1071 | 8.281 |  |  |  | 0.84789 | 1.6958 | 0.28263
3 | 2040 | 2040-03-07 | 0.27351 | 1.7725 | 2.7351 | 17.7248 | 11 | 30.5762 | 28.0135 | 8.0139 |  |  |  | 2.1881 | 0.27351 | 0.27351
3 | 2040 | 2040-03-08 | 0.27427 | 1.7781 | 2.7427 | 17.7807 | 10 | 30.6604 | 27.9373 | 8.036 |  |  |  | 2.1941 | 0.27427 | 0.27427
3 | 2040 | 2040-03-09 | 0.26952 | 1.7481 | 2.6952 | 17.4814 | 11 | 30.1298 | 27.6046 | 7.8969 |  |  |  | 2.1562 | 0.26952 | 0.26952
3 | 2040 | 2040-03-10 | 0.25777 | 1.6698 | 2.5777 | 16.6985 | 10 | 28.8168 | 26.2574 | 7.5528 |  |  |  | 2.0622 | 0.25777 | 0.25777
3 | 2040 | 2040-03-11 | 0.24829 | 1.6097 | 2.4829 | 16.0968 | 9 | 27.7569 | 25.1543 | 7.275 |  |  |  | 1.9863 | 0.24829 | 0.24829
3 | 2040 | 2040-03-12 | 0.254 | 1.6503 | 2.54 | 16.5031 | 9 | 28.3954 | 25.7328 | 7.4423 |  |  |  | 2.032 | 0.254 | 0.254
3 | 2040 | 2040-03-13 | 0.25258 | 1.6417 | 2.5258 | 16.4171 | 10 | 28.2358 | 25.728 | 7.4005 |  |  |  | 2.0206 | 0.25258 | 0.25258
3 | 2040 | 2040-03-14 | 0.25444 | 1.6541 | 2.5444 | 16.5414 | 11 | 28.4437 | 26.0598 | 7.455 |  |  |  | 2.0355 | 0.25444 | 0.25444
3 | 2040 | 2040-03-15 | 0.24961 | 1.6237 | 2.4961 | 16.2365 | 11 | 27.9045 | 25.5658 | 7.3137 |  |  |  | 1.9969 | 0.24961 | 0.24961
3 | 2040 | 2040-03-16 | 0.24369 | 1.5861 | 2.4369 | 15.861 | 11 | 27.2424 | 24.9592 | 7.1402 |  |  |  | 1.9495 | 0.24369 | 0.24369
3 | 2040 | 2040-03-17 | 0.2345 | 1.5242 | 2.345 | 15.2417 | 10 | 26.2149 | 23.8865 | 6.8708 |  |  |  | 1.876 | 0.2345 | 0.2345
3 | 2040 | 2040-03-18 | 0.23096 | 1.5019 | 2.3096 | 15.0189 | 9 | 25.8194 | 23.3984 | 6.7672 |  |  |  | 1.8477 | 0.23096 | 0.23096
3 | 2040 | 2040-03-19 | 0.23466 | 1.5295 | 2.3466 | 15.2947 | 9 | 26.2323 | 23.7726 | 6.8754 |  |  |  | 1.8772 | 0.23466 | 0.23466
3 | 2040 | 2040-03-20 | 0.23121 | 1.5076 | 2.3121 | 15.0764 | 10 | 25.8476 | 23.5519 | 6.7746 |  |  |  | 1.8497 | 0.23121 | 0.23121
3 | 2040 | 2040-03-21 | 0.23341 | 1.5222 | 2.3341 | 15.2224 | 10 | 26.0931 | 23.7756 | 6.8389 |  |  |  | 1.8673 | 0.23341 | 0.23341
3 | 2040 | 2040-03-22 | 0.23532 | 1.5349 | 2.3532 | 15.3486 | 11 | 26.3067 | 24.1019 | 6.8949 |  |  |  | 1.8826 | 0.23532 | 0.23532
3 | 2040 | 2040-03-23 | 0.23318 | 1.5213 | 2.3318 | 15.2133 | 12 | 11.5525 | 24.0143 | 6.8321 |  |  |  | 0.69954 | 1.3991 | 0.23318
3 | 2040 | 2040-03-24 | 0.22367 | 1.4572 | 2.2367 | 14.5715 | 12 | 11.0814 | 23.035 | 6.5535 |  |  |  | 0.67101 | 1.342 | 0.22367
3 | 2040 | 2040-03-25 | 0.22011 | 1.4346 | 2.2011 | 14.3464 | 11 | 24.6062 | 22.5439 | 6.4492 |  |  |  | 1.7609 | 0.22011 | 0.22011
3 | 2040 | 2040-03-26 | 0.22355 | 1.4603 | 2.2355 | 14.6034 | 11 | 24.9904 | 22.8959 | 6.5499 |  |  |  | 1.7884 | 0.22355 | 0.22355
3 | 2040 | 2040-03-27 | 0.21938 | 1.4336 | 2.1938 | 14.3362 | 11 | 24.5242 | 22.4688 | 6.4277 |  |  |  | 1.755 | 0.21938 | 0.21938
3 | 2040 | 2040-03-28 | 0.21249 | 1.3894 | 2.1249 | 13.8941 | 11 | 23.7549 | 21.7639 | 6.2261 |  |  |  | 1.7 | 0.21249 | 0.21249
3 | 2040 | 2040-03-29 | 0.20625 | 1.3495 | 2.0625 | 13.495 | 9 | 23.0564 | 20.8945 | 6.043 |  |  |  | 1.65 | 0.20625 | 0.20625
3 | 2040 | 2040-03-30 | 0.19724 | 1.2917 | 1.9724 | 12.9172 | 9 | 22.0495 | 19.982 | 5.7791 |  |  |  | 1.5779 | 0.19724 | 0.19724
3 | 2040 | 2040-03-31 | 0.19061 | 1.2459 | 1.9061 | 12.4592 | 8 | 21.3083 | 19.2059 | 5.5848 |  |  |  | 1.5249 | 0.19061 | 0.19061
4 | 2040 | 2040-04-01 | 0.18082 | 1.1512 | 1.8082 | 11.5124 | 8 | 20.2142 | 18.2198 | 5.2981 |  |  |  | 1.4466 | 0.18082 | 0.18082
4 | 2040 | 2040-04-02 | 0.17994 | 1.1528 | 1.7994 | 11.5278 | 8 | 20.1158 | 18.1312 | 5.2723 |  |  |  | 1.4395 | 0.17994 | 0.17994
4 | 2040 | 2040-04-03 | 0.17545 | 1.1249 | 1.7545 | 11.2492 | 8 | 19.6136 | 17.6785 | 5.1407 |  |  |  | 1.4036 | 0.17545 | 0.17545
4 | 2040 | 2040-04-04 | 0.17523 | 1.1222 | 1.7523 | 11.2224 | 8 | 19.5887 | 17.656 | 5.1341 |  |  |  | 1.4018 | 0.17523 | 0.17523
4 | 2040 | 2040-04-05 | 0.17289 | 1.1073 | 1.7289 | 11.0732 | 8 | 19.3277 | 17.4207 | 5.0657 |  |  |  | 1.3831 | 0.17289 | 0.17289
4 | 2040 | 2040-04-06 | 0.16817 | 1.0787 | 1.6817 | 10.7875 | 8 | 18.8003 | 16.9454 | 4.9275 |  |  |  | 1.3454 | 0.16817 | 0.16817
4 | 2040 | 2040-04-07 | 0.15943 | 1.0193 | 1.5943 | 10.1928 | 7 | 17.8233 | 15.9785 | 4.6714 |  |  |  | 1.2755 | 0.15943 | 0.15943
4 | 2040 | 2040-04-08 | 0.15358 | 0.9838 | 1.5358 | 9.838 | 7 | 17.1686 | 15.3916 | 4.4998 |  |  |  | 1.2286 | 0.15358 | 0.15358
4 | 2040 | 2040-04-09 | 0.15714 | 1.0112 | 1.5714 | 10.1118 | 6 | 17.5666 | 15.6642 | 4.6042 |  |  |  | 1.2571 | 0.15714 | 0.15714
4 | 2040 | 2040-04-10 | 0.15612 | 1.0043 | 1.5612 | 10.0432 | 6 | 17.4529 | 15.5628 | 4.5744 |  |  |  | 1.249 | 0.15612 | 0.15612
4 | 2040 | 2040-04-11 | 0.15136 | 0.97542 | 1.5136 | 9.7542 | 6 | 16.9207 | 15.0882 | 4.4349 |  |  |  | 1.2109 | 0.15136 | 0.15136
4 | 2040 | 2040-04-12 | 0.14603 | 0.94263 | 1.4603 | 9.4263 | 5 | 16.3244 | 14.4791 | 4.2786 |  |  |  | 1.1682 | 0.14603 | 0.14603
4 | 2040 | 2040-04-13 | 0.14553 | 0.93928 | 1.4553 | 9.3928 | 5 | 16.2685 | 14.4296 | 4.2639 |  |  |  | 1.1642 | 0.14553 | 0.14553
4 | 2040 | 2040-04-14 | 0.13542 | 0.87139 | 1.3542 | 8.7139 | 4 | 15.1392 | 13.3569 | 3.9679 |  |  |  | 1.0834 | 0.13542 | 0.13542
4 | 2040 | 2040-04-15 | 0.13057 | 0.84099 | 1.3057 | 8.4099 | 4 | 14.5963 | 12.8779 | 3.8256 |  |  |  | 1.0445 | 0.13057 | 0.13057
4 | 2040 | 2040-04-16 | 0.13736 | 0.88782 | 1.3736 | 8.8782 | 5 | 15.3561 | 13.6203 | 4.0248 |  |  |  | 1.0989 | 0.13736 | 0.13736
4 | 2040 | 2040-04-17 | 0.13505 | 0.87342 | 1.3505 | 8.7342 | 5 | 15.0969 | 13.3904 | 3.9569 |  |  |  | 1.0804 | 0.13505 | 0.13505
4 | 2040 | 2040-04-18 | 0.12755 | 0.82896 | 1.2755 | 8.2896 | 4 | 14.2594 | 12.5806 | 3.7373 |  |  |  | 1.0204 | 0.12755 | 0.12755
4 | 2040 | 2040-04-19 | 0.12183 | 0.79479 | 1.2183 | 7.9479 | 4 | 13.619 | 12.0156 | 3.5695 |  |  |  | 0.97461 | 0.12183 | 0.12183
4 | 2040 | 2040-04-20 | 0.12365 | 0.80434 | 1.2365 | 8.0434 | 5 | 13.8232 | 12.2607 | 3.623 |  |  |  | 0.98922 | 0.12365 | 0.12365
4 | 2040 | 2040-04-21 | 0.11685 | 0.75597 | 1.1685 | 7.5597 | 6 | 13.0631 | 11.6484 | 3.4238 |  |  |  | 0.93482 | 0.11685 | 0.11685
4 | 2040 | 2040-04-22 | 0.11443 | 0.74089 | 1.1443 | 7.4089 | 6 | 12.7918 | 11.4065 | 3.3527 |  |  |  | 0.91541 | 0.11443 | 0.11443
4 | 2040 | 2040-04-23 | 0.11657 | 0.76083 | 1.1657 | 7.6083 | 5 | 13.0309 | 11.5579 | 3.4154 |  |  |  | 0.93252 | 0.11657 | 0.11657
4 | 2040 | 2040-04-24 | 0.11575 | 0.75506 | 1.1575 | 7.5506 | 5 | 12.9402 | 11.4775 | 3.3916 |  |  |  | 0.92603 | 0.11575 | 0.11575
4 | 2040 | 2040-04-25 | 0.11531 | 0.75182 | 1.1531 | 7.5182 | 5 | 12.8909 | 11.4337 | 3.3787 |  |  |  | 0.9225 | 0.11531 | 0.11531
4 | 2040 | 2040-04-26 | 0.11184 | 0.731 | 1.1184 | 7.31 | 4 | 12.5031 | 11.0311 | 3.277 |  |  |  | 0.89475 | 0.11184 | 0.11184
4 | 2040 | 2040-04-27 | 0.11303 | 0.73756 | 1.1303 | 7.3756 | 5 | 12.6352 | 11.207 | 3.3117 |  |  |  | 0.90421 | 0.11303 | 0.11303
4 | 2040 | 2040-04-28 | 0.10362 | 0.67374 | 1.0362 | 6.7374 | 6 | 11.5837 | 10.3292 | 3.0361 |  |  |  | 0.82896 | 0.10362 | 0.10362
4 | 2040 | 2040-04-29 | 0.10152 | 0.66188 | 1.0152 | 6.6188 | 5 | 11.3494 | 10.0665 | 2.9746 |  |  |  | 0.81219 | 0.10152 | 0.10152
4 | 2040 | 2040-04-30 | 0.10697 | 0.70061 | 1.0697 | 7.0061 | 4 | 11.9581 | 10.5503 | 3.1342 |  |  |  | 0.85575 | 0.10697 | 0.10697
5 | 2040 | 2040-05-01 | 0.085995 | 0.58975 | 0.85995 | 5.8975 | 4 | 9.6134 | 8.4816 | 2.5196 |  |  |  | 0.68796 | 0.085995 | 0.085995
5 | 2040 | 2040-05-02 | 0.082365 | 0.5641 | 0.82365 | 5.641 | 2 | 9.2077 | 8.0386 | 2.4133 |  |  |  | 0.65892 | 0.082365 | 0.082365
5 | 2040 | 2040-05-03 | 0.079476 | 0.54449 | 0.79476 | 5.4449 | 2 | 8.8846 | 7.7566 | 2.3286 |  |  |  | 0.6358 | 0.079476 | 0.079476
5 | 2040 | 2040-05-04 | 0.078775 | 0.53938 | 0.78775 | 5.3938 | 2 | 8.8063 | 7.6882 | 2.3081 |  |  |  | 0.6302 | 0.078775 | 0.078775
5 | 2040 | 2040-05-05 | 0.069436 | 0.4754 | 0.69436 | 4.754 | 1 | 7.7623 | 6.7415 | 2.0345 |  |  |  | 0.55549 | 0.069436 | 0.069436
5 | 2040 | 2040-05-06 | 0.066247 | 0.45429 | 0.66247 | 4.5429 | 1 | 7.4058 | 6.4319 | 1.941 |  |  |  | 0.52997 | 0.066247 | 0.066247
5 | 2040 | 2040-05-07 | 0.07221 | 0.49835 | 0.7221 | 4.9835 | 1 | 8.0724 | 7.0108 | 2.1158 |  |  |  | 0.57768 | 0.07221 | 0.07221
5 | 2040 | 2040-05-08 | 0.072653 | 0.50353 | 0.72653 | 5.0353 | 2 | 8.1219 | 7.0908 | 2.1287 |  |  |  | 0.58123 | 0.072653 | 0.072653
5 | 2040 | 2040-05-09 | 0.073171 | 0.50797 | 0.73171 | 5.0797 | 2 | 8.1798 | 7.1413 | 2.1439 |  |  |  | 0.58537 | 0.073171 | 0.073171
5 | 2040 | 2040-05-10 | 0.071128 | 0.49717 | 0.71128 | 4.9717 | 2 | 7.9514 | 6.9419 | 2.084 |  |  |  | 0.56902 | 0.071128 | 0.071128
5 | 2040 | 2040-05-11 | 0.069934 | 0.48969 | 0.69934 | 4.8969 | 2 | 7.818 | 6.8254 | 2.0491 |  |  |  | 0.55948 | 0.069934 | 0.069934
5 | 2040 | 2040-05-12 | 0.060872 | 0.42979 | 0.60872 | 4.2979 | 2 | 6.8049 | 5.9409 | 1.7835 |  |  |  | 0.48697 | 0.060872 | 0.060872
5 | 2040 | 2040-05-13 | 0.05978 | 0.42382 | 0.5978 | 4.2382 | 2 | 6.6829 | 5.8344 | 1.7516 |  |  |  | 0.47824 | 0.05978 | 0.05978
5 | 2040 | 2040-05-14 | 0.065067 | 0.4614 | 0.65067 | 4.614 | 1 | 7.2739 | 6.3173 | 1.9065 |  |  |  | 0.52054 | 0.065067 | 0.065067
5 | 2040 | 2040-05-15 | 0.064026 | 0.45425 | 0.64026 | 4.5425 | 2 | 7.1575 | 6.2487 | 1.876 |  |  |  | 0.5122 | 0.064026 | 0.064026
5 | 2040 | 2040-05-16 | 0.063886 | 0.4531 | 0.63886 | 4.531 | 2 | 7.1418 | 6.2351 | 1.8719 |  |  |  | 0.51109 | 0.063886 | 0.063886
5 | 2040 | 2040-05-17 | 0.062701 | 0.44589 | 0.62701 | 4.4589 | 2 | 7.0094 | 6.1195 | 1.8372 |  |  |  | 0.50161 | 0.062701 | 0.062701
5 | 2040 | 2040-05-18 | 0.061467 | 0.43976 | 0.61467 | 4.3976 | 2 | 6.8715 | 5.999 | 1.801 |  |  |  | 0.49174 | 0.061467 | 0.061467
5 | 2040 | 2040-05-19 | 0.052758 | 0.38228 | 0.52758 | 3.8228 | 2 | 5.8979 | 5.1491 | 1.5458 |  |  |  | 0.42207 | 0.052758 | 0.052758
5 | 2040 | 2040-05-20 | 0.051775 | 0.37713 | 0.51775 | 3.7713 | 1 | 5.788 | 5.0268 | 1.517 |  |  |  | 0.4142 | 0.051775 | 0.051775
5 | 2040 | 2040-05-21 | 0.059015 | 0.42788 | 0.59015 | 4.2788 | 1 | 6.5973 | 5.7297 | 1.7291 |  |  |  | 0.47212 | 0.059015 | 0.059015
5 | 2040 | 2040-05-22 | 0.059335 | 0.43111 | 0.59335 | 4.3111 | 1 | 6.6331 | 5.7608 | 1.7385 |  |  |  | 0.47468 | 0.059335 | 0.059335
5 | 2040 | 2040-05-23 | 0.058111 | 0.42469 | 0.58111 | 4.2469 | 2 | 6.4962 | 5.6715 | 1.7026 |  |  |  | 0.46489 | 0.058111 | 0.058111
5 | 2040 | 2040-05-24 | 0.055349 | 0.40624 | 0.55349 | 4.0624 | 1 | 6.1875 | 5.3738 | 1.6217 |  |  |  | 0.44279 | 0.055349 | 0.055349
5 | 2040 | 2040-05-25 | 0.053621 | 0.39519 | 0.53621 | 3.9519 | 1 | 5.9943 | 5.206 | 1.5711 |  |  |  | 0.42897 | 0.053621 | 0.053621
5 | 2040 | 2040-05-26 | 0.046202 | 0.34483 | 0.46202 | 3.4483 | 0 | 5.165 | 0 | 1.3537 |  |  |  | 0.36962 | 0.046202 | 0.046202
5 | 2040 | 2040-05-27 | 0.044982 | 0.33998 | 0.44982 | 3.3998 | 0 | 5.0286 | 0 | 1.318 |  |  |  | 0.35985 | 0.044982 | 0.044982
5 | 2040 | 2040-05-28 | 0.053017 | 0.3975 | 0.53017 | 3.975 | 1 | 5.9268 | 5.1474 | 1.5534 |  |  |  | 0.42413 | 0.053017 | 0.053017
5 | 2040 | 2040-05-29 | 0.052753 | 0.39732 | 0.52753 | 3.9732 | 1 | 5.8973 | 5.1218 | 1.5457 |  |  |  | 0.42203 | 0.052753 | 0.052753
5 | 2040 | 2040-05-30 | 0.05138 | 0.39074 | 0.5138 | 3.9074 | 1 | 5.7438 | 4.9884 | 1.5054 |  |  |  | 0.41104 | 0.05138 | 0.05138
5 | 2040 | 2040-05-31 | 0.050839 | 0.38694 | 0.50839 | 3.8694 | 1 | 5.6834 | 4.936 | 1.4896 |  |  |  | 0.40672 | 0.050839 | 0.050839
6 | 2040 | 2040-06-01 | 0.047407 | 0.37231 | 0.47407 | 3.7231 | 1 | 5.2997 | 4.6027 | 1.389 |  |  |  | 0.37926 | 0.047407 | 0.047407
6 | 2040 | 2040-06-02 | 0.039777 | 0.32172 | 0.39777 | 3.2172 | 0 | 4.4467 | 0 | 1.1655 |  |  |  | 0.31821 | 0.039777 | 0.039777
6 | 2040 | 2040-06-03 | 0.039446 | 0.32139 | 0.39446 | 3.2139 | 0 | 4.4097 | 0 | 1.1558 |  |  |  | 0.31557 | 0.039446 | 0.039446
6 | 2040 | 2040-06-04 | 0.046618 | 0.37197 | 0.46618 | 3.7197 | 0 | 5.2114 | 0 | 1.3659 |  |  |  | 0.37294 | 0.046618 | 0.046618
6 | 2040 | 2040-06-05 | 0.046315 | 0.37116 | 0.46315 | 3.7116 | 0 | 5.1776 | 0 | 1.357 |  |  |  | 0.37052 | 0.046315 | 0.046315
6 | 2040 | 2040-06-06 | 0.04623 | 0.37252 | 0.4623 | 3.7252 | 1 | 5.1681 | 4.4885 | 1.3546 |  |  |  | 0.36984 | 0.04623 | 0.04623
6 | 2040 | 2040-06-07 | 0.04618 | 0.37347 | 0.4618 | 3.7347 | 1 | 5.1625 | 4.4836 | 1.3531 |  |  |  | 0.36944 | 0.04618 | 0.04618
6 | 2040 | 2040-06-08 | 0.045784 | 0.37147 | 0.45784 | 3.7147 | 0 | 5.1182 | 0 | 1.3415 |  |  |  | 0.36627 | 0.045784 | 0.045784
6 | 2040 | 2040-06-09 | 0.038174 | 0.32016 | 0.38174 | 3.2016 | 0 | 4.2675 | 0 | 1.1185 |  |  |  | 0.30539 | 0.038174 | 0.038174
6 | 2040 | 2040-06-10 | 0.038028 | 0.32052 | 0.38028 | 3.2052 | 0 | 4.2512 | 0 | 1.1142 |  |  |  | 0.30422 | 0.038028 | 0.038028
6 | 2040 | 2040-06-11 | 0.045462 | 0.37315 | 0.45462 | 3.7315 | 0 | 5.0823 | 0 | 1.332 |  |  |  | 0.3637 | 0.045462 | 0.045462
6 | 2040 | 2040-06-12 | 0.045493 | 0.3749 | 0.45493 | 3.749 | 0 | 5.0857 | 0 | 1.3329 |  |  |  | 0.36394 | 0.045493 | 0.045493
6 | 2040 | 2040-06-13 | 0.045621 | 0.37732 | 0.45621 | 3.7732 | 0 | 5.1001 | 0 | 1.3367 |  |  |  | 0.36497 | 0.045621 | 0.045621
6 | 2040 | 2040-06-14 | 0.045451 | 0.37732 | 0.45451 | 3.7732 | 0 | 5.081 | 0 | 1.3317 |  |  |  | 0.36361 | 0.045451 | 0.045451
6 | 2040 | 2040-06-15 | 0.04536 | 0.37765 | 0.4536 | 3.7765 | 0 | 5.0709 | 0 | 1.3291 |  |  |  | 0.36288 | 0.04536 | 0.04536
6 | 2040 | 2040-06-16 | 0.038235 | 0.33037 | 0.38235 | 3.3037 | 1 | 4.2743 | 3.7122 | 1.1203 |  |  |  | 0.30588 | 0.038235 | 0.038235
6 | 2040 | 2040-06-17 | 0.038269 | 0.33193 | 0.38269 | 3.3193 | 0 | 4.2781 | 0 | 1.1213 |  |  |  | 0.30615 | 0.038269 | 0.038269
6 | 2040 | 2040-06-18 | 0.045712 | 0.3841 | 0.45712 | 3.841 | 0 | 5.1102 | 0 | 1.3394 |  |  |  | 0.3657 | 0.045712 | 0.045712
6 | 2040 | 2040-06-19 | 0.045726 | 0.38501 | 0.45726 | 3.8501 | 0 | 5.1118 | 0 | 1.3398 |  |  |  | 0.36581 | 0.045726 | 0.045726
6 | 2040 | 2040-06-20 | 0.045615 | 0.38454 | 0.45615 | 3.8454 | 0 | 5.0993 | 0 | 1.3365 |  |  |  | 0.36492 | 0.045615 | 0.045615
6 | 2040 | 2040-06-21 | 0.045611 | 0.38562 | 0.45611 | 3.8562 | 0 | 5.0989 | 0 | 1.3364 |  |  |  | 0.36489 | 0.045611 | 0.045611
6 | 2040 | 2040-06-22 | 0.045702 | 0.38693 | 0.45702 | 3.8693 | 0 | 5.1091 | 0 | 1.3391 |  |  |  | 0.36562 | 0.045702 | 0.045702
6 | 2040 | 2040-06-23 | 0.038483 | 0.33844 | 0.38483 | 3.3844 | 0 | 4.3021 | 0 | 1.1276 |  |  |  | 0.30786 | 0.038483 | 0.038483
6 | 2040 | 2040-06-24 | 0.038345 | 0.33779 | 0.38345 | 3.3779 | 0 | 4.2866 | 0 | 1.1235 |  |  |  | 0.30676 | 0.038345 | 0.038345
6 | 2040 | 2040-06-25 | 0.045928 | 0.39085 | 0.45928 | 3.9085 | 0 | 5.1343 | 0 | 1.3457 |  |  |  | 0.36742 | 0.045928 | 0.045928
6 | 2040 | 2040-06-26 | 0.045861 | 0.39082 | 0.45861 | 3.9082 | 0 | 5.1268 | 0 | 1.3437 |  |  |  | 0.36688 | 0.045861 | 0.045861
6 | 2040 | 2040-06-27 | 0.046136 | 0.39343 | 0.46136 | 3.9343 | 0 | 5.1576 | 0 | 1.3518 |  |  |  | 0.36909 | 0.046136 | 0.046136
6 | 2040 | 2040-06-28 | 0.046279 | 0.39503 | 0.46279 | 3.9503 | 0 | 5.1736 | 0 | 1.356 |  |  |  | 0.37023 | 0.046279 | 0.046279
6 | 2040 | 2040-06-29 | 0.046288 | 0.39562 | 0.46288 | 3.9562 | 0 | 5.1745 | 0 | 1.3562 |  |  |  | 0.3703 | 0.046288 | 0.046288
6 | 2040 | 2040-06-30 | 0.038775 | 0.34447 | 0.38775 | 3.4447 | 0 | 4.3347 | 0 | 1.1361 |  |  |  | 0.3102 | 0.038775 | 0.038775
7 | 2040 | 2040-07-01 | 0.039832 | 0.37642 | 0.39832 | 3.7642 | 0 | 4.4529 | 0 | 1.1671 |  |  |  | 0.31866 | 0.039832 | 0.039832
7 | 2040 | 2040-07-02 | 0.047683 | 0.43446 | 0.47683 | 4.3446 | 0 | 5.3305 | 0 | 1.3971 |  |  |  | 0.38146 | 0.047683 | 0.047683
7 | 2040 | 2040-07-03 | 0.04798 | 0.44013 | 0.4798 | 4.4013 | 0 | 5.3637 | 0 | 1.4058 |  |  |  | 0.38384 | 0.04798 | 0.04798
7 | 2040 | 2040-07-04 | 0.047536 | 0.43047 | 0.47536 | 4.3047 | 0 | 5.3141 | 0 | 1.3928 |  |  |  | 0.38029 | 0.047536 | 0.047536
7 | 2040 | 2040-07-05 | 0.047638 | 0.43228 | 0.47638 | 4.3228 | 0 | 5.3255 | 0 | 1.3958 |  |  |  | 0.38111 | 0.047638 | 0.047638
7 | 2040 | 2040-07-06 | 0.047554 | 0.4303 | 0.47554 | 4.303 | 0 | 5.3161 | 0 | 1.3933 |  |  |  | 0.38043 | 0.047554 | 0.047554
7 | 2040 | 2040-07-07 | 0.040145 | 0.38081 | 0.40145 | 3.8081 | 0 | 4.4879 | 0 | 1.1763 |  |  |  | 0.32116 | 0.040145 | 0.040145
7 | 2040 | 2040-07-08 | 0.040065 | 0.3792 | 0.40065 | 3.792 | 0 | 4.4789 | 0 | 1.1739 |  |  |  | 0.32052 | 0.040065 | 0.040065
7 | 2040 | 2040-07-09 | 0.047691 | 0.43337 | 0.47691 | 4.3337 | 0 | 5.3314 | 0 | 1.3974 |  |  |  | 0.38153 | 0.047691 | 0.047691
7 | 2040 | 2040-07-10 | 0.048021 | 0.44062 | 0.48021 | 4.4062 | 0 | 5.3683 | 0 | 1.407 |  |  |  | 0.38417 | 0.048021 | 0.048021
7 | 2040 | 2040-07-11 | 0.047486 | 0.43007 | 0.47486 | 4.3007 | 0 | 5.3085 | 0 | 1.3913 |  |  |  | 0.37989 | 0.047486 | 0.047486
7 | 2040 | 2040-07-12 | 0.047246 | 0.42584 | 0.47246 | 4.2584 | 0 | 5.2817 | 0 | 1.3843 |  |  |  | 0.37797 | 0.047246 | 0.047246
7 | 2040 | 2040-07-13 | 0.047392 | 0.42984 | 0.47392 | 4.2984 | 0 | 5.298 | 0 | 1.3886 |  |  |  | 0.37913 | 0.047392 | 0.047392
7 | 2040 | 2040-07-14 | 0.039729 | 0.37633 | 0.39729 | 3.7633 | 0 | 4.4413 | 0 | 1.1641 |  |  |  | 0.31783 | 0.039729 | 0.039729
7 | 2040 | 2040-07-15 | 0.039857 | 0.38042 | 0.39857 | 3.8042 | 0 | 4.4557 | 0 | 1.1678 |  |  |  | 0.31886 | 0.039857 | 0.039857
7 | 2040 | 2040-07-16 | 0.047279 | 0.43175 | 0.47279 | 4.3175 | 0 | 5.2853 | 0 | 1.3853 |  |  |  | 0.37823 | 0.047279 | 0.047279
7 | 2040 | 2040-07-17 | 0.047253 | 0.43311 | 0.47253 | 4.3311 | 0 | 5.2824 | 0 | 1.3845 |  |  |  | 0.37802 | 0.047253 | 0.047253
7 | 2040 | 2040-07-18 | 0.047062 | 0.43127 | 0.47062 | 4.3127 | 0 | 5.2611 | 0 | 1.3789 |  |  |  | 0.37649 | 0.047062 | 0.047062
7 | 2040 | 2040-07-19 | 0.046763 | 0.42745 | 0.46763 | 4.2745 | 0 | 5.2277 | 0 | 1.3702 |  |  |  | 0.37411 | 0.046763 | 0.046763
7 | 2040 | 2040-07-20 | 0.046475 | 0.4241 | 0.46475 | 4.241 | 0 | 5.1955 | 0 | 1.3617 |  |  |  | 0.3718 | 0.046475 | 0.046475
7 | 2040 | 2040-07-21 | 0.038622 | 0.36834 | 0.38622 | 3.6834 | 0 | 4.3176 | 0 | 1.1316 |  |  |  | 0.30897 | 0.038622 | 0.038622
7 | 2040 | 2040-07-22 | 0.0385 | 0.36898 | 0.385 | 3.6898 | 0 | 4.3039 | 0 | 1.128 |  |  |  | 0.308 | 0.0385 | 0.0385
7 | 2040 | 2040-07-23 | 0.045611 | 0.41565 | 0.45611 | 4.1565 | 0 | 5.0989 | 0 | 1.3364 |  |  |  | 0.36489 | 0.045611 | 0.045611
7 | 2040 | 2040-07-24 | 0.045363 | 0.41419 | 0.45363 | 4.1419 | 0 | 5.0711 | 0 | 1.3291 |  |  |  | 0.3629 | 0.045363 | 0.045363
7 | 2040 | 2040-07-25 | 0.045066 | 0.41199 | 0.45066 | 4.1199 | 0 | 5.038 | 0 | 1.3204 |  |  |  | 0.36053 | 0.045066 | 0.045066
7 | 2040 | 2040-07-26 | 0.044839 | 0.4115 | 0.44839 | 4.115 | 0 | 5.0126 | 0 | 1.3138 |  |  |  | 0.35871 | 0.044839 | 0.044839
7 | 2040 | 2040-07-27 | 0.044711 | 0.41333 | 0.44711 | 4.1333 | 0 | 4.9983 | 0 | 1.31 |  |  |  | 0.35769 | 0.044711 | 0.044711
7 | 2040 | 2040-07-28 | 0.036347 | 0.34877 | 0.36347 | 3.4877 | 0 | 4.0633 | 0 | 1.065 |  |  |  | 0.29078 | 0.036347 | 0.036347
7 | 2040 | 2040-07-29 | 0.036126 | 0.34917 | 0.36126 | 3.4917 | 0 | 4.0386 | 0 | 1.0585 |  |  |  | 0.28901 | 0.036126 | 0.036126
7 | 2040 | 2040-07-30 | 0.043288 | 0.39871 | 0.43288 | 3.9871 | 0 | 4.8392 | 0 | 1.2683 |  |  |  | 0.34631 | 0.043288 | 0.043288
7 | 2040 | 2040-07-31 | 0.04286 | 0.39527 | 0.4286 | 3.9527 | 0 | 4.7914 | 0 | 1.2558 |  |  |  | 0.34288 | 0.04286 | 0.04286
8 | 2040 | 2040-08-01 | 0.029957 | 0.24315 | 0.29957 | 2.4315 | 0 | 3.3489 | 0 | 0.87774 |  |  |  | 0.23966 | 0.029957 | 0.029957
8 | 2040 | 2040-08-02 | 0.028384 | 0.228 | 0.28384 | 2.28 | 0 | 3.1731 | 0 | 0.83167 |  |  |  | 0.22708 | 0.028384 | 0.028384
8 | 2040 | 2040-08-03 | 0.030235 | 0.24934 | 0.30235 | 2.4934 | 0 | 3.38 | 0 | 0.8859 |  |  |  | 0.24188 | 0.030235 | 0.030235
8 | 2040 | 2040-08-04 | 0.021504 | 0.1865 | 0.21504 | 1.865 | 0 | 2.4039 | 0 | 0.63006 |  |  |  | 0.17203 | 0.021504 | 0.021504
8 | 2040 | 2040-08-05 | 0.020278 | 0.17527 | 0.20278 | 1.7527 | 0 | 2.2669 | 0 | 0.59415 |  |  |  | 0.16223 | 0.020278 | 0.020278
8 | 2040 | 2040-08-06 | 0.027514 | 0.22583 | 0.27514 | 2.2583 | 0 | 3.0758 | 0 | 0.80617 |  |  |  | 0.22011 | 0.027514 | 0.027514
8 | 2040 | 2040-08-07 | 0.027226 | 0.22471 | 0.27226 | 2.2471 | 0 | 3.0436 | 0 | 0.79772 |  |  |  | 0.21781 | 0.027226 | 0.027226
8 | 2040 | 2040-08-08 | 0.026931 | 0.2236 | 0.26931 | 2.236 | 0 | 3.0106 | 0 | 0.78907 |  |  |  | 0.21545 | 0.026931 | 0.026931
8 | 2040 | 2040-08-09 | 0.02644 | 0.22046 | 0.2644 | 2.2046 | 0 | 2.9557 | 0 | 0.77468 |  |  |  | 0.21152 | 0.02644 | 0.02644
8 | 2040 | 2040-08-10 | 0.026327 | 0.22141 | 0.26327 | 2.2141 | 0 | 2.9431 | 0 | 0.77137 |  |  |  | 0.21061 | 0.026327 | 0.026327
8 | 2040 | 2040-08-11 | 0.018122 | 0.16465 | 0.18122 | 1.6465 | 0 | 2.0259 | 0 | 0.53098 |  |  |  | 0.14498 | 0.018122 | 0.018122
8 | 2040 | 2040-08-12 | 0.018007 | 0.16568 | 0.18007 | 1.6568 | 0 | 2.013 | 0 | 0.52759 |  |  |  | 0.14405 | 0.018007 | 0.018007
8 | 2040 | 2040-08-13 | 0.025026 | 0.21438 | 0.25026 | 2.1438 | 0 | 2.7977 | 0 | 0.73327 |  |  |  | 0.20021 | 0.025026 | 0.025026
8 | 2040 | 2040-08-14 | 0.023578 | 0.20134 | 0.23578 | 2.0134 | 0 | 2.6358 | 0 | 0.69084 |  |  |  | 0.18863 | 0.023578 | 0.023578
8 | 2040 | 2040-08-15 | 0.02328 | 0.20057 | 0.2328 | 2.0057 | 0 | 2.6025 | 0 | 0.6821 |  |  |  | 0.18624 | 0.02328 | 0.02328
8 | 2040 | 2040-08-16 | 0.02337 | 0.20397 | 0.2337 | 2.0397 | 0 | 2.6125 | 0 | 0.68474 |  |  |  | 0.18696 | 0.02337 | 0.02337
8 | 2040 | 2040-08-17 | 0.023277 | 0.20546 | 0.23277 | 2.0546 | 0 | 2.6022 | 0 | 0.68202 |  |  |  | 0.18622 | 0.023277 | 0.023277
8 | 2040 | 2040-08-18 | 0.015869 | 0.15745 | 0.15869 | 1.5745 | 0 | 1.774 | 0 | 0.46496 |  |  |  | 0.12695 | 0.015869 | 0.015869
8 | 2040 | 2040-08-19 | 0.012935 | 0.12876 | 0.12935 | 1.2876 | 0 | 1.446 | 0 | 0.379 |  |  |  | 0.10348 | 0.012935 | 0.012935
8 | 2040 | 2040-08-20 | 0.02154 | 0.19453 | 0.2154 | 1.9453 | 0 | 2.408 | 0 | 0.63113 |  |  |  | 0.17232 | 0.02154 | 0.02154
8 | 2040 | 2040-08-21 | 0.019018 | 0.17024 | 0.19018 | 1.7024 | 0 | 2.126 | 0 | 0.55723 |  |  |  | 0.15214 | 0.019018 | 0.019018
8 | 2040 | 2040-08-22 | 0.021668 | 0.20096 | 0.21668 | 2.0096 | 0 | 2.4223 | 0 | 0.63488 |  |  |  | 0.17335 | 0.021668 | 0.021668
8 | 2040 | 2040-08-23 | 0.021093 | 0.19737 | 0.21093 | 1.9737 | 0 | 2.358 | 0 | 0.61803 |  |  |  | 0.16874 | 0.021093 | 0.021093
8 | 2040 | 2040-08-24 | 0.017868 | 0.16557 | 0.17868 | 1.6557 | 0 | 1.9974 | 0 | 0.52352 |  |  |  | 0.14294 | 0.017868 | 0.017868
8 | 2040 | 2040-08-25 | 0.012304 | 0.13717 | 0.12304 | 1.3717 | 0 | 1.3755 | 0 | 0.36051 |  |  |  | 0.098433 | 0.012304 | 0.012304
8 | 2040 | 2040-08-26 | 0.012565 | 0.1424 | 0.12565 | 1.424 | 0 | 1.4047 | 0 | 0.36816 |  |  |  | 0.10052 | 0.012565 | 0.012565
8 | 2040 | 2040-08-27 | 0.019226 | 0.18737 | 0.19226 | 1.8737 | 0 | 2.1493 | 0 | 0.56332 |  |  |  | 0.15381 | 0.019226 | 0.019226
8 | 2040 | 2040-08-28 | 0.018782 | 0.18502 | 0.18782 | 1.8502 | 0 | 2.0997 | 0 | 0.55032 |  |  |  | 0.15026 | 0.018782 | 0.018782
8 | 2040 | 2040-08-29 | 0.015317 | 0.15047 | 0.15317 | 1.5047 | 0 | 1.7123 | 0 | 0.44878 |  |  |  | 0.12253 | 0.015317 | 0.015317
8 | 2040 | 2040-08-30 | 0.018376 | 0.18525 | 0.18376 | 1.8525 | 0 | 2.0543 | 0 | 0.53843 |  |  |  | 0.14701 | 0.018376 | 0.018376
8 | 2040 | 2040-08-31 | 0.017655 | 0.17975 | 0.17655 | 1.7975 | 0 | 1.9736 | 0 | 0.51729 |  |  |  | 0.14124 | 0.017655 | 0.017655
9 | 2040 | 2040-09-01 | 0.025291 | 0.29845 | 0.25291 | 2.9845 | 0 | 2.8273 | 0 | 0.74101 |  |  |  | 0.20232 | 0.025291 | 0.025291
9 | 2040 | 2040-09-02 | 0.025951 | 0.30866 | 0.25951 | 3.0866 | 0 | 2.9011 | 0 | 0.76037 |  |  |  | 0.20761 | 0.025951 | 0.025951
9 | 2040 | 2040-09-03 | 0.033754 | 0.36575 | 0.33754 | 3.6575 | 0 | 3.7734 | 0 | 0.98899 |  |  |  | 0.27003 | 0.033754 | 0.033754
9 | 2040 | 2040-09-04 | 0.033042 | 0.35877 | 0.33042 | 3.5877 | 0 | 3.6938 | 0 | 0.96812 |  |  |  | 0.26433 | 0.033042 | 0.033042
9 | 2040 | 2040-09-05 | 0.033152 | 0.36186 | 0.33152 | 3.6186 | 0 | 3.7061 | 0 | 0.97134 |  |  |  | 0.26521 | 0.033152 | 0.033152
9 | 2040 | 2040-09-06 | 0.033206 | 0.36406 | 0.33206 | 3.6406 | 0 | 3.7121 | 0 | 0.97293 |  |  |  | 0.26565 | 0.033206 | 0.033206
9 | 2040 | 2040-09-07 | 0.03307 | 0.36312 | 0.3307 | 3.6312 | 0 | 3.6969 | 0 | 0.96896 |  |  |  | 0.26456 | 0.03307 | 0.03307
9 | 2040 | 2040-09-08 | 0.026545 | 0.3247 | 0.26545 | 3.247 | 0 | 2.9675 | 0 | 0.77777 |  |  |  | 0.21236 | 0.026545 | 0.026545
9 | 2040 | 2040-09-09 | 0.027772 | 0.34137 | 0.27772 | 3.4137 | 0 | 3.1046 | 0 | 0.81371 |  |  |  | 0.22217 | 0.027772 | 0.027772
9 | 2040 | 2040-09-10 | 0.035972 | 0.40198 | 0.35972 | 4.0198 | 0 | 4.0213 | 0 | 1.054 |  |  |  | 0.28777 | 0.035972 | 0.035972
9 | 2040 | 2040-09-11 | 0.035833 | 0.40038 | 0.35833 | 4.0038 | 0 | 4.0058 | 0 | 1.0499 |  |  |  | 0.28666 | 0.035833 | 0.035833
9 | 2040 | 2040-09-12 | 0.035857 | 0.40049 | 0.35857 | 4.0049 | 0 | 4.0085 | 0 | 1.0506 |  |  |  | 0.28686 | 0.035857 | 0.035857
9 | 2040 | 2040-09-13 | 0.03597 | 0.40059 | 0.3597 | 4.0059 | 0 | 4.0211 | 0 | 1.0539 |  |  |  | 0.28776 | 0.03597 | 0.03597
9 | 2040 | 2040-09-14 | 0.036117 | 0.4016 | 0.36117 | 4.016 | 0 | 4.0375 | 0 | 1.0582 |  |  |  | 0.28893 | 0.036117 | 0.036117
9 | 2040 | 2040-09-15 | 0.029527 | 0.36059 | 0.29527 | 3.6059 | 0 | 3.3008 | 0 | 0.86513 |  |  |  | 0.23621 | 0.029527 | 0.029527
9 | 2040 | 2040-09-16 | 0.030758 | 0.37525 | 0.30758 | 3.7525 | 1 | 3.4385 | 2.9863 | 0.90121 |  |  |  | 0.24606 | 0.030758 | 0.030758
9 | 2040 | 2040-09-17 | 0.038896 | 0.43215 | 0.38896 | 4.3215 | 0 | 4.3483 | 0 | 1.1397 |  |  |  | 0.31117 | 0.038896 | 0.038896
9 | 2040 | 2040-09-18 | 0.039064 | 0.43147 | 0.39064 | 4.3147 | 0 | 4.367 | 0 | 1.1446 |  |  |  | 0.31251 | 0.039064 | 0.039064
9 | 2040 | 2040-09-19 | 0.040342 | 0.44405 | 0.40342 | 4.4405 | 0 | 4.5099 | 0 | 1.182 |  |  |  | 0.32274 | 0.040342 | 0.040342
9 | 2040 | 2040-09-20 | 0.040769 | 0.44681 | 0.40769 | 4.4681 | 0 | 4.5576 | 0 | 1.1945 |  |  |  | 0.32615 | 0.040769 | 0.040769
9 | 2040 | 2040-09-21 | 0.041578 | 0.45388 | 0.41578 | 4.5388 | 0 | 4.648 | 0 | 1.2182 |  |  |  | 0.33262 | 0.041578 | 0.041578
9 | 2040 | 2040-09-22 | 0.035355 | 0.41344 | 0.35355 | 4.1344 | 0 | 3.9524 | 0 | 1.0359 |  |  |  | 0.28284 | 0.035355 | 0.035355
9 | 2040 | 2040-09-23 | 0.037113 | 0.43216 | 0.37113 | 4.3216 | 0 | 4.1489 | 0 | 1.0874 |  |  |  | 0.29691 | 0.037113 | 0.037113
9 | 2040 | 2040-09-24 | 0.045399 | 0.48901 | 0.45399 | 4.8901 | 0 | 5.0752 | 0 | 1.3302 |  |  |  | 0.36319 | 0.045399 | 0.045399
9 | 2040 | 2040-09-25 | 0.049034 | 0.53112 | 0.49034 | 5.3112 | 1 | 5.4816 | 4.7607 | 1.4367 |  |  |  | 0.39228 | 0.049034 | 0.049034
9 | 2040 | 2040-09-26 | 0.050186 | 0.53934 | 0.50186 | 5.3934 | 1 | 5.6103 | 4.8725 | 1.4704 |  |  |  | 0.40148 | 0.050186 | 0.050186
9 | 2040 | 2040-09-27 | 0.053636 | 0.57734 | 0.53636 | 5.7734 | 1 | 5.996 | 5.2075 | 1.5715 |  |  |  | 0.42909 | 0.053636 | 0.053636
9 | 2040 | 2040-09-28 | 0.056072 | 0.60225 | 0.56072 | 6.0225 | 1 | 6.2683 | 5.444 | 1.6429 |  |  |  | 0.44857 | 0.056072 | 0.056072
9 | 2040 | 2040-09-29 | 0.051795 | 0.58492 | 0.51795 | 5.8492 | 1 | 5.7902 | 5.0287 | 1.5176 |  |  |  | 0.41436 | 0.051795 | 0.051795
9 | 2040 | 2040-09-30 | 0.052781 | 0.59057 | 0.52781 | 5.9057 | 1 | 5.9004 | 5.1245 | 1.5465 |  |  |  | 0.42225 | 0.052781 | 0.052781
10 | 2040 | 2040-10-01 | 0.057157 | 0.61561 | 0.57157 | 6.1561 | 2 | 6.3896 | 5.5783 | 1.6747 |  |  |  | 0.45725 | 0.057157 | 0.057157
10 | 2040 | 2040-10-02 | 0.059005 | 0.62729 | 0.59005 | 6.2729 | 2 | 6.5963 | 5.7588 | 1.7289 |  |  |  | 0.47204 | 0.059005 | 0.059005
10 | 2040 | 2040-10-03 | 0.063077 | 0.66614 | 0.63077 | 6.6614 | 2 | 7.0514 | 6.1561 | 1.8481 |  |  |  | 0.50461 | 0.063077 | 0.063077
10 | 2040 | 2040-10-04 | 0.065458 | 0.68741 | 0.65458 | 6.8741 | 2 | 7.3176 | 6.3886 | 1.9179 |  |  |  | 0.52367 | 0.065458 | 0.065458
10 | 2040 | 2040-10-05 | 0.067065 | 0.69445 | 0.67065 | 6.9445 | 3 | 7.4973 | 6.5798 | 1.965 |  |  |  | 0.53652 | 0.067065 | 0.067065
10 | 2040 | 2040-10-06 | 0.061471 | 0.66455 | 0.61471 | 6.6455 | 2 | 6.8719 | 5.9994 | 1.8011 |  |  |  | 0.49177 | 0.061471 | 0.061471
10 | 2040 | 2040-10-07 | 0.062507 | 0.672 | 0.62507 | 6.72 | 2 | 6.9877 | 6.1005 | 1.8314 |  |  |  | 0.50005 | 0.062507 | 0.062507
10 | 2040 | 2040-10-08 | 0.073751 | 0.75281 | 0.73751 | 7.5281 | 2 | 8.2447 | 7.1979 | 2.1609 |  |  |  | 0.59001 | 0.073751 | 0.073751
10 | 2040 | 2040-10-09 | 0.077784 | 0.77964 | 0.77784 | 7.7964 | 2 | 8.6955 | 7.5915 | 2.2791 |  |  |  | 0.62227 | 0.077784 | 0.077784
10 | 2040 | 2040-10-10 | 0.078659 | 0.78518 | 0.78659 | 7.8518 | 2 | 8.7934 | 7.6769 | 2.3047 |  |  |  | 0.62927 | 0.078659 | 0.078659
10 | 2040 | 2040-10-11 | 0.081528 | 0.80916 | 0.81528 | 8.0916 | 2 | 9.114 | 7.9569 | 2.3888 |  |  |  | 0.65222 | 0.081528 | 0.081528
10 | 2040 | 2040-10-12 | 0.083998 | 0.81905 | 0.83998 | 8.1905 | 2 | 9.3902 | 8.198 | 2.4611 |  |  |  | 0.67199 | 0.083998 | 0.083998
10 | 2040 | 2040-10-13 | 0.079997 | 0.80651 | 0.79997 | 8.0651 | 3 | 8.943 | 7.8486 | 2.3439 |  |  |  | 0.63998 | 0.079997 | 0.079997
10 | 2040 | 2040-10-14 | 0.088566 | 0.8941 | 0.88566 | 8.941 | 4 | 9.9009 | 8.7352 | 2.595 |  |  |  | 0.70853 | 0.088566 | 0.088566
10 | 2040 | 2040-10-15 | 0.10038 | 0.98585 | 1.0038 | 9.8585 | 5 | 11.2215 | 9.953 | 2.9411 |  |  |  | 0.80303 | 0.10038 | 0.10038
10 | 2040 | 2040-10-16 | 0.10321 | 1.0055 | 1.0321 | 10.0553 | 5 | 11.5379 | 10.2337 | 3.0241 |  |  |  | 0.82568 | 0.10321 | 0.10321
10 | 2040 | 2040-10-17 | 0.10636 | 1.0285 | 1.0636 | 10.2846 | 5 | 11.8896 | 10.5456 | 3.1162 |  |  |  | 0.85084 | 0.10636 | 0.10636
10 | 2040 | 2040-10-18 | 0.10985 | 1.0575 | 1.0985 | 10.5747 | 4 | 12.2804 | 10.8346 | 3.2187 |  |  |  | 0.87881 | 0.10985 | 0.10985
10 | 2040 | 2040-10-19 | 0.1136 | 1.0812 | 1.136 | 10.8117 | 5 | 12.6994 | 11.2639 | 3.3285 |  |  |  | 0.9088 | 0.1136 | 0.1136
10 | 2040 | 2040-10-20 | 0.10755 | 1.0294 | 1.0755 | 10.2943 | 4 | 12.0235 | 10.608 | 3.1513 |  |  |  | 0.86043 | 0.10755 | 0.10755
10 | 2040 | 2040-10-21 | 0.11062 | 1.0474 | 1.1062 | 10.4744 | 4 | 12.3658 | 10.91 | 3.241 |  |  |  | 0.88492 | 0.11062 | 0.11062
10 | 2040 | 2040-10-22 | 0.11948 | 1.1078 | 1.1948 | 11.0779 | 4 | 13.3571 | 11.7846 | 3.5009 |  |  |  | 0.95586 | 0.11948 | 0.11948
10 | 2040 | 2040-10-23 | 0.12701 | 1.1768 | 1.2701 | 11.7679 | 5 | 14.1984 | 12.5934 | 3.7214 |  |  |  | 1.0161 | 0.12701 | 0.12701
10 | 2040 | 2040-10-24 | 0.13384 | 1.2399 | 1.3384 | 12.3986 | 6 | 14.9625 | 13.3421 | 3.9216 |  |  |  | 1.0708 | 0.13384 | 0.13384
10 | 2040 | 2040-10-25 | 0.13556 | 1.2463 | 1.3556 | 12.4631 | 6 | 15.1545 | 13.5133 | 3.9719 |  |  |  | 1.0845 | 0.13556 | 0.13556
10 | 2040 | 2040-10-26 | 0.14277 | 1.307 | 1.4277 | 13.0696 | 6 | 15.96 | 14.2316 | 4.1831 |  |  |  | 1.1421 | 0.14277 | 0.14277
10 | 2040 | 2040-10-27 | 0.13972 | 1.2918 | 1.3972 | 12.9181 | 7 | 15.6197 | 14.003 | 4.0939 |  |  |  | 1.1178 | 0.13972 | 0.13972
10 | 2040 | 2040-10-28 | 0.14787 | 1.373 | 1.4787 | 13.7296 | 8 | 16.53 | 14.8991 | 4.3325 |  |  |  | 1.1829 | 0.14787 | 0.14787
10 | 2040 | 2040-10-29 | 0.16128 | 1.4734 | 1.6128 | 14.7337 | 10 | 18.0291 | 16.4278 | 4.7254 |  |  |  | 1.2902 | 0.16128 | 0.16128
10 | 2040 | 2040-10-30 | 0.16622 | 1.5131 | 1.6622 | 15.131 | 11 | 18.5816 | 17.0242 | 4.8702 |  |  |  | 1.3297 | 0.16622 | 0.16622
10 | 2040 | 2040-10-31 | 0.16959 | 1.5378 | 1.6959 | 15.3778 | 12 | 8.4022 | 17.4658 | 4.9691 |  |  |  | 0.50878 | 1.0176 | 0.16959
11 | 2040 | 2040-11-01 | 0.1798 | 1.4159 | 1.798 | 14.1589 | 13 | 8.9079 | 18.6198 | 5.2681 |  |  |  | 0.5394 | 1.0788 | 0.1798
11 | 2040 | 2040-11-02 | 0.18644 | 1.461 | 1.8644 | 14.6096 | 13 | 9.2369 | 19.3075 | 5.4627 |  |  |  | 0.55932 | 1.1186 | 0.18644
11 | 2040 | 2040-11-03 | 0.18558 | 1.4567 | 1.8558 | 14.5669 | 13 | 9.1943 | 19.2184 | 5.4375 |  |  |  | 0.55674 | 1.1135 | 0.18558
11 | 2040 | 2040-11-04 | 0.19005 | 1.487 | 1.9005 | 14.8705 | 12 | 9.4156 | 19.5723 | 5.5684 |  |  |  | 0.57014 | 1.1403 | 0.19005
11 | 2040 | 2040-11-05 | 0.20493 | 1.591 | 2.0493 | 15.9104 | 12 | 10.153 | 21.1052 | 6.0045 |  |  |  | 0.61479 | 1.2296 | 0.20493
11 | 2040 | 2040-11-06 | 0.2081 | 1.6101 | 2.081 | 16.1012 | 13 | 10.3099 | 21.5503 | 6.0973 |  |  |  | 0.62429 | 1.2486 | 0.2081
11 | 2040 | 2040-11-07 | 0.20633 | 1.5895 | 2.0633 | 15.8948 | 12 | 10.2222 | 21.2489 | 6.0454 |  |  |  | 0.61898 | 1.238 | 0.20633
11 | 2040 | 2040-11-08 | 0.20906 | 1.6054 | 2.0906 | 16.0541 | 12 | 10.3576 | 21.5306 | 6.1255 |  |  |  | 0.62718 | 1.2544 | 0.20906
11 | 2040 | 2040-11-09 | 0.21282 | 1.6288 | 2.1282 | 16.2879 | 12 | 10.5441 | 21.9181 | 6.2358 |  |  |  | 0.63847 | 1.2769 | 0.21282
11 | 2040 | 2040-11-10 | 0.21249 | 1.6281 | 2.1249 | 16.2807 | 13 | 10.5278 | 22.0057 | 6.2261 |  |  |  | 0.63748 | 1.275 | 0.21249
11 | 2040 | 2040-11-11 | 0.21116 | 1.6098 | 2.1116 | 16.0975 | 13 | 10.4616 | 21.8674 | 6.187 |  |  |  | 0.63348 | 1.267 | 0.21116
11 | 2040 | 2040-11-12 | 0.22286 | 1.6872 | 2.2286 | 16.8719 | 13 | 11.0414 | 23.0794 | 6.5299 |  |  |  | 0.66859 | 1.3372 | 0.22286
11 | 2040 | 2040-11-13 | 0.2242 | 1.6851 | 2.242 | 16.8505 | 14 | 11.1078 | 23.4335 | 6.5691 |  |  |  | 0.67261 | 1.3452 | 0.2242
11 | 2040 | 2040-11-14 | 0.2312 | 1.7358 | 2.312 | 17.3576 | 15 | 11.4546 | 24.3912 | 6.7742 |  |  |  | 0.69361 | 1.3872 | 0.2312
11 | 2040 | 2040-11-15 | 0.2449 | 1.8305 | 2.449 | 18.305 | 16 | 12.133 | 26.0799 | 7.1754 |  |  |  | 0.73469 | 1.4694 | 0.2449
11 | 2040 | 2040-11-16 | 0.25357 | 1.891 | 2.5357 | 18.9104 | 17 | 12.5629 | 27.2616 | 7.4297 |  |  |  | 0.76072 | 1.5214 | 0.25357
11 | 2040 | 2040-11-17 | 0.24703 | 1.8351 | 2.4703 | 18.3508 | 18 | 12.2387 | 26.8138 | 7.238 |  |  |  | 0.74109 | 1.4822 | 0.24703
11 | 2040 | 2040-11-18 | 0.25482 | 1.8929 | 2.5482 | 18.9292 | 18 | 12.6249 | 27.6599 | 7.4663 |  |  |  | 0.76447 | 1.5289 | 0.25482
11 | 2040 | 2040-11-19 | 0.26326 | 1.9444 | 2.6326 | 19.4437 | 17 | 13.0427 | 28.3026 | 7.7134 |  |  |  | 0.78977 | 1.5795 | 0.26326
11 | 2040 | 2040-11-20 | 0.26816 | 1.9762 | 2.6816 | 19.7623 | 16 | 13.2854 | 28.5569 | 7.857 |  |  |  | 0.80447 | 1.6089 | 0.26816
11 | 2040 | 2040-11-21 | 0.27508 | 2.0253 | 2.7508 | 20.2533 | 17 | 13.6283 | 29.5733 | 8.0597 |  |  |  | 0.82523 | 1.6505 | 0.27508
11 | 2040 | 2040-11-22 | 0.27672 | 2.031 | 2.7672 | 20.3096 | 19 | 13.7099 | 30.329 | 8.108 |  |  |  | 0.83017 | 1.6603 | 0.27672
11 | 2040 | 2040-11-23 | 0.27927 | 2.0388 | 2.7927 | 20.3877 | 21 | 13.8359 | 31.2147 | 8.1825 |  |  |  | 0.8378 | 1.6756 | 0.27927
11 | 2040 | 2040-11-24 | 0.2788 | 2.0349 | 2.788 | 20.3495 | 20 | 13.8128 | 30.8568 | 8.1689 |  |  |  | 0.8364 | 1.6728 | 0.2788
11 | 2040 | 2040-11-25 | 0.27974 | 2.0371 | 2.7974 | 20.3715 | 19 | 13.8592 | 30.6594 | 8.1963 |  |  |  | 0.83921 | 1.6784 | 0.27974
11 | 2040 | 2040-11-26 | 0.29476 | 2.1392 | 2.9476 | 21.3919 | 18 | 14.6033 | 31.9942 | 8.6363 |  |  |  | 0.88427 | 1.7685 | 0.29476
11 | 2040 | 2040-11-27 | 0.29414 | 2.1207 | 2.9414 | 21.2069 | 18 | 14.5725 | 31.9269 | 8.6182 |  |  |  | 0.88241 | 1.7648 | 0.29414
11 | 2040 | 2040-11-28 | 0.30423 | 2.1939 | 3.0423 | 21.9389 | 21 | 15.0726 | 34.0049 | 8.9139 |  |  |  | 0.91269 | 1.8254 | 0.30423
11 | 2040 | 2040-11-29 | 0.31427 | 2.2667 | 3.1427 | 22.6666 | 21 | 15.5701 | 35.1272 | 9.2081 |  |  |  | 0.94281 | 1.8856 | 0.31427
11 | 2040 | 2040-11-30 | 0.3179 | 2.2856 | 3.179 | 22.8555 | 23 | 15.7497 | 36.2514 | 9.3143 |  |  |  | 0.95369 | 1.9074 | 0.3179
12 | 2040 | 2040-12-01 | 0.31332 | 2.0505 | 3.1332 | 20.5048 | 20 | 15.5233 | 34.6777 | 9.1804 |  |  |  | 0.93997 | 1.8799 | 0.31332
12 | 2040 | 2040-12-02 | 0.30974 | 2.0249 | 3.0974 | 20.249 | 19 | 15.3457 | 33.9478 | 9.0754 |  |  |  | 0.92923 | 1.8585 | 0.30974
12 | 2040 | 2040-12-03 | 0.32447 | 2.1184 | 3.2447 | 21.1845 | 19 | 16.0752 | 35.5615 | 9.5068 |  |  |  | 0.9734 | 1.9468 | 0.32447
12 | 2040 | 2040-12-04 | 0.3311 | 2.154 | 3.311 | 21.5396 | 20 | 16.4039 | 36.645 | 9.7012 |  |  |  | 0.9933 | 1.9866 | 0.3311
12 | 2040 | 2040-12-05 | 0.32928 | 2.1418 | 3.2928 | 21.4176 | 19 | 16.3138 | 36.0893 | 9.6479 |  |  |  | 0.98784 | 1.9757 | 0.32928
12 | 2040 | 2040-12-06 | 0.33553 | 2.1707 | 3.3553 | 21.7073 | 20 | 16.6234 | 37.1353 | 9.831 |  |  |  | 1.0066 | 2.0132 | 0.33553
12 | 2040 | 2040-12-07 | 0.34155 | 2.2079 | 3.4155 | 22.0789 | 20 | 16.9215 | 37.8012 | 10.0073 |  |  |  | 1.0246 | 2.0493 | 0.34155
12 | 2040 | 2040-12-08 | 0.34947 | 2.245 | 3.4947 | 22.4505 | 22 | 17.3139 | 39.4527 | 10.2394 |  |  |  | 1.0484 | 2.0968 | 0.34947
12 | 2040 | 2040-12-09 | 0.35373 | 2.2652 | 3.5373 | 22.6516 | 24 | 17.5252 | 40.7503 | 10.3644 |  |  |  | 1.0612 | 2.1224 | 0.35373
12 | 2040 | 2040-12-10 | 0.36205 | 2.3182 | 3.6205 | 23.1821 | 24 | 17.9374 | 41.7087 | 10.6081 |  |  |  | 1.0862 | 2.1723 | 0.36205
12 | 2040 | 2040-12-11 | 0.36626 | 2.341 | 3.6626 | 23.4101 | 23 | 18.1458 | 41.7664 | 10.7314 |  |  |  | 1.0988 | 2.1975 | 0.36626
12 | 2040 | 2040-12-12 | 0.36166 | 2.3068 | 3.6166 | 23.068 | 24 | 17.9179 | 41.6634 | 10.5966 |  |  |  | 1.085 | 2.1699 | 0.36166
12 | 2040 | 2040-12-13 | 0.35631 | 2.2749 | 3.5631 | 22.7485 | 23 | 17.6528 | 40.6318 | 10.4398 |  |  |  | 1.0689 | 2.1379 | 0.35631
12 | 2040 | 2040-12-14 | 0.36122 | 2.2991 | 3.6122 | 22.9909 | 23 | 17.8962 | 41.192 | 10.5838 |  |  |  | 1.0837 | 2.1673 | 0.36122
12 | 2040 | 2040-12-15 | 0.36041 | 2.2876 | 3.6041 | 22.8759 | 23 | 17.8559 | 41.0992 | 10.5599 |  |  |  | 1.0812 | 2.1624 | 0.36041
12 | 2040 | 2040-12-16 | 0.35703 | 2.2586 | 3.5703 | 22.5859 | 24 | 17.6884 | 41.1297 | 10.4609 |  |  |  | 1.0711 | 2.1422 | 0.35703
12 | 2040 | 2040-12-17 | 0.3638 | 2.3071 | 3.638 | 23.0706 | 25 | 18.024 | 42.3429 | 10.6593 |  |  |  | 1.0914 | 2.1828 | 0.3638
12 | 2040 | 2040-12-18 | 0.36738 | 2.3228 | 3.6738 | 23.2283 | 24 | 18.2015 | 42.3228 | 10.7643 |  |  |  | 1.1021 | 2.2043 | 0.36738
12 | 2040 | 2040-12-19 | 0.37106 | 2.3454 | 3.7106 | 23.4541 | 23 | 18.3836 | 42.3138 | 10.872 |  |  |  | 1.1132 | 2.2264 | 0.37106
12 | 2040 | 2040-12-20 | 0.37074 | 2.3221 | 3.7074 | 23.2208 | 24 | 18.368 | 42.71 | 10.8628 |  |  |  | 1.1122 | 2.2245 | 0.37074
12 | 2040 | 2040-12-21 | 0.49504 | 2.9977 | 4.9504 | 29.9775 | 61 | 2.2482 | 102.1524 | 4.3514 |  |  |  | 0.24752 | 4.5544 | 0.14851
12 | 2040 | 2040-12-22 | 0.36959 | 2.3196 | 3.6959 | 23.196 | 21 | 18.3107 | 41.3103 | 10.8289 |  |  |  | 1.1088 | 2.2175 | 0.36959
12 | 2040 | 2040-12-23 | 0.36734 | 2.2964 | 3.6734 | 22.9637 | 22 | 18.1994 | 41.4705 | 10.7631 |  |  |  | 1.102 | 2.2041 | 0.36734
12 | 2040 | 2040-12-24 | 0.38005 | 2.3782 | 3.8005 | 23.7823 | 24 | 18.8291 | 43.7821 | 11.1355 |  |  |  | 1.1402 | 2.2803 | 0.38005
12 | 2040 | 2040-12-25 | 0.38886 | 2.4254 | 3.8886 | 24.2539 | 25 | 19.2655 | 45.2595 | 11.3936 |  |  |  | 1.1666 | 2.3332 | 0.38886
12 | 2040 | 2040-12-26 | 0.38595 | 2.4038 | 3.8595 | 24.0382 | 24 | 19.1213 | 44.4616 | 11.3083 |  |  |  | 1.1578 | 2.3157 | 0.38595
12 | 2040 | 2040-12-27 | 0.38355 | 2.3914 | 3.8355 | 23.9137 | 23 | 19.0026 | 43.7386 | 11.2381 |  |  |  | 1.1507 | 2.3013 | 0.38355
12 | 2040 | 2040-12-28 | 0.3848 | 2.3953 | 3.848 | 23.9534 | 24 | 19.0645 | 44.3295 | 11.2747 |  |  |  | 1.1544 | 2.3088 | 0.3848
12 | 2040 | 2040-12-29 | 0.36887 | 2.2755 | 3.6887 | 22.7549 | 23 | 18.2751 | 42.0641 | 10.8079 |  |  |  | 1.1066 | 2.2132 | 0.36887
12 | 2040 | 2040-12-30 | 0.36055 | 2.2301 | 3.6055 | 22.3011 | 21 | 17.8631 | 40.3004 | 10.5642 |  |  |  | 1.0817 | 2.1633 | 0.36055
12 | 2040 | 2040-12-31 | 0.37171 | 2.3071 | 3.7171 | 23.0707 | 20 | 18.4158 | 41.1393 | 10.891 |  |  |  | 1.1151 | 2.2302 | 0.37171
1 | 2041 | 2041-01-01 | 0.4075 | 2.5291 | 4.075 | 25.291 | 21 | 20.1892 | 45.5482 | 11.9398 |  |  |  | 1.2225 | 2.445 | 0.4075
1 | 2041 | 2041-01-02 | 0.4058 | 2.5238 | 4.058 | 25.2382 | 21 | 20.105 | 45.3584 | 11.8901 |  |  |  | 1.2174 | 2.4348 | 0.4058
1 | 2041 | 2041-01-03 | 0.39968 | 2.4842 | 3.9968 | 24.8416 | 21 | 19.8017 | 44.6741 | 11.7107 |  |  |  | 1.199 | 2.3981 | 0.39968
1 | 2041 | 2041-01-04 | 0.40325 | 2.5061 | 4.0325 | 25.0608 | 23 | 19.9782 | 45.9843 | 11.8151 |  |  |  | 1.2097 | 2.4195 | 0.40325
1 | 2041 | 2041-01-05 | 0.39388 | 2.4425 | 3.9388 | 24.4246 | 23 | 19.5144 | 44.9167 | 11.5408 |  |  |  | 1.1817 | 2.3633 | 0.39388
1 | 2041 | 2041-01-06 | 0.39788 | 2.4653 | 3.9788 | 24.6532 | 23 | 19.7122 | 45.3719 | 11.6577 |  |  |  | 1.1936 | 2.3873 | 0.39788
1 | 2041 | 2041-01-07 | 0.41249 | 2.5467 | 4.1249 | 25.4667 | 23 | 20.4363 | 47.0387 | 12.086 |  |  |  | 1.2375 | 2.4749 | 0.41249
1 | 2041 | 2041-01-08 | 0.40983 | 2.5318 | 4.0983 | 25.3181 | 24 | 20.3047 | 47.2134 | 12.0082 |  |  |  | 1.2295 | 2.459 | 0.40983
1 | 2041 | 2041-01-09 | 0.41857 | 2.5791 | 4.1857 | 25.7907 | 25 | 20.7375 | 48.7175 | 12.2641 |  |  |  | 1.2557 | 2.5114 | 0.41857
1 | 2041 | 2041-01-10 | 0.41892 | 2.5725 | 4.1892 | 25.725 | 26 | 32.6147 | 49.2671 | 24.5487 |  |  |  | 1.2568 | 2.5135 | 0.41892
1 | 2041 | 2041-01-11 | 0.41074 | 2.5212 | 4.1074 | 25.2124 | 25 | 20.3497 | 47.8065 | 12.0347 |  |  |  | 1.2322 | 2.4645 | 0.41074
1 | 2041 | 2041-01-12 | 0.40529 | 2.4835 | 4.0529 | 24.8352 | 25 | 20.0797 | 47.1722 | 11.8751 |  |  |  | 1.2159 | 2.4318 | 0.40529
1 | 2041 | 2041-01-13 | 0.4056 | 2.4883 | 4.056 | 24.8826 | 26 | 31.5775 | 47.7002 | 23.768 |  |  |  | 1.2168 | 2.4336 | 0.4056
1 | 2041 | 2041-01-14 | 0.41046 | 2.5189 | 4.1046 | 25.1886 | 27 | 14.2026 | 48.7806 | 6.0132 |  |  |  | 0.82091 | 3.0784 | 0.20523
1 | 2041 | 2041-01-15 | 0.40803 | 2.5091 | 4.0803 | 25.0909 | 23 | 20.2155 | 46.5304 | 11.9554 |  |  |  | 1.2241 | 2.4482 | 0.40803
1 | 2041 | 2041-01-16 | 0.40345 | 2.4774 | 4.0345 | 24.7744 | 24 | 19.9881 | 46.4773 | 11.8209 |  |  |  | 1.2103 | 2.4207 | 0.40345
1 | 2041 | 2041-01-17 | 0.40734 | 2.4993 | 4.0734 | 24.9927 | 23 | 20.1811 | 46.4512 | 11.9351 |  |  |  | 1.222 | 2.444 | 0.40734
1 | 2041 | 2041-01-18 | 0.40111 | 2.4621 | 4.0111 | 24.6211 | 23 | 19.8724 | 45.7407 | 11.7525 |  |  |  | 1.2033 | 2.4067 | 0.40111
1 | 2041 | 2041-01-19 | 0.38823 | 2.3761 | 3.8823 | 23.7614 | 22 | 19.2341 | 43.8281 | 11.375 |  |  |  | 1.1647 | 2.3294 | 0.38823
1 | 2041 | 2041-01-20 | 0.38662 | 2.3701 | 3.8662 | 23.7013 | 22 | 19.1544 | 43.6464 | 11.3278 |  |  |  | 1.1598 | 2.3197 | 0.38662
1 | 2041 | 2041-01-21 | 0.39759 | 2.4384 | 3.9759 | 24.3844 | 23 | 19.6982 | 45.3398 | 11.6495 |  |  |  | 1.1928 | 2.3856 | 0.39759
1 | 2041 | 2041-01-22 | 0.40099 | 2.4548 | 4.0099 | 24.5482 | 23 | 19.8667 | 45.7276 | 11.7491 |  |  |  | 1.203 | 2.406 | 0.40099
1 | 2041 | 2041-01-23 | 0.39802 | 2.4379 | 3.9802 | 24.3794 | 22 | 19.7194 | 44.9339 | 11.662 |  |  |  | 1.1941 | 2.3881 | 0.39802
1 | 2041 | 2041-01-24 | 0.39042 | 2.393 | 3.9042 | 23.9302 | 21 | 19.343 | 43.6391 | 11.4394 |  |  |  | 1.1713 | 2.3425 | 0.39042
1 | 2041 | 2041-01-25 | 0.38599 | 2.3682 | 3.8599 | 23.6815 | 21 | 19.1232 | 43.1434 | 11.3094 |  |  |  | 1.158 | 2.3159 | 0.38599
1 | 2041 | 2041-01-26 | 0.3789 | 2.3122 | 3.789 | 23.1217 | 22 | 18.7723 | 42.7758 | 11.1019 |  |  |  | 1.1367 | 2.2734 | 0.3789
1 | 2041 | 2041-01-27 | 0.38083 | 2.3256 | 3.8083 | 23.2559 | 22 | 18.8676 | 42.993 | 11.1583 |  |  |  | 1.1425 | 2.285 | 0.38083
1 | 2041 | 2041-01-28 | 0.38623 | 2.3644 | 3.8623 | 23.6439 | 22 | 19.1354 | 43.6031 | 11.3166 |  |  |  | 1.1587 | 2.3174 | 0.38623
1 | 2041 | 2041-01-29 | 0.39139 | 2.3903 | 3.9139 | 23.9033 | 22 | 19.3908 | 44.1853 | 11.4677 |  |  |  | 1.1742 | 2.3483 | 0.39139
1 | 2041 | 2041-01-30 | 0.39031 | 2.3823 | 3.9031 | 23.8232 | 24 | 19.3376 | 44.9645 | 11.4362 |  |  |  | 1.1709 | 2.3419 | 0.39031
1 | 2041 | 2041-01-31 | 0.38738 | 2.3576 | 3.8738 | 23.5758 | 24 | 19.1921 | 44.6262 | 11.3501 |  |  |  | 1.1621 | 2.3243 | 0.38738
2 | 2041 | 2041-02-01 | 0.38489 | 2.3837 | 3.8489 | 23.8368 | 24 | 19.0689 | 44.3397 | 11.2773 |  |  |  | 1.1547 | 2.3093 | 0.38489
2 | 2041 | 2041-02-02 | 0.3754 | 2.3198 | 3.754 | 23.1984 | 22 | 18.5989 | 42.3807 | 10.9994 |  |  |  | 1.1262 | 2.2524 | 0.3754
2 | 2041 | 2041-02-03 | 0.37309 | 2.3059 | 3.7309 | 23.0593 | 21 | 18.4844 | 41.702 | 10.9316 |  |  |  | 1.1193 | 2.2386 | 0.37309
2 | 2041 | 2041-02-04 | 0.37521 | 2.3235 | 3.7521 | 23.235 | 21 | 18.5893 | 41.9387 | 10.9937 |  |  |  | 1.1256 | 2.2513 | 0.37521
2 | 2041 | 2041-02-05 | 0.36931 | 2.2892 | 3.6931 | 22.8921 | 20 | 18.297 | 40.8741 | 10.8208 |  |  |  | 1.1079 | 2.2159 | 0.36931
2 | 2041 | 2041-02-06 | 0.36605 | 2.2689 | 3.6605 | 22.6892 | 19 | 18.1354 | 40.119 | 10.7252 |  |  |  | 1.0981 | 2.1963 | 0.36605
2 | 2041 | 2041-02-07 | 0.3647 | 2.26 | 3.647 | 22.6 | 19 | 18.0686 | 39.9712 | 10.6857 |  |  |  | 1.0941 | 2.1882 | 0.3647
2 | 2041 | 2041-02-08 | 0.35896 | 2.2266 | 3.5896 | 22.2658 | 18 | 17.7844 | 38.9638 | 10.5177 |  |  |  | 1.0769 | 2.1538 | 0.35896
2 | 2041 | 2041-02-09 | 0.3398 | 2.1076 | 3.398 | 21.0761 | 17 | 16.8348 | 36.5314 | 9.956 |  |  |  | 1.0194 | 2.0388 | 0.3398
2 | 2041 | 2041-02-10 | 0.3414 | 2.1167 | 3.414 | 21.1667 | 18 | 16.9143 | 37.0575 | 10.0031 |  |  |  | 1.0242 | 2.0484 | 0.3414
2 | 2041 | 2041-02-11 | 0.34377 | 2.1385 | 3.4377 | 21.3847 | 17 | 17.0318 | 36.959 | 10.0726 |  |  |  | 1.0313 | 2.0626 | 0.34377
2 | 2041 | 2041-02-12 | 0.34295 | 2.1325 | 3.4295 | 21.325 | 16 | 16.9909 | 36.5219 | 10.0484 |  |  |  | 1.0288 | 2.0577 | 0.34295
2 | 2041 | 2041-02-13 | 0.33537 | 2.0879 | 3.3537 | 20.8786 | 17 | 16.6155 | 36.0556 | 9.8264 |  |  |  | 1.0061 | 2.0122 | 0.33537
2 | 2041 | 2041-02-14 | 0.33811 | 2.103 | 3.3811 | 21.0299 | 17 | 16.7513 | 36.3502 | 9.9067 |  |  |  | 1.0143 | 2.0287 | 0.33811
2 | 2041 | 2041-02-15 | 0.33718 | 2.0975 | 3.3718 | 20.975 | 20 | 16.7049 | 37.3175 | 9.8793 |  |  |  | 1.0115 | 2.0231 | 0.33718
2 | 2041 | 2041-02-16 | 0.32691 | 2.0279 | 3.2691 | 20.2793 | 19 | 16.1961 | 35.8289 | 9.5783 |  |  |  | 0.98072 | 1.9614 | 0.32691
2 | 2041 | 2041-02-17 | 0.32718 | 2.0289 | 3.2718 | 20.2888 | 19 | 16.2097 | 35.8591 | 9.5864 |  |  |  | 0.98154 | 1.9631 | 0.32718
2 | 2041 | 2041-02-18 | 0.33243 | 2.0666 | 3.3243 | 20.6665 | 20 | 16.4697 | 36.7921 | 9.7402 |  |  |  | 0.99729 | 1.9946 | 0.33243
2 | 2041 | 2041-02-19 | 0.32705 | 2.0353 | 3.2705 | 20.3529 | 19 | 16.2033 | 35.8449 | 9.5826 |  |  |  | 0.98115 | 1.9623 | 0.32705
2 | 2041 | 2041-02-20 | 0.32199 | 2.0056 | 3.2199 | 20.0555 | 18 | 15.9527 | 34.9507 | 9.4344 |  |  |  | 0.96598 | 1.932 | 0.32199
2 | 2041 | 2041-02-21 | 0.31917 | 1.9885 | 3.1917 | 19.8852 | 18 | 15.8128 | 34.6441 | 9.3516 |  |  |  | 0.95751 | 1.915 | 0.31917
2 | 2041 | 2041-02-22 | 0.31556 | 1.9657 | 3.1556 | 19.6566 | 18 | 15.6341 | 34.2527 | 9.246 |  |  |  | 0.94669 | 1.8934 | 0.31556
2 | 2041 | 2041-02-23 | 0.30144 | 1.8768 | 3.0144 | 18.768 | 16 | 14.9343 | 32.1013 | 8.8321 |  |  |  | 0.90431 | 1.8086 | 0.30144
2 | 2041 | 2041-02-24 | 0.29511 | 1.84 | 2.9511 | 18.3995 | 15 | 14.6206 | 31.1329 | 8.6466 |  |  |  | 0.88532 | 1.7706 | 0.29511
2 | 2041 | 2041-02-25 | 0.30273 | 1.89 | 3.0273 | 18.9003 | 13 | 14.9986 | 31.3508 | 8.8701 |  |  |  | 0.9082 | 1.8164 | 0.30273
2 | 2041 | 2041-02-26 | 0.29073 | 1.8228 | 2.9073 | 18.2285 | 12 | 14.404 | 29.9417 | 8.5185 |  |  |  | 0.8722 | 1.7444 | 0.29073
2 | 2041 | 2041-02-27 | 0.29081 | 1.8213 | 2.9081 | 18.2127 | 13 | 14.4076 | 30.1155 | 8.5206 |  |  |  | 0.87242 | 1.7448 | 0.29081
2 | 2041 | 2041-02-28 | 0.29337 | 1.835 | 2.9337 | 18.3498 | 14 | 14.5344 | 30.6623 | 8.5956 |  |  |  | 0.8801 | 1.7602 | 0.29337
3 | 2041 | 2041-03-01 | 0.30316 | 1.9582 | 3.0316 | 19.582 | 15 | 15.0195 | 31.9822 | 8.8825 |  |  |  | 0.90947 | 1.8189 | 0.30316
3 | 2041 | 2041-03-02 | 0.28935 | 1.8669 | 2.8935 | 18.6686 | 15 | 14.3356 | 30.5259 | 8.478 |  |  |  | 0.86806 | 1.7361 | 0.28935
3 | 2041 | 2041-03-03 | 0.28634 | 1.8482 | 2.8634 | 18.4817 | 14 | 14.1865 | 29.9282 | 8.3898 |  |  |  | 0.85903 | 1.7181 | 0.28634
3 | 2041 | 2041-03-04 | 0.28793 | 1.8627 | 2.8793 | 18.6273 | 13 | 14.2651 | 29.8178 | 8.4364 |  |  |  | 0.86379 | 1.7276 | 0.28793
3 | 2041 | 2041-03-05 | 0.28294 | 1.8313 | 2.8294 | 18.3127 | 13 | 14.0178 | 29.3008 | 8.2901 |  |  |  | 0.84882 | 1.6976 | 0.28294
3 | 2041 | 2041-03-06 | 0.28515 | 1.8463 | 2.8515 | 18.4627 | 12 | 14.1272 | 29.3663 | 8.3548 |  |  |  | 0.85544 | 1.7109 | 0.28515
3 | 2041 | 2041-03-07 | 0.28271 | 1.8315 | 2.8271 | 18.3147 | 14 | 14.0067 | 29.549 | 8.2835 |  |  |  | 0.84814 | 1.6963 | 0.28271
3 | 2041 | 2041-03-08 | 0.27536 | 1.7849 | 2.7536 | 17.849 | 13 | 13.6421 | 28.5155 | 8.0679 |  |  |  | 0.82607 | 1.6521 | 0.27536
3 | 2041 | 2041-03-09 | 0.2693 | 1.7432 | 2.693 | 17.4324 | 12 | 13.3421 | 27.7343 | 7.8905 |  |  |  | 0.8079 | 1.6158 | 0.2693
3 | 2041 | 2041-03-10 | 0.26364 | 1.7074 | 2.6364 | 17.0741 | 12 | 13.0617 | 27.1515 | 7.7247 |  |  |  | 0.79092 | 1.5818 | 0.26364
3 | 2041 | 2041-03-11 | 0.26215 | 1.702 | 2.6215 | 17.0198 | 11 | 29.3065 | 26.8502 | 7.6811 |  |  |  | 2.0972 | 0.26215 | 0.26215
3 | 2041 | 2041-03-12 | 0.25987 | 1.6879 | 2.5987 | 16.879 | 10 | 29.0515 | 26.4712 | 7.6143 |  |  |  | 2.079 | 0.25987 | 0.25987
3 | 2041 | 2041-03-13 | 0.25654 | 1.667 | 2.5654 | 16.6704 | 9 | 28.6786 | 25.9895 | 7.5166 |  |  |  | 2.0523 | 0.25654 | 0.25654
3 | 2041 | 2041-03-14 | 0.25124 | 1.6334 | 2.5124 | 16.3344 | 10 | 28.0862 | 25.5917 | 7.3613 |  |  |  | 2.0099 | 0.25124 | 0.25124
3 | 2041 | 2041-03-15 | 0.25119 | 1.6337 | 2.5119 | 16.3366 | 11 | 28.0807 | 25.7272 | 7.3599 |  |  |  | 2.0095 | 0.25119 | 0.25119
3 | 2041 | 2041-03-16 | 0.23727 | 1.5414 | 2.3727 | 15.4138 | 11 | 26.525 | 24.3019 | 6.9521 |  |  |  | 1.8982 | 0.23727 | 0.23727
3 | 2041 | 2041-03-17 | 0.23178 | 1.5066 | 2.3178 | 15.0657 | 10 | 25.9109 | 23.6096 | 6.7912 |  |  |  | 1.8542 | 0.23178 | 0.23178
3 | 2041 | 2041-03-18 | 0.23337 | 1.5206 | 2.3337 | 15.206 | 9 | 26.0889 | 23.6426 | 6.8378 |  |  |  | 1.867 | 0.23337 | 0.23337
3 | 2041 | 2041-03-19 | 0.23003 | 1.4996 | 2.3003 | 14.996 | 10 | 25.7149 | 23.431 | 6.7398 |  |  |  | 1.8402 | 0.23003 | 0.23003
3 | 2041 | 2041-03-20 | 0.2304 | 1.5023 | 2.304 | 15.0233 | 11 | 25.7569 | 23.5982 | 6.7508 |  |  |  | 1.8432 | 0.2304 | 0.2304
3 | 2041 | 2041-03-21 | 0.23069 | 1.5047 | 2.3069 | 15.0466 | 11 | 25.789 | 23.6275 | 6.7592 |  |  |  | 1.8455 | 0.23069 | 0.23069
3 | 2041 | 2041-03-22 | 0.2326 | 1.5173 | 2.326 | 15.1727 | 11 | 26.0025 | 23.8232 | 6.8152 |  |  |  | 1.8608 | 0.2326 | 0.2326
3 | 2041 | 2041-03-23 | 0.2153 | 1.403 | 2.153 | 14.0298 | 10 | 24.0688 | 21.9311 | 6.3084 |  |  |  | 1.7224 | 0.2153 | 0.2153
3 | 2041 | 2041-03-24 | 0.21283 | 1.3874 | 2.1283 | 13.8738 | 10 | 23.7925 | 21.6793 | 6.2359 |  |  |  | 1.7026 | 0.21283 | 0.21283
3 | 2041 | 2041-03-25 | 0.21583 | 1.4104 | 2.1583 | 14.1038 | 10 | 24.1279 | 21.9849 | 6.3238 |  |  |  | 1.7266 | 0.21583 | 0.21583
3 | 2041 | 2041-03-26 | 0.21557 | 1.409 | 2.1557 | 14.0898 | 10 | 24.0985 | 21.9582 | 6.3161 |  |  |  | 1.7245 | 0.21557 | 0.21557
3 | 2041 | 2041-03-27 | 0.21569 | 1.4099 | 2.1569 | 14.0987 | 9 | 24.1123 | 21.8514 | 6.3198 |  |  |  | 1.7255 | 0.21569 | 0.21569
3 | 2041 | 2041-03-28 | 0.2069 | 1.3534 | 2.069 | 13.5337 | 9 | 23.1293 | 20.9605 | 6.0621 |  |  |  | 1.6552 | 0.2069 | 0.2069
3 | 2041 | 2041-03-29 | 0.20351 | 1.3319 | 2.0351 | 13.3187 | 8 | 22.7507 | 20.5061 | 5.9629 |  |  |  | 1.6281 | 0.20351 | 0.20351
3 | 2041 | 2041-03-30 | 0.19653 | 1.2838 | 1.9653 | 12.8381 | 9 | 21.9704 | 19.9104 | 5.7584 |  |  |  | 1.5723 | 0.19653 | 0.19653
3 | 2041 | 2041-03-31 | 0.19216 | 1.2559 | 1.9216 | 12.5589 | 9 | 21.4822 | 19.4679 | 5.6304 |  |  |  | 1.5373 | 0.19216 | 0.19216
4 | 2041 | 2041-04-01 | 0.19259 | 1.2277 | 1.9259 | 12.277 | 9 | 21.5293 | 19.5106 | 5.6428 |  |  |  | 1.5407 | 0.19259 | 0.19259
4 | 2041 | 2041-04-02 | 0.17932 | 1.1496 | 1.7932 | 11.4958 | 7 | 20.0462 | 17.9713 | 5.254 |  |  |  | 1.4346 | 0.17932 | 0.17932
4 | 2041 | 2041-04-03 | 0.17685 | 1.1334 | 1.7685 | 11.3336 | 7 | 19.7703 | 17.7239 | 5.1817 |  |  |  | 1.4148 | 0.17685 | 0.17685
4 | 2041 | 2041-04-04 | 0.17257 | 1.1073 | 1.7257 | 11.0734 | 8 | 19.2915 | 17.3881 | 5.0562 |  |  |  | 1.3805 | 0.17257 | 0.17257
4 | 2041 | 2041-04-05 | 0.17347 | 1.111 | 1.7347 | 11.1104 | 9 | 19.3927 | 17.5744 | 5.0828 |  |  |  | 1.3878 | 0.17347 | 0.17347
4 | 2041 | 2041-04-06 | 0.16448 | 1.0494 | 1.6448 | 10.4944 | 9 | 18.3873 | 16.6632 | 4.8193 |  |  |  | 1.3158 | 0.16448 | 0.16448
4 | 2041 | 2041-04-07 | 0.16204 | 1.0346 | 1.6204 | 10.346 | 9 | 18.1141 | 16.4156 | 4.7476 |  |  |  | 1.2963 | 0.16204 | 0.16204
4 | 2041 | 2041-04-08 | 0.16004 | 1.0298 | 1.6004 | 10.2976 | 7 | 17.891 | 16.0392 | 4.6892 |  |  |  | 1.2803 | 0.16004 | 0.16004
4 | 2041 | 2041-04-09 | 0.15811 | 1.0171 | 1.5811 | 10.1711 | 8 | 17.6749 | 15.931 | 4.6325 |  |  |  | 1.2649 | 0.15811 | 0.15811
4 | 2041 | 2041-04-10 | 0.15384 | 0.99156 | 1.5384 | 9.9156 | 7 | 17.1978 | 15.4178 | 4.5075 |  |  |  | 1.2307 | 0.15384 | 0.15384
4 | 2041 | 2041-04-11 | 0.15678 | 1.0069 | 1.5678 | 10.0693 | 7 | 17.5265 | 15.7124 | 4.5936 |  |  |  | 1.2542 | 0.15678 | 0.15678
4 | 2041 | 2041-04-12 | 0.15347 | 0.98575 | 1.5347 | 9.8575 | 7 | 17.1563 | 15.3806 | 4.4966 |  |  |  | 1.2277 | 0.15347 | 0.15347
4 | 2041 | 2041-04-13 | 0.14342 | 0.91905 | 1.4342 | 9.1905 | 7 | 16.0328 | 14.3733 | 4.2021 |  |  |  | 1.1473 | 0.14342 | 0.14342
4 | 2041 | 2041-04-14 | 0.13799 | 0.88644 | 1.3799 | 8.8644 | 6 | 15.4256 | 13.755 | 4.043 |  |  |  | 1.1039 | 0.13799 | 0.13799
4 | 2041 | 2041-04-15 | 0.14226 | 0.91699 | 1.4226 | 9.1699 | 6 | 15.9035 | 14.1812 | 4.1683 |  |  |  | 1.1381 | 0.14226 | 0.14226
4 | 2041 | 2041-04-16 | 0.13748 | 0.8888 | 1.3748 | 8.888 | 6 | 15.3689 | 13.7045 | 4.0281 |  |  |  | 1.0998 | 0.13748 | 0.13748
4 | 2041 | 2041-04-17 | 0.13515 | 0.87434 | 1.3515 | 8.7434 | 5 | 15.1089 | 13.401 | 3.96 |  |  |  | 1.0812 | 0.13515 | 0.13515
4 | 2041 | 2041-04-18 | 0.13252 | 0.85781 | 1.3252 | 8.5781 | 5 | 14.8147 | 13.1401 | 3.8829 |  |  |  | 1.0602 | 0.13252 | 0.13252
4 | 2041 | 2041-04-19 | 0.13328 | 0.8609 | 1.3328 | 8.609 | 6 | 14.899 | 13.2855 | 3.905 |  |  |  | 1.0662 | 0.13328 | 0.13328
4 | 2041 | 2041-04-20 | 0.12596 | 0.80941 | 1.2596 | 8.0941 | 6 | 14.0808 | 12.5558 | 3.6905 |  |  |  | 1.0077 | 0.12596 | 0.12596
4 | 2041 | 2041-04-21 | 0.1291 | 0.82663 | 1.291 | 8.2663 | 7 | 14.432 | 12.9382 | 3.7826 |  |  |  | 1.0328 | 0.1291 | 0.1291
4 | 2041 | 2041-04-22 | 0.13377 | 0.86082 | 1.3377 | 8.6082 | 7 | 14.9548 | 13.4069 | 3.9196 |  |  |  | 1.0702 | 0.13377 | 0.13377
4 | 2041 | 2041-04-23 | 0.13163 | 0.84769 | 1.3163 | 8.4769 | 6 | 14.7155 | 13.1218 | 3.8569 |  |  |  | 1.0531 | 0.13163 | 0.13163
4 | 2041 | 2041-04-24 | 0.1227 | 0.79522 | 1.227 | 7.9522 | 5 | 13.7169 | 12.1663 | 3.5952 |  |  |  | 0.98161 | 0.1227 | 0.1227
4 | 2041 | 2041-04-25 | 0.11536 | 0.75228 | 1.1536 | 7.5228 | 4 | 12.8957 | 11.3775 | 3.3799 |  |  |  | 0.92284 | 0.11536 | 0.11536
4 | 2041 | 2041-04-26 | 0.11228 | 0.73372 | 1.1228 | 7.3372 | 5 | 12.5522 | 11.1333 | 3.2899 |  |  |  | 0.89827 | 0.11228 | 0.11228
4 | 2041 | 2041-04-27 | 0.10432 | 0.67923 | 1.0432 | 6.7923 | 4 | 11.6617 | 10.2888 | 3.0565 |  |  |  | 0.83454 | 0.10432 | 0.10432
4 | 2041 | 2041-04-28 | 0.10161 | 0.66233 | 1.0161 | 6.6233 | 4 | 11.3588 | 10.0215 | 2.9771 |  |  |  | 0.81286 | 0.10161 | 0.10161
4 | 2041 | 2041-04-29 | 0.10823 | 0.70906 | 1.0823 | 7.0906 | 4 | 12.0996 | 10.6752 | 3.1713 |  |  |  | 0.86588 | 0.10823 | 0.10823
4 | 2041 | 2041-04-30 | 0.11143 | 0.72637 | 1.1143 | 7.2637 | 5 | 12.4566 | 11.0485 | 3.2648 |  |  |  | 0.89142 | 0.11143 | 0.11143
5 | 2041 | 2041-05-01 | 0.089044 | 0.61318 | 0.89044 | 6.1318 | 5 | 9.9544 | 8.8291 | 2.609 |  |  |  | 0.71236 | 0.089044 | 0.089044
5 | 2041 | 2041-05-02 | 0.086924 | 0.5995 | 0.86924 | 5.995 | 5 | 9.7172 | 8.6188 | 2.5469 |  |  |  | 0.69539 | 0.086924 | 0.086924
5 | 2041 | 2041-05-03 | 0.083518 | 0.5758 | 0.83518 | 5.758 | 5 | 9.3365 | 8.2811 | 2.4471 |  |  |  | 0.66814 | 0.083518 | 0.083518
5 | 2041 | 2041-05-04 | 0.073266 | 0.50292 | 0.73266 | 5.0292 | 4 | 8.1905 | 7.2262 | 2.1467 |  |  |  | 0.58613 | 0.073266 | 0.073266
5 | 2041 | 2041-05-05 | 0.070674 | 0.4845 | 0.70674 | 4.845 | 3 | 7.9007 | 6.9339 | 2.0708 |  |  |  | 0.56539 | 0.070674 | 0.070674
5 | 2041 | 2041-05-06 | 0.077775 | 0.53703 | 0.77775 | 5.3703 | 3 | 8.6945 | 7.6306 | 2.2788 |  |  |  | 0.6222 | 0.077775 | 0.077775
5 | 2041 | 2041-05-07 | 0.074313 | 0.51431 | 0.74313 | 5.1431 | 2 | 8.3075 | 7.2528 | 2.1774 |  |  |  | 0.59451 | 0.074313 | 0.074313
5 | 2041 | 2041-05-08 | 0.071709 | 0.49536 | 0.71709 | 4.9536 | 2 | 8.0165 | 6.9987 | 2.1011 |  |  |  | 0.57368 | 0.071709 | 0.071709
5 | 2041 | 2041-05-09 | 0.070572 | 0.48668 | 0.70572 | 4.8668 | 2 | 7.8893 | 6.8876 | 2.0678 |  |  |  | 0.56457 | 0.070572 | 0.070572
5 | 2041 | 2041-05-10 | 0.068265 | 0.47379 | 0.68265 | 4.7379 | 2 | 7.6314 | 6.6625 | 2.0002 |  |  |  | 0.54612 | 0.068265 | 0.068265
5 | 2041 | 2041-05-11 | 0.059545 | 0.41457 | 0.59545 | 4.1457 | 1 | 6.6566 | 5.7812 | 1.7447 |  |  |  | 0.47636 | 0.059545 | 0.059545
5 | 2041 | 2041-05-12 | 0.059127 | 0.41529 | 0.59127 | 4.1529 | 1 | 6.6098 | 5.7406 | 1.7324 |  |  |  | 0.47301 | 0.059127 | 0.059127
5 | 2041 | 2041-05-13 | 0.065794 | 0.4629 | 0.65794 | 4.629 | 2 | 7.3552 | 6.4213 | 1.9278 |  |  |  | 0.52635 | 0.065794 | 0.065794
5 | 2041 | 2041-05-14 | 0.064946 | 0.45978 | 0.64946 | 4.5978 | 2 | 7.2604 | 6.3386 | 1.9029 |  |  |  | 0.51957 | 0.064946 | 0.064946
5 | 2041 | 2041-05-15 | 0.0644 | 0.45657 | 0.644 | 4.5657 | 2 | 7.1993 | 6.2853 | 1.8869 |  |  |  | 0.5152 | 0.0644 | 0.0644
5 | 2041 | 2041-05-16 | 0.063996 | 0.45333 | 0.63996 | 4.5333 | 2 | 7.1542 | 6.2459 | 1.8751 |  |  |  | 0.51197 | 0.063996 | 0.063996
5 | 2041 | 2041-05-17 | 0.062422 | 0.44304 | 0.62422 | 4.4304 | 1 | 6.9782 | 6.0605 | 1.829 |  |  |  | 0.49938 | 0.062422 | 0.062422
5 | 2041 | 2041-05-18 | 0.053281 | 0.38217 | 0.53281 | 3.8217 | 0 | 5.9564 | 0 | 1.5611 |  |  |  | 0.42625 | 0.053281 | 0.053281
5 | 2041 | 2041-05-19 | 0.052585 | 0.38028 | 0.52585 | 3.8028 | 2 | 5.8785 | 5.1321 | 1.5407 |  |  |  | 0.42068 | 0.052585 | 0.052585
5 | 2041 | 2041-05-20 | 0.058475 | 0.4217 | 0.58475 | 4.217 | 1 | 6.5369 | 5.6773 | 1.7133 |  |  |  | 0.4678 | 0.058475 | 0.058475
5 | 2041 | 2041-05-21 | 0.058441 | 0.42273 | 0.58441 | 4.2273 | 1 | 6.5331 | 5.674 | 1.7123 |  |  |  | 0.46753 | 0.058441 | 0.058441
5 | 2041 | 2041-05-22 | 0.057865 | 0.41887 | 0.57865 | 4.1887 | 1 | 6.4688 | 5.6181 | 1.6954 |  |  |  | 0.46292 | 0.057865 | 0.057865
5 | 2041 | 2041-05-23 | 0.056758 | 0.41339 | 0.56758 | 4.1339 | 1 | 6.345 | 5.5106 | 1.663 |  |  |  | 0.45406 | 0.056758 | 0.056758
5 | 2041 | 2041-05-24 | 0.055631 | 0.4079 | 0.55631 | 4.079 | 1 | 6.219 | 5.4012 | 1.63 |  |  |  | 0.44505 | 0.055631 | 0.055631
5 | 2041 | 2041-05-25 | 0.047263 | 0.35215 | 0.47263 | 3.5215 | 1 | 5.2835 | 4.5887 | 1.3848 |  |  |  | 0.3781 | 0.047263 | 0.047263
5 | 2041 | 2041-05-26 | 0.047224 | 0.35238 | 0.47224 | 3.5238 | 1 | 5.2792 | 4.5849 | 1.3837 |  |  |  | 0.37779 | 0.047224 | 0.047224
5 | 2041 | 2041-05-27 | 0.054523 | 0.40714 | 0.54523 | 4.0714 | 1 | 6.0952 | 5.2936 | 1.5975 |  |  |  | 0.43619 | 0.054523 | 0.054523
5 | 2041 | 2041-05-28 | 0.054527 | 0.40894 | 0.54527 | 4.0894 | 2 | 6.0956 | 5.3216 | 1.5976 |  |  |  | 0.43621 | 0.054527 | 0.054527
5 | 2041 | 2041-05-29 | 0.052483 | 0.39465 | 0.52483 | 3.9465 | 0 | 5.8671 | 0 | 1.5377 |  |  |  | 0.41986 | 0.052483 | 0.052483
5 | 2041 | 2041-05-30 | 0.0511 | 0.38801 | 0.511 | 3.8801 | 0 | 5.7126 | 0 | 1.4972 |  |  |  | 0.4088 | 0.0511 | 0.0511
5 | 2041 | 2041-05-31 | 0.051184 | 0.38918 | 0.51184 | 3.8918 | 1 | 5.7219 | 4.9694 | 1.4997 |  |  |  | 0.40947 | 0.051184 | 0.051184
6 | 2041 | 2041-06-01 | 0.040465 | 0.32624 | 0.40465 | 3.2624 | 1 | 4.5236 | 3.9287 | 1.1856 |  |  |  | 0.32372 | 0.040465 | 0.040465
6 | 2041 | 2041-06-02 | 0.039906 | 0.32244 | 0.39906 | 3.2244 | 0 | 4.4612 | 0 | 1.1693 |  |  |  | 0.31925 | 0.039906 | 0.039906
6 | 2041 | 2041-06-03 | 0.04703 | 0.37313 | 0.4703 | 3.7313 | 1 | 5.2576 | 4.5661 | 1.378 |  |  |  | 0.37624 | 0.04703 | 0.04703
6 | 2041 | 2041-06-04 | 0.046514 | 0.3702 | 0.46514 | 3.702 | 0 | 5.1999 | 0 | 1.3629 |  |  |  | 0.37211 | 0.046514 | 0.046514
6 | 2041 | 2041-06-05 | 0.046259 | 0.36995 | 0.46259 | 3.6995 | 0 | 5.1713 | 0 | 1.3554 |  |  |  | 0.37007 | 0.046259 | 0.046259
6 | 2041 | 2041-06-06 | 0.046167 | 0.37127 | 0.46167 | 3.7127 | 0 | 5.1611 | 0 | 1.3527 |  |  |  | 0.36934 | 0.046167 | 0.046167
6 | 2041 | 2041-06-07 | 0.045947 | 0.37037 | 0.45947 | 3.7037 | 0 | 5.1364 | 0 | 1.3462 |  |  |  | 0.36757 | 0.045947 | 0.045947
6 | 2041 | 2041-06-08 | 0.038246 | 0.31908 | 0.38246 | 3.1908 | 0 | 4.2755 | 0 | 1.1206 |  |  |  | 0.30597 | 0.038246 | 0.038246
6 | 2041 | 2041-06-09 | 0.038255 | 0.3206 | 0.38255 | 3.206 | 0 | 4.2765 | 0 | 1.1209 |  |  |  | 0.30604 | 0.038255 | 0.038255
6 | 2041 | 2041-06-10 | 0.04562 | 0.37258 | 0.4562 | 3.7258 | 0 | 5.0999 | 0 | 1.3367 |  |  |  | 0.36496 | 0.04562 | 0.04562
6 | 2041 | 2041-06-11 | 0.045533 | 0.37353 | 0.45533 | 3.7353 | 0 | 5.0901 | 0 | 1.3341 |  |  |  | 0.36426 | 0.045533 | 0.045533
6 | 2041 | 2041-06-12 | 0.045504 | 0.37465 | 0.45504 | 3.7465 | 0 | 5.0869 | 0 | 1.3333 |  |  |  | 0.36403 | 0.045504 | 0.045504
6 | 2041 | 2041-06-13 | 0.045627 | 0.37704 | 0.45627 | 3.7704 | 0 | 5.1007 | 0 | 1.3369 |  |  |  | 0.36502 | 0.045627 | 0.045627
6 | 2041 | 2041-06-14 | 0.045398 | 0.37643 | 0.45398 | 3.7643 | 1 | 5.0751 | 4.4077 | 1.3302 |  |  |  | 0.36318 | 0.045398 | 0.045398
6 | 2041 | 2041-06-15 | 0.037787 | 0.32508 | 0.37787 | 3.2508 | 0 | 4.2243 | 0 | 1.1072 |  |  |  | 0.3023 | 0.037787 | 0.037787
6 | 2041 | 2041-06-16 | 0.03812 | 0.32884 | 0.3812 | 3.2884 | 0 | 4.2614 | 0 | 1.1169 |  |  |  | 0.30496 | 0.03812 | 0.03812
6 | 2041 | 2041-06-17 | 0.045667 | 0.38204 | 0.45667 | 3.8204 | 0 | 5.1052 | 0 | 1.338 |  |  |  | 0.36534 | 0.045667 | 0.045667
6 | 2041 | 2041-06-18 | 0.045482 | 0.38136 | 0.45482 | 3.8136 | 0 | 5.0844 | 0 | 1.3326 |  |  |  | 0.36385 | 0.045482 | 0.045482
6 | 2041 | 2041-06-19 | 0.045602 | 0.38345 | 0.45602 | 3.8345 | 0 | 5.0979 | 0 | 1.3362 |  |  |  | 0.36482 | 0.045602 | 0.045602
6 | 2041 | 2041-06-20 | 0.045543 | 0.38358 | 0.45543 | 3.8358 | 0 | 5.0913 | 0 | 1.3344 |  |  |  | 0.36435 | 0.045543 | 0.045543
6 | 2041 | 2041-06-21 | 0.045483 | 0.38406 | 0.45483 | 3.8406 | 0 | 5.0846 | 0 | 1.3327 |  |  |  | 0.36387 | 0.045483 | 0.045483
6 | 2041 | 2041-06-22 | 0.038165 | 0.33492 | 0.38165 | 3.3492 | 0 | 4.2665 | 0 | 1.1182 |  |  |  | 0.30532 | 0.038165 | 0.038165
6 | 2041 | 2041-06-23 | 0.038407 | 0.33748 | 0.38407 | 3.3748 | 0 | 4.2935 | 0 | 1.1253 |  |  |  | 0.30726 | 0.038407 | 0.038407
6 | 2041 | 2041-06-24 | 0.045839 | 0.3891 | 0.45839 | 3.891 | 0 | 5.1243 | 0 | 1.3431 |  |  |  | 0.36671 | 0.045839 | 0.045839
6 | 2041 | 2041-06-25 | 0.045851 | 0.38991 | 0.45851 | 3.8991 | 0 | 5.1257 | 0 | 1.3434 |  |  |  | 0.3668 | 0.045851 | 0.045851
6 | 2041 | 2041-06-26 | 0.045892 | 0.39109 | 0.45892 | 3.9109 | 0 | 5.1303 | 0 | 1.3446 |  |  |  | 0.36714 | 0.045892 | 0.045892
6 | 2041 | 2041-06-27 | 0.046168 | 0.39372 | 0.46168 | 3.9372 | 0 | 5.1612 | 0 | 1.3527 |  |  |  | 0.36934 | 0.046168 | 0.046168
6 | 2041 | 2041-06-28 | 0.046257 | 0.39473 | 0.46257 | 3.9473 | 0 | 5.1711 | 0 | 1.3553 |  |  |  | 0.37006 | 0.046257 | 0.046257
6 | 2041 | 2041-06-29 | 0.03875 | 0.34368 | 0.3875 | 3.4368 | 0 | 4.3319 | 0 | 1.1354 |  |  |  | 0.31 | 0.03875 | 0.03875
6 | 2041 | 2041-06-30 | 0.038755 | 0.34421 | 0.38755 | 3.4421 | 0 | 4.3325 | 0 | 1.1355 |  |  |  | 0.31004 | 0.038755 | 0.038755
7 | 2041 | 2041-07-01 | 0.04733 | 0.42783 | 0.4733 | 4.2783 | 0 | 5.2911 | 0 | 1.3868 |  |  |  | 0.37864 | 0.04733 | 0.04733
7 | 2041 | 2041-07-02 | 0.047666 | 0.43424 | 0.47666 | 4.3424 | 0 | 5.3286 | 0 | 1.3966 |  |  |  | 0.38133 | 0.047666 | 0.047666
7 | 2041 | 2041-07-03 | 0.047965 | 0.43994 | 0.47965 | 4.3994 | 0 | 5.362 | 0 | 1.4054 |  |  |  | 0.38372 | 0.047965 | 0.047965
7 | 2041 | 2041-07-04 | 0.047524 | 0.43031 | 0.47524 | 4.3031 | 0 | 5.3127 | 0 | 1.3924 |  |  |  | 0.38019 | 0.047524 | 0.047524
7 | 2041 | 2041-07-05 | 0.047628 | 0.43214 | 0.47628 | 4.3214 | 0 | 5.3244 | 0 | 1.3955 |  |  |  | 0.38103 | 0.047628 | 0.047628
7 | 2041 | 2041-07-06 | 0.04003 | 0.37854 | 0.4003 | 3.7854 | 0 | 4.475 | 0 | 1.1729 |  |  |  | 0.32024 | 0.04003 | 0.04003
7 | 2041 | 2041-07-07 | 0.040141 | 0.38074 | 0.40141 | 3.8074 | 0 | 4.4874 | 0 | 1.1761 |  |  |  | 0.32113 | 0.040141 | 0.040141
7 | 2041 | 2041-07-08 | 0.047581 | 0.43081 | 0.47581 | 4.3081 | 0 | 5.3191 | 0 | 1.3941 |  |  |  | 0.38064 | 0.047581 | 0.047581
7 | 2041 | 2041-07-09 | 0.047694 | 0.43336 | 0.47694 | 4.3336 | 0 | 5.3318 | 0 | 1.3974 |  |  |  | 0.38156 | 0.047694 | 0.047694
7 | 2041 | 2041-07-10 | 0.048028 | 0.44065 | 0.48028 | 4.4065 | 0 | 5.369 | 0 | 1.4072 |  |  |  | 0.38422 | 0.048028 | 0.048028
7 | 2041 | 2041-07-11 | 0.047497 | 0.43013 | 0.47497 | 4.3013 | 0 | 5.3097 | 0 | 1.3917 |  |  |  | 0.37998 | 0.047497 | 0.047497
7 | 2041 | 2041-07-12 | 0.047261 | 0.42594 | 0.47261 | 4.2594 | 0 | 5.2834 | 0 | 1.3848 |  |  |  | 0.37809 | 0.047261 | 0.047261
7 | 2041 | 2041-07-13 | 0.039895 | 0.37832 | 0.39895 | 3.7832 | 0 | 4.4598 | 0 | 1.1689 |  |  |  | 0.31916 | 0.039895 | 0.039895
7 | 2041 | 2041-07-14 | 0.039753 | 0.3765 | 0.39753 | 3.765 | 0 | 4.444 | 0 | 1.1648 |  |  |  | 0.31802 | 0.039753 | 0.039753
7 | 2041 | 2041-07-15 | 0.047402 | 0.43229 | 0.47402 | 4.3229 | 0 | 5.2991 | 0 | 1.3889 |  |  |  | 0.37921 | 0.047402 | 0.047402
7 | 2041 | 2041-07-16 | 0.047312 | 0.432 | 0.47312 | 4.32 | 0 | 5.289 | 0 | 1.3862 |  |  |  | 0.37849 | 0.047312 | 0.047312
7 | 2041 | 2041-07-17 | 0.04729 | 0.43339 | 0.4729 | 4.3339 | 0 | 5.2866 | 0 | 1.3856 |  |  |  | 0.37832 | 0.04729 | 0.04729
7 | 2041 | 2041-07-18 | 0.047104 | 0.43159 | 0.47104 | 4.3159 | 0 | 5.2658 | 0 | 1.3801 |  |  |  | 0.37683 | 0.047104 | 0.047104
7 | 2041 | 2041-07-19 | 0.046811 | 0.42781 | 0.46811 | 4.2781 | 0 | 5.233 | 0 | 1.3715 |  |  |  | 0.37448 | 0.046811 | 0.046811
7 | 2041 | 2041-07-20 | 0.039011 | 0.37284 | 0.39011 | 3.7284 | 0 | 4.361 | 0 | 1.143 |  |  |  | 0.31209 | 0.039011 | 0.039011
7 | 2041 | 2041-07-21 | 0.038679 | 0.36877 | 0.38679 | 3.6877 | 0 | 4.3239 | 0 | 1.1333 |  |  |  | 0.30943 | 0.038679 | 0.038679
7 | 2041 | 2041-07-22 | 0.046078 | 0.4211 | 0.46078 | 4.211 | 0 | 5.151 | 0 | 1.3501 |  |  |  | 0.36862 | 0.046078 | 0.046078
7 | 2041 | 2041-07-23 | 0.045678 | 0.41615 | 0.45678 | 4.1615 | 0 | 5.1063 | 0 | 1.3384 |  |  |  | 0.36542 | 0.045678 | 0.045678
7 | 2041 | 2041-07-24 | 0.045434 | 0.41472 | 0.45434 | 4.1472 | 0 | 5.0791 | 0 | 1.3312 |  |  |  | 0.36347 | 0.045434 | 0.045434
7 | 2041 | 2041-07-25 | 0.045142 | 0.41255 | 0.45142 | 4.1255 | 0 | 5.0465 | 0 | 1.3227 |  |  |  | 0.36114 | 0.045142 | 0.045142
7 | 2041 | 2041-07-26 | 0.04492 | 0.41209 | 0.4492 | 4.1209 | 0 | 5.0216 | 0 | 1.3161 |  |  |  | 0.35936 | 0.04492 | 0.04492
7 | 2041 | 2041-07-27 | 0.03728 | 0.36229 | 0.3728 | 3.6229 | 0 | 4.1675 | 0 | 1.0923 |  |  |  | 0.29824 | 0.03728 | 0.03728
7 | 2041 | 2041-07-28 | 0.036436 | 0.34942 | 0.36436 | 3.4942 | 0 | 4.0732 | 0 | 1.0676 |  |  |  | 0.29149 | 0.036436 | 0.036436
7 | 2041 | 2041-07-29 | 0.043736 | 0.4015 | 0.43736 | 4.015 | 0 | 4.8893 | 0 | 1.2815 |  |  |  | 0.34989 | 0.043736 | 0.043736
7 | 2041 | 2041-07-30 | 0.043386 | 0.3994 | 0.43386 | 3.994 | 0 | 4.8501 | 0 | 1.2712 |  |  |  | 0.34709 | 0.043386 | 0.043386
7 | 2041 | 2041-07-31 | 0.042961 | 0.39599 | 0.42961 | 3.9599 | 0 | 4.8027 | 0 | 1.2588 |  |  |  | 0.34369 | 0.042961 | 0.042961
8 | 2041 | 2041-08-01 | 0.030062 | 0.24388 | 0.30062 | 2.4388 | 0 | 3.3606 | 0 | 0.88081 |  |  |  | 0.24049 | 0.030062 | 0.030062
8 | 2041 | 2041-08-02 | 0.028493 | 0.22875 | 0.28493 | 2.2875 | 0 | 3.1852 | 0 | 0.83483 |  |  |  | 0.22794 | 0.028493 | 0.028493
8 | 2041 | 2041-08-03 | 0.02283 | 0.19845 | 0.2283 | 1.9845 | 0 | 2.5522 | 0 | 0.66892 |  |  |  | 0.18264 | 0.02283 | 0.02283
8 | 2041 | 2041-08-04 | 0.021618 | 0.18727 | 0.21618 | 1.8727 | 0 | 2.4167 | 0 | 0.6334 |  |  |  | 0.17294 | 0.021618 | 0.021618
8 | 2041 | 2041-08-05 | 0.027911 | 0.22771 | 0.27911 | 2.2771 | 0 | 3.1202 | 0 | 0.81779 |  |  |  | 0.22329 | 0.027911 | 0.027911
8 | 2041 | 2041-08-06 | 0.027633 | 0.22661 | 0.27633 | 2.2661 | 0 | 3.0891 | 0 | 0.80964 |  |  |  | 0.22106 | 0.027633 | 0.027633
8 | 2041 | 2041-08-07 | 0.027346 | 0.2255 | 0.27346 | 2.255 | 0 | 3.0571 | 0 | 0.80125 |  |  |  | 0.21877 | 0.027346 | 0.027346
8 | 2041 | 2041-08-08 | 0.027053 | 0.22438 | 0.27053 | 2.2438 | 0 | 3.0243 | 0 | 0.79265 |  |  |  | 0.21642 | 0.027053 | 0.027053
8 | 2041 | 2041-08-09 | 0.026563 | 0.22125 | 0.26563 | 2.2125 | 0 | 2.9695 | 0 | 0.77829 |  |  |  | 0.2125 | 0.026563 | 0.026563
8 | 2041 | 2041-08-10 | 0.018934 | 0.17053 | 0.18934 | 1.7053 | 0 | 2.1167 | 0 | 0.55477 |  |  |  | 0.15147 | 0.018934 | 0.018934
8 | 2041 | 2041-08-11 | 0.018247 | 0.16541 | 0.18247 | 1.6541 | 0 | 2.0398 | 0 | 0.53463 |  |  |  | 0.14597 | 0.018247 | 0.018247
8 | 2041 | 2041-08-12 | 0.025647 | 0.21809 | 0.25647 | 2.1809 | 0 | 2.8671 | 0 | 0.75146 |  |  |  | 0.20518 | 0.025647 | 0.025647
8 | 2041 | 2041-08-13 | 0.02515 | 0.21511 | 0.2515 | 2.1511 | 0 | 2.8116 | 0 | 0.7369 |  |  |  | 0.2012 | 0.02515 | 0.02515
8 | 2041 | 2041-08-14 | 0.023701 | 0.20205 | 0.23701 | 2.0205 | 0 | 2.6496 | 0 | 0.69445 |  |  |  | 0.18961 | 0.023701 | 0.023701
8 | 2041 | 2041-08-15 | 0.023402 | 0.20126 | 0.23402 | 2.0126 | 0 | 2.6161 | 0 | 0.68567 |  |  |  | 0.18721 | 0.023402 | 0.023402
8 | 2041 | 2041-08-16 | 0.02349 | 0.20463 | 0.2349 | 2.0463 | 0 | 2.6259 | 0 | 0.68825 |  |  |  | 0.18792 | 0.02349 | 0.02349
8 | 2041 | 2041-08-17 | 0.015878 | 0.15443 | 0.15878 | 1.5443 | 0 | 1.7751 | 0 | 0.46524 |  |  |  | 0.12703 | 0.015878 | 0.015878
8 | 2041 | 2041-08-18 | 0.015984 | 0.15805 | 0.15984 | 1.5805 | 0 | 1.7869 | 0 | 0.46833 |  |  |  | 0.12787 | 0.015984 | 0.015984
8 | 2041 | 2041-08-19 | 0.020563 | 0.18098 | 0.20563 | 1.8098 | 0 | 2.2988 | 0 | 0.6025 |  |  |  | 0.16451 | 0.020563 | 0.020563
8 | 2041 | 2041-08-20 | 0.021648 | 0.19505 | 0.21648 | 1.9505 | 0 | 2.4201 | 0 | 0.6343 |  |  |  | 0.17319 | 0.021648 | 0.021648
8 | 2041 | 2041-08-21 | 0.019122 | 0.17071 | 0.19122 | 1.7071 | 0 | 2.1377 | 0 | 0.56028 |  |  |  | 0.15298 | 0.019122 | 0.019122
8 | 2041 | 2041-08-22 | 0.021767 | 0.20138 | 0.21767 | 2.0138 | 0 | 2.4334 | 0 | 0.63779 |  |  |  | 0.17414 | 0.021767 | 0.021767
8 | 2041 | 2041-08-23 | 0.021187 | 0.19774 | 0.21187 | 1.9774 | 0 | 2.3685 | 0 | 0.62078 |  |  |  | 0.1695 | 0.021187 | 0.021187
8 | 2041 | 2041-08-24 | 0.01044 | 0.11423 | 0.1044 | 1.1423 | 0 | 1.167 | 0 | 0.30588 |  |  |  | 0.083517 | 0.01044 | 0.01044
8 | 2041 | 2041-08-25 | 0.012386 | 0.13743 | 0.12386 | 1.3743 | 0 | 1.3847 | 0 | 0.36292 |  |  |  | 0.09909 | 0.012386 | 0.012386
8 | 2041 | 2041-08-26 | 0.020157 | 0.19425 | 0.20157 | 1.9425 | 0 | 2.2534 | 0 | 0.5906 |  |  |  | 0.16126 | 0.020157 | 0.020157
8 | 2041 | 2041-08-27 | 0.019294 | 0.1875 | 0.19294 | 1.875 | 0 | 2.1569 | 0 | 0.56531 |  |  |  | 0.15435 | 0.019294 | 0.019294
8 | 2041 | 2041-08-28 | 0.018842 | 0.18507 | 0.18842 | 1.8507 | 0 | 2.1064 | 0 | 0.55208 |  |  |  | 0.15074 | 0.018842 | 0.018842
8 | 2041 | 2041-08-29 | 0.015369 | 0.15045 | 0.15369 | 1.5045 | 0 | 1.7181 | 0 | 0.4503 |  |  |  | 0.12295 | 0.015369 | 0.015369
8 | 2041 | 2041-08-30 | 0.018419 | 0.18516 | 0.18419 | 1.8516 | 0 | 2.0591 | 0 | 0.53969 |  |  |  | 0.14736 | 0.018419 | 0.018419
8 | 2041 | 2041-08-31 | 0.010172 | 0.12791 | 0.10172 | 1.2791 | 0 | 1.1372 | 0 | 0.29804 |  |  |  | 0.081377 | 0.010172 | 0.010172
9 | 2041 | 2041-09-01 | 0.025314 | 0.29819 | 0.25314 | 2.9819 | 0 | 2.8299 | 0 | 0.74171 |  |  |  | 0.20251 | 0.025314 | 0.025314
9 | 2041 | 2041-09-02 | 0.033631 | 0.362 | 0.33631 | 3.62 | 0 | 3.7596 | 0 | 0.98538 |  |  |  | 0.26905 | 0.033631 | 0.033631
9 | 2041 | 2041-09-03 | 0.033756 | 0.36532 | 0.33756 | 3.6532 | 0 | 3.7737 | 0 | 0.98907 |  |  |  | 0.27005 | 0.033756 | 0.033756
9 | 2041 | 2041-09-04 | 0.033033 | 0.35824 | 0.33033 | 3.5824 | 0 | 3.6928 | 0 | 0.96787 |  |  |  | 0.26426 | 0.033033 | 0.033033
9 | 2041 | 2041-09-05 | 0.032981 | 0.35921 | 0.32981 | 3.5921 | 0 | 3.687 | 0 | 0.96636 |  |  |  | 0.26385 | 0.032981 | 0.032981
9 | 2041 | 2041-09-06 | 0.033173 | 0.36335 | 0.33173 | 3.6335 | 0 | 3.7084 | 0 | 0.97197 |  |  |  | 0.26538 | 0.033173 | 0.033173
9 | 2041 | 2041-09-07 | 0.025807 | 0.31471 | 0.25807 | 3.1471 | 0 | 2.885 | 0 | 0.75615 |  |  |  | 0.20646 | 0.025807 | 0.025807
9 | 2041 | 2041-09-08 | 0.026337 | 0.32174 | 0.26337 | 3.2174 | 0 | 2.9442 | 0 | 0.77166 |  |  |  | 0.21069 | 0.026337 | 0.026337
9 | 2041 | 2041-09-09 | 0.034318 | 0.37979 | 0.34318 | 3.7979 | 0 | 3.8364 | 0 | 1.0055 |  |  |  | 0.27454 | 0.034318 | 0.034318
9 | 2041 | 2041-09-10 | 0.034838 | 0.38661 | 0.34838 | 3.8661 | 0 | 3.8945 | 0 | 1.0207 |  |  |  | 0.2787 | 0.034838 | 0.034838
9 | 2041 | 2041-09-11 | 0.034834 | 0.38693 | 0.34834 | 3.8693 | 0 | 3.8941 | 0 | 1.0206 |  |  |  | 0.27867 | 0.034834 | 0.034834
9 | 2041 | 2041-09-12 | 0.035592 | 0.39711 | 0.35592 | 3.9711 | 0 | 3.9788 | 0 | 1.0428 |  |  |  | 0.28473 | 0.035592 | 0.035592
9 | 2041 | 2041-09-13 | 0.036586 | 0.4093 | 0.36586 | 4.093 | 0 | 4.09 | 0 | 1.072 |  |  |  | 0.29269 | 0.036586 | 0.036586
9 | 2041 | 2041-09-14 | 0.028752 | 0.35244 | 0.28752 | 3.5244 | 0 | 3.2143 | 0 | 0.84245 |  |  |  | 0.23002 | 0.028752 | 0.028752
9 | 2041 | 2041-09-15 | 0.029962 | 0.36704 | 0.29962 | 3.6704 | 0 | 3.3495 | 0 | 0.87789 |  |  |  | 0.2397 | 0.029962 | 0.029962
9 | 2041 | 2041-09-16 | 0.037198 | 0.4129 | 0.37198 | 4.129 | 0 | 4.1584 | 0 | 1.0899 |  |  |  | 0.29758 | 0.037198 | 0.037198
9 | 2041 | 2041-09-17 | 0.038551 | 0.4282 | 0.38551 | 4.282 | 0 | 4.3097 | 0 | 1.1295 |  |  |  | 0.30841 | 0.038551 | 0.038551
9 | 2041 | 2041-09-18 | 0.038851 | 0.42943 | 0.38851 | 4.2943 | 0 | 4.3432 | 0 | 1.1383 |  |  |  | 0.31081 | 0.038851 | 0.038851
9 | 2041 | 2041-09-19 | 0.04116 | 0.45614 | 0.4116 | 4.5614 | 0 | 4.6013 | 0 | 1.206 |  |  |  | 0.32928 | 0.04116 | 0.04116
9 | 2041 | 2041-09-20 | 0.040821 | 0.4486 | 0.40821 | 4.486 | 0 | 4.5634 | 0 | 1.1961 |  |  |  | 0.32657 | 0.040821 | 0.040821
9 | 2041 | 2041-09-21 | 0.034695 | 0.41204 | 0.34695 | 4.1204 | 0 | 3.8785 | 0 | 1.0166 |  |  |  | 0.27756 | 0.034695 | 0.034695
9 | 2041 | 2041-09-22 | 0.037317 | 0.44145 | 0.37317 | 4.4145 | 1 | 4.1716 | 3.623 | 1.0934 |  |  |  | 0.29853 | 0.037317 | 0.037317
9 | 2041 | 2041-09-23 | 0.045227 | 0.4934 | 0.45227 | 4.934 | 1 | 5.056 | 4.3911 | 1.3252 |  |  |  | 0.36182 | 0.045227 | 0.045227
9 | 2041 | 2041-09-24 | 0.046278 | 0.50253 | 0.46278 | 5.0253 | 1 | 5.1734 | 4.4931 | 1.3559 |  |  |  | 0.37022 | 0.046278 | 0.046278
9 | 2041 | 2041-09-25 | 0.0481 | 0.52011 | 0.481 | 5.2011 | 1 | 5.3771 | 4.67 | 1.4093 |  |  |  | 0.3848 | 0.0481 | 0.0481
9 | 2041 | 2041-09-26 | 0.04998 | 0.53839 | 0.4998 | 5.3839 | 1 | 5.5874 | 4.8526 | 1.4644 |  |  |  | 0.39984 | 0.04998 | 0.04998
9 | 2041 | 2041-09-27 | 0.052814 | 0.56813 | 0.52814 | 5.6813 | 0 | 5.9042 | 0 | 1.5475 |  |  |  | 0.42251 | 0.052814 | 0.052814
9 | 2041 | 2041-09-28 | 0.048014 | 0.54534 | 0.48014 | 5.4534 | 0 | 5.3676 | 0 | 1.4068 |  |  |  | 0.38411 | 0.048014 | 0.048014
9 | 2041 | 2041-09-29 | 0.050786 | 0.57345 | 0.50786 | 5.7345 | 1 | 5.6775 | 4.9308 | 1.488 |  |  |  | 0.40629 | 0.050786 | 0.050786
9 | 2041 | 2041-09-30 | 0.057925 | 0.61233 | 0.57925 | 6.1233 | 2 | 6.4754 | 5.6533 | 1.6972 |  |  |  | 0.4634 | 0.057925 | 0.057925
10 | 2041 | 2041-10-01 | 0.057738 | 0.62397 | 0.57738 | 6.2397 | 2 | 6.4546 | 5.6351 | 1.6917 |  |  |  | 0.46191 | 0.057738 | 0.057738
10 | 2041 | 2041-10-02 | 0.060083 | 0.6415 | 0.60083 | 6.415 | 2 | 6.7167 | 5.864 | 1.7604 |  |  |  | 0.48067 | 0.060083 | 0.060083
10 | 2041 | 2041-10-03 | 0.060537 | 0.63853 | 0.60537 | 6.3853 | 2 | 6.7675 | 5.9082 | 1.7737 |  |  |  | 0.48429 | 0.060537 | 0.060537
10 | 2041 | 2041-10-04 | 0.062386 | 0.65373 | 0.62386 | 6.5373 | 2 | 6.9742 | 6.0887 | 1.8279 |  |  |  | 0.49909 | 0.062386 | 0.062386
10 | 2041 | 2041-10-05 | 0.056202 | 0.60603 | 0.56202 | 6.0603 | 2 | 6.2828 | 5.4851 | 1.6467 |  |  |  | 0.44961 | 0.056202 | 0.056202
10 | 2041 | 2041-10-06 | 0.059134 | 0.63961 | 0.59134 | 6.3961 | 2 | 6.6107 | 5.7714 | 1.7326 |  |  |  | 0.47307 | 0.059134 | 0.059134
10 | 2041 | 2041-10-07 | 0.066898 | 0.68968 | 0.66898 | 6.8968 | 2 | 7.4786 | 6.5291 | 1.9601 |  |  |  | 0.53518 | 0.066898 | 0.066898
10 | 2041 | 2041-10-08 | 0.072665 | 0.74257 | 0.72665 | 7.4257 | 2 | 8.1233 | 7.0919 | 2.1291 |  |  |  | 0.58132 | 0.072665 | 0.072665
10 | 2041 | 2041-10-09 | 0.075395 | 0.7544 | 0.75395 | 7.544 | 2 | 8.4285 | 7.3584 | 2.2091 |  |  |  | 0.60316 | 0.075395 | 0.075395
10 | 2041 | 2041-10-10 | 0.081139 | 0.81646 | 0.81139 | 8.1646 | 2 | 9.0705 | 7.9189 | 2.3774 |  |  |  | 0.64911 | 0.081139 | 0.081139
10 | 2041 | 2041-10-11 | 0.082705 | 0.82546 | 0.82705 | 8.2546 | 2 | 9.2457 | 8.0718 | 2.4233 |  |  |  | 0.66164 | 0.082705 | 0.082705
10 | 2041 | 2041-10-12 | 0.076615 | 0.77169 | 0.76615 | 7.7169 | 2 | 8.5648 | 7.4774 | 2.2448 |  |  |  | 0.61292 | 0.076615 | 0.076615
10 | 2041 | 2041-10-13 | 0.078572 | 0.79285 | 0.78572 | 7.9285 | 3 | 8.7836 | 7.7088 | 2.3022 |  |  |  | 0.62858 | 0.078572 | 0.078572
10 | 2041 | 2041-10-14 | 0.092328 | 0.90521 | 0.92328 | 9.0521 | 3 | 10.3214 | 9.0584 | 2.7052 |  |  |  | 0.73862 | 0.092328 | 0.092328
10 | 2041 | 2041-10-15 | 0.095581 | 0.93332 | 0.95581 | 9.3332 | 4 | 10.6851 | 9.4271 | 2.8005 |  |  |  | 0.76465 | 0.095581 | 0.095581
10 | 2041 | 2041-10-16 | 0.097369 | 0.94101 | 0.97369 | 9.4101 | 3 | 10.8849 | 9.5529 | 2.8529 |  |  |  | 0.77895 | 0.097369 | 0.097369
10 | 2041 | 2041-10-17 | 0.1041 | 1.0056 | 1.041 | 10.0558 | 4 | 11.6373 | 10.2673 | 3.0501 |  |  |  | 0.83279 | 0.1041 | 0.1041
10 | 2041 | 2041-10-18 | 0.10835 | 1.0435 | 1.0835 | 10.4347 | 4 | 12.1129 | 10.6868 | 3.1747 |  |  |  | 0.86682 | 0.10835 | 0.10835
10 | 2041 | 2041-10-19 | 0.10174 | 0.98268 | 1.0174 | 9.8268 | 3 | 11.374 | 9.9822 | 2.9811 |  |  |  | 0.81395 | 0.10174 | 0.10174
10 | 2041 | 2041-10-20 | 0.10294 | 0.97957 | 1.0294 | 9.7957 | 3 | 11.5081 | 10.0999 | 3.0162 |  |  |  | 0.82355 | 0.10294 | 0.10294
10 | 2041 | 2041-10-21 | 0.11634 | 1.082 | 1.1634 | 10.8195 | 4 | 13.0055 | 11.4743 | 3.4087 |  |  |  | 0.9307 | 0.11634 | 0.11634
10 | 2041 | 2041-10-22 | 0.12205 | 1.1412 | 1.2205 | 11.4125 | 4 | 13.6438 | 12.0375 | 3.576 |  |  |  | 0.97638 | 0.12205 | 0.12205
10 | 2041 | 2041-10-23 | 0.12571 | 1.1655 | 1.2571 | 11.6552 | 5 | 14.0528 | 12.4642 | 3.6832 |  |  |  | 1.0056 | 0.12571 | 0.12571
10 | 2041 | 2041-10-24 | 0.13227 | 1.2256 | 1.3227 | 12.2558 | 7 | 14.7869 | 13.2564 | 3.8756 |  |  |  | 1.0582 | 0.13227 | 0.13227
10 | 2041 | 2041-10-25 | 0.13809 | 1.2797 | 1.3809 | 12.7966 | 7 | 15.4376 | 13.8398 | 4.0462 |  |  |  | 1.1048 | 0.13809 | 0.13809
10 | 2041 | 2041-10-26 | 0.13495 | 1.2559 | 1.3495 | 12.5585 | 7 | 15.0857 | 13.5243 | 3.9539 |  |  |  | 1.0796 | 0.13495 | 0.13495
10 | 2041 | 2041-10-27 | 0.14095 | 1.3102 | 1.4095 | 13.1022 | 7 | 15.7571 | 14.1262 | 4.1299 |  |  |  | 1.1276 | 0.14095 | 0.14095
10 | 2041 | 2041-10-28 | 0.14966 | 1.3626 | 1.4966 | 13.6257 | 8 | 16.7308 | 15.0801 | 4.3851 |  |  |  | 1.1973 | 0.14966 | 0.14966
10 | 2041 | 2041-10-29 | 0.15503 | 1.4053 | 1.5503 | 14.0534 | 8 | 17.3313 | 15.6214 | 4.5425 |  |  |  | 1.2403 | 0.15503 | 0.15503
10 | 2041 | 2041-10-30 | 0.1646 | 1.4987 | 1.646 | 14.9869 | 11 | 18.4004 | 16.8582 | 4.8227 |  |  |  | 1.3168 | 0.1646 | 0.1646
10 | 2041 | 2041-10-31 | 0.16797 | 1.5234 | 1.6797 | 15.2338 | 11 | 18.777 | 17.2033 | 4.9214 |  |  |  | 1.3437 | 0.16797 | 0.16797
11 | 2041 | 2041-11-01 | 0.17483 | 1.38 | 1.7483 | 13.7999 | 10 | 19.5439 | 17.8081 | 5.1224 |  |  |  | 1.3986 | 0.17483 | 0.17483
11 | 2041 | 2041-11-02 | 0.17223 | 1.3607 | 1.7223 | 13.6073 | 11 | 19.2538 | 17.6401 | 5.0464 |  |  |  | 1.3778 | 0.17223 | 0.17223
11 | 2041 | 2041-11-03 | 0.17031 | 1.3447 | 1.7031 | 13.4473 | 9 | 19.0395 | 17.2542 | 4.9902 |  |  |  | 1.3625 | 0.17031 | 0.17031
11 | 2041 | 2041-11-04 | 0.19052 | 1.4876 | 1.9052 | 14.8762 | 11 | 21.2984 | 19.5133 | 5.5822 |  |  |  | 1.5242 | 0.19052 | 0.19052
11 | 2041 | 2041-11-05 | 0.1996 | 1.5527 | 1.996 | 15.5265 | 12 | 9.8889 | 20.5561 | 5.8483 |  |  |  | 0.5988 | 1.1976 | 0.1996
11 | 2041 | 2041-11-06 | 0.20722 | 1.6047 | 2.0722 | 16.0472 | 14 | 10.2664 | 21.6584 | 6.0715 |  |  |  | 0.62166 | 1.2433 | 0.20722
11 | 2041 | 2041-11-07 | 0.2051 | 1.5816 | 2.051 | 15.8158 | 14 | 10.1616 | 21.4373 | 6.0096 |  |  |  | 0.61531 | 1.2306 | 0.2051
11 | 2041 | 2041-11-08 | 0.20852 | 1.6026 | 2.0852 | 16.0261 | 15 | 10.331 | 21.9987 | 6.1098 |  |  |  | 0.62557 | 1.2511 | 0.20852
11 | 2041 | 2041-11-09 | 0.20923 | 1.6073 | 2.0923 | 16.0734 | 15 | 10.3659 | 22.0729 | 6.1304 |  |  |  | 0.62768 | 1.2554 | 0.20923
11 | 2041 | 2041-11-10 | 0.21573 | 1.6532 | 2.1573 | 16.5324 | 15 | 10.688 | 22.7588 | 6.3209 |  |  |  | 0.64719 | 1.2944 | 0.21573
11 | 2041 | 2041-11-11 | 0.22465 | 1.7069 | 2.2465 | 17.0692 | 13 | 11.1302 | 23.2649 | 6.5824 |  |  |  | 0.67396 | 1.3479 | 0.22465
11 | 2041 | 2041-11-12 | 0.22816 | 1.7277 | 2.2816 | 17.2768 | 14 | 11.3038 | 23.8468 | 6.685 |  |  |  | 0.68447 | 1.3689 | 0.22816
11 | 2041 | 2041-11-13 | 0.22436 | 1.6876 | 2.2436 | 16.8755 | 14 | 11.1156 | 23.4499 | 6.5737 |  |  |  | 0.67308 | 1.3462 | 0.22436
11 | 2041 | 2041-11-14 | 0.23068 | 1.7333 | 2.3068 | 17.3325 | 14 | 11.4286 | 24.1102 | 6.7588 |  |  |  | 0.69203 | 1.3841 | 0.23068
11 | 2041 | 2041-11-15 | 0.22998 | 1.7215 | 2.2998 | 17.2155 | 13 | 11.394 | 23.8164 | 6.7384 |  |  |  | 0.68994 | 1.3799 | 0.22998
11 | 2041 | 2041-11-16 | 0.22635 | 1.695 | 2.2635 | 16.95 | 11 | 25.3036 | 23.1828 | 6.632 |  |  |  | 1.8108 | 0.22635 | 0.22635
11 | 2041 | 2041-11-17 | 0.22493 | 1.673 | 2.2493 | 16.73 | 11 | 25.1447 | 23.0373 | 6.5903 |  |  |  | 1.7994 | 0.22493 | 0.22493
11 | 2041 | 2041-11-18 | 0.23853 | 1.7699 | 2.3853 | 17.699 | 10 | 26.6655 | 24.2972 | 6.9889 |  |  |  | 1.9082 | 0.23853 | 0.23853
11 | 2041 | 2041-11-19 | 0.24357 | 1.8002 | 2.4357 | 18.002 | 12 | 12.0672 | 25.0842 | 7.1365 |  |  |  | 0.7307 | 1.4614 | 0.24357
11 | 2041 | 2041-11-20 | 0.24984 | 1.8423 | 2.4984 | 18.4229 | 12 | 12.3782 | 25.7307 | 7.3205 |  |  |  | 0.74953 | 1.4991 | 0.24984
11 | 2041 | 2041-11-21 | 0.24821 | 1.8281 | 2.4821 | 18.2807 | 12 | 12.297 | 25.5619 | 7.2724 |  |  |  | 0.74462 | 1.4892 | 0.24821
11 | 2041 | 2041-11-22 | 0.25706 | 1.887 | 2.5706 | 18.8704 | 12 | 12.7357 | 26.4738 | 7.5319 |  |  |  | 0.77118 | 1.5424 | 0.25706
11 | 2041 | 2041-11-23 | 0.25347 | 1.8534 | 2.5347 | 18.5342 | 12 | 12.5577 | 26.1038 | 7.4266 |  |  |  | 0.7604 | 1.5208 | 0.25347
11 | 2041 | 2041-11-24 | 0.26156 | 1.909 | 2.6156 | 19.0896 | 14 | 12.9585 | 27.3377 | 7.6636 |  |  |  | 0.78467 | 1.5693 | 0.26156
11 | 2041 | 2041-11-25 | 0.2779 | 2.0212 | 2.779 | 20.2124 | 14 | 13.7684 | 29.0463 | 8.1426 |  |  |  | 0.83371 | 1.6674 | 0.2779
11 | 2041 | 2041-11-26 | 0.28439 | 2.0641 | 2.8439 | 20.6411 | 17 | 14.0897 | 30.5746 | 8.3326 |  |  |  | 0.85317 | 1.7063 | 0.28439
11 | 2041 | 2041-11-27 | 0.28035 | 2.0204 | 2.8035 | 20.2036 | 14 | 13.8897 | 29.3023 | 8.2144 |  |  |  | 0.84106 | 1.6821 | 0.28035
11 | 2041 | 2041-11-28 | 0.2908 | 2.0962 | 2.908 | 20.9619 | 15 | 14.4074 | 30.6789 | 8.5205 |  |  |  | 0.87241 | 1.7448 | 0.2908
11 | 2041 | 2041-11-29 | 0.30051 | 2.1665 | 3.0051 | 21.6653 | 14 | 14.8886 | 31.4095 | 8.8051 |  |  |  | 0.90154 | 1.8031 | 0.30051
11 | 2041 | 2041-11-30 | 0.29595 | 2.1288 | 2.9595 | 21.288 | 16 | 14.6625 | 31.5171 | 8.6714 |  |  |  | 0.88786 | 1.7757 | 0.29595
12 | 2041 | 2041-12-01 | 0.30754 | 2.0196 | 3.0754 | 20.1958 | 18 | 15.2366 | 33.3817 | 9.0109 |  |  |  | 0.92261 | 1.8452 | 0.30754
12 | 2041 | 2041-12-02 | 0.30767 | 2.0253 | 3.0767 | 20.2525 | 17 | 15.2433 | 33.0779 | 9.0148 |  |  |  | 0.92302 | 1.846 | 0.30767
12 | 2041 | 2041-12-03 | 0.32379 | 2.1151 | 3.2379 | 21.1512 | 19 | 16.0419 | 35.4878 | 9.4871 |  |  |  | 0.97138 | 1.9428 | 0.32379
12 | 2041 | 2041-12-04 | 0.33426 | 2.1713 | 3.3426 | 21.7126 | 21 | 16.5603 | 37.3611 | 9.7937 |  |  |  | 1.0028 | 2.0055 | 0.33426
12 | 2041 | 2041-12-05 | 0.335 | 2.1728 | 3.35 | 21.7285 | 20 | 16.5969 | 37.0761 | 9.8154 |  |  |  | 1.005 | 2.01 | 0.335
12 | 2041 | 2041-12-06 | 0.33533 | 2.17 | 3.3533 | 21.7003 | 20 | 16.6134 | 37.1131 | 9.8251 |  |  |  | 1.006 | 2.012 | 0.33533
12 | 2041 | 2041-12-07 | 0.33046 | 2.1374 | 3.3046 | 21.3742 | 20 | 16.3721 | 36.5739 | 9.6824 |  |  |  | 0.99137 | 1.9827 | 0.33046
12 | 2041 | 2041-12-08 | 0.33871 | 2.1876 | 3.3871 | 21.876 | 21 | 16.781 | 37.859 | 9.9242 |  |  |  | 1.0161 | 2.0323 | 0.33871
12 | 2041 | 2041-12-09 | 0.34797 | 2.2458 | 3.4797 | 22.4581 | 19 | 17.2396 | 38.1373 | 10.1954 |  |  |  | 1.0439 | 2.0878 | 0.34797
12 | 2041 | 2041-12-10 | 0.34074 | 2.204 | 3.4074 | 22.0403 | 19 | 16.8815 | 37.3451 | 9.9837 |  |  |  | 1.0222 | 2.0444 | 0.34074
12 | 2041 | 2041-12-11 | 0.35259 | 2.268 | 3.5259 | 22.6797 | 19 | 17.4685 | 38.6439 | 10.3309 |  |  |  | 1.0578 | 2.1155 | 0.35259
12 | 2041 | 2041-12-12 | 0.34758 | 2.2316 | 3.4758 | 22.316 | 19 | 17.2206 | 38.0953 | 10.1842 |  |  |  | 1.0428 | 2.0855 | 0.34758
12 | 2041 | 2041-12-13 | 0.35666 | 2.2773 | 3.5666 | 22.7726 | 20 | 17.6701 | 39.4736 | 10.4501 |  |  |  | 1.07 | 2.1399 | 0.35666
12 | 2041 | 2041-12-14 | 0.35153 | 2.2363 | 3.5153 | 22.3629 | 20 | 17.4161 | 38.9061 | 10.2998 |  |  |  | 1.0546 | 2.1092 | 0.35153
12 | 2041 | 2041-12-15 | 0.3591 | 2.2811 | 3.591 | 22.8113 | 21 | 17.7911 | 40.138 | 10.5216 |  |  |  | 1.0773 | 2.1546 | 0.3591
12 | 2041 | 2041-12-16 | 0.36156 | 2.2948 | 3.6156 | 22.9479 | 21 | 17.913 | 40.413 | 10.5937 |  |  |  | 1.0847 | 2.1694 | 0.36156
12 | 2041 | 2041-12-17 | 0.36719 | 2.3259 | 3.6719 | 23.259 | 21 | 18.192 | 41.0425 | 10.7587 |  |  |  | 1.1016 | 2.2032 | 0.36719
12 | 2041 | 2041-12-18 | 0.36571 | 2.3144 | 3.6571 | 23.1445 | 21 | 18.1186 | 40.8769 | 10.7153 |  |  |  | 1.0971 | 2.1943 | 0.36571
12 | 2041 | 2041-12-19 | 0.36814 | 2.3303 | 3.6814 | 23.3031 | 19 | 18.2388 | 40.3477 | 10.7864 |  |  |  | 1.1044 | 2.2088 | 0.36814
12 | 2041 | 2041-12-20 | 0.3581 | 2.2547 | 3.581 | 22.5468 | 21 | 17.7414 | 40.0259 | 10.4922 |  |  |  | 1.0743 | 2.1486 | 0.3581
12 | 2041 | 2041-12-21 | 0.48718 | 2.9449 | 4.8718 | 29.4491 | 61 | 2.2126 | 100.5311 | 4.2824 |  |  |  | 0.24359 | 4.4821 | 0.14616
12 | 2041 | 2041-12-22 | 0.36673 | 2.3049 | 3.6673 | 23.0486 | 21 | 18.1689 | 40.9904 | 10.7451 |  |  |  | 1.1002 | 2.2004 | 0.36673
12 | 2041 | 2041-12-23 | 0.37371 | 2.3425 | 3.7371 | 23.4252 | 20 | 18.515 | 41.3609 | 10.9497 |  |  |  | 1.1211 | 2.2423 | 0.37371
12 | 2041 | 2041-12-24 | 0.37977 | 2.3774 | 3.7977 | 23.774 | 21 | 18.8152 | 42.4484 | 11.1273 |  |  |  | 1.1393 | 2.2786 | 0.37977
12 | 2041 | 2041-12-25 | 0.38648 | 2.4133 | 3.8648 | 24.1328 | 22 | 19.1477 | 43.6312 | 11.3239 |  |  |  | 1.1594 | 2.3189 | 0.38648
12 | 2041 | 2041-12-26 | 0.38825 | 2.4169 | 3.8825 | 24.1689 | 22 | 19.2354 | 43.831 | 11.3758 |  |  |  | 1.1648 | 2.3295 | 0.38825
12 | 2041 | 2041-12-27 | 0.38757 | 2.4137 | 3.8757 | 24.1367 | 25 | 19.2016 | 45.1094 | 11.3558 |  |  |  | 1.1627 | 2.3254 | 0.38757
12 | 2041 | 2041-12-28 | 0.38429 | 2.382 | 3.8429 | 23.8205 | 26 | 29.9185 | 45.1942 | 22.5193 |  |  |  | 1.1529 | 2.3057 | 0.38429
12 | 2041 | 2041-12-29 | 0.37038 | 2.2843 | 3.7038 | 22.8434 | 24 | 18.3502 | 42.6687 | 10.8523 |  |  |  | 1.1112 | 2.2223 | 0.37038
12 | 2041 | 2041-12-30 | 0.37723 | 2.3317 | 3.7723 | 23.3175 | 24 | 18.6894 | 43.4574 | 11.0529 |  |  |  | 1.1317 | 2.2634 | 0.37723
12 | 2041 | 2041-12-31 | 0.3775 | 2.3389 | 3.775 | 23.3892 | 23 | 18.7027 | 43.0484 | 11.0608 |  |  |  | 1.1325 | 2.265 | 0.3775
1 | 2042 | 2042-01-01 | 0.40155 | 2.4968 | 4.0155 | 24.9683 | 23 | 19.8941 | 45.7906 | 11.7653 |  |  |  | 1.2046 | 2.4093 | 0.40155
1 | 2042 | 2042-01-02 | 0.39762 | 2.4792 | 3.9762 | 24.7922 | 23 | 19.6997 | 45.3431 | 11.6503 |  |  |  | 1.1929 | 2.3857 | 0.39762
1 | 2042 | 2042-01-03 | 0.39332 | 2.4496 | 3.9332 | 24.4961 | 21 | 19.4864 | 43.9626 | 11.5242 |  |  |  | 1.18 | 2.3599 | 0.39332
1 | 2042 | 2042-01-04 | 0.38489 | 2.3951 | 3.8489 | 23.9511 | 21 | 19.0689 | 43.0209 | 11.2773 |  |  |  | 1.1547 | 2.3094 | 0.38489
1 | 2042 | 2042-01-05 | 0.39744 | 2.4628 | 3.9744 | 24.6281 | 23 | 19.6904 | 45.3218 | 11.6449 |  |  |  | 1.1923 | 2.3846 | 0.39744
1 | 2042 | 2042-01-06 | 0.40806 | 2.5325 | 4.0806 | 25.3246 | 23 | 20.217 | 46.5339 | 11.9563 |  |  |  | 1.2242 | 2.4484 | 0.40806
1 | 2042 | 2042-01-07 | 0.40036 | 2.4802 | 4.0036 | 24.8019 | 22 | 19.8355 | 45.1985 | 11.7307 |  |  |  | 1.2011 | 2.4022 | 0.40036
1 | 2042 | 2042-01-08 | 0.39548 | 2.453 | 3.9548 | 24.5299 | 22 | 19.5936 | 44.6472 | 11.5876 |  |  |  | 1.1864 | 2.3729 | 0.39548
1 | 2042 | 2042-01-09 | 0.39705 | 2.4606 | 3.9705 | 24.6056 | 19 | 19.6713 | 43.5167 | 11.6335 |  |  |  | 1.1911 | 2.3823 | 0.39705
1 | 2042 | 2042-01-10 | 0.39742 | 2.4541 | 3.9742 | 24.5409 | 20 | 19.6896 | 43.9849 | 11.6444 |  |  |  | 1.1923 | 2.3845 | 0.39742
1 | 2042 | 2042-01-11 | 0.39342 | 2.4159 | 3.9342 | 24.159 | 21 | 19.4914 | 43.9739 | 11.5271 |  |  |  | 1.1803 | 2.3605 | 0.39342
1 | 2042 | 2042-01-12 | 0.39954 | 2.4523 | 3.9954 | 24.5231 | 22 | 19.7949 | 45.1058 | 11.7066 |  |  |  | 1.1986 | 2.3973 | 0.39954
1 | 2042 | 2042-01-13 | 0.40604 | 2.5013 | 4.0604 | 25.0132 | 23 | 20.1165 | 46.3024 | 11.8968 |  |  |  | 1.2181 | 2.4362 | 0.40604
1 | 2042 | 2042-01-14 | 0.40699 | 2.5002 | 4.0699 | 25.0025 | 24 | 20.1637 | 46.8854 | 11.9248 |  |  |  | 1.221 | 2.4419 | 0.40699
1 | 2042 | 2042-01-15 | 0.40548 | 2.4955 | 4.0548 | 24.9552 | 23 | 20.089 | 46.2392 | 11.8806 |  |  |  | 1.2164 | 2.4329 | 0.40548
1 | 2042 | 2042-01-16 | 0.40764 | 2.5013 | 4.0764 | 25.0125 | 23 | 20.1962 | 46.486 | 11.944 |  |  |  | 1.2229 | 2.4459 | 0.40764
1 | 2042 | 2042-01-17 | 0.40078 | 2.4635 | 4.0078 | 24.6349 | 22 | 19.856 | 45.2452 | 11.7428 |  |  |  | 1.2023 | 2.4047 | 0.40078
1 | 2042 | 2042-01-18 | 0.39333 | 2.4096 | 3.9333 | 24.0955 | 21 | 19.4872 | 43.9645 | 11.5247 |  |  |  | 1.18 | 2.36 | 0.39333
1 | 2042 | 2042-01-19 | 0.39158 | 2.3952 | 3.9158 | 23.9521 | 22 | 19.4001 | 44.2063 | 11.4732 |  |  |  | 1.1747 | 2.3495 | 0.39158
1 | 2042 | 2042-01-20 | 0.40109 | 2.4608 | 4.0109 | 24.6082 | 22 | 19.8714 | 45.2804 | 11.7519 |  |  |  | 1.2033 | 2.4065 | 0.40109
1 | 2042 | 2042-01-21 | 0.39603 | 2.4303 | 3.9603 | 24.3031 | 23 | 19.621 | 45.1619 | 11.6038 |  |  |  | 1.1881 | 2.3762 | 0.39603
1 | 2042 | 2042-01-22 | 0.39361 | 2.4144 | 3.9361 | 24.1443 | 21 | 19.501 | 43.9956 | 11.5328 |  |  |  | 1.1808 | 2.3617 | 0.39361
1 | 2042 | 2042-01-23 | 0.39335 | 2.4125 | 3.9335 | 24.1253 | 21 | 19.4879 | 43.966 | 11.5251 |  |  |  | 1.18 | 2.3601 | 0.39335
1 | 2042 | 2042-01-24 | 0.39295 | 2.4075 | 3.9295 | 24.0747 | 22 | 19.4681 | 44.3613 | 11.5134 |  |  |  | 1.1788 | 2.3577 | 0.39295
1 | 2042 | 2042-01-25 | 0.38505 | 2.3534 | 3.8505 | 23.5338 | 23 | 19.0769 | 43.9097 | 11.2821 |  |  |  | 1.1552 | 2.3103 | 0.38505
1 | 2042 | 2042-01-26 | 0.38415 | 2.3417 | 3.8415 | 23.4166 | 21 | 19.0323 | 42.9382 | 11.2557 |  |  |  | 1.1525 | 2.3049 | 0.38415
1 | 2042 | 2042-01-27 | 0.38507 | 2.3596 | 3.8507 | 23.5955 | 19 | 19.0779 | 42.2042 | 11.2826 |  |  |  | 1.1552 | 2.3104 | 0.38507
1 | 2042 | 2042-01-28 | 0.37714 | 2.3144 | 3.7714 | 23.1444 | 20 | 18.6847 | 41.7402 | 11.0501 |  |  |  | 1.1314 | 2.2628 | 0.37714
1 | 2042 | 2042-01-29 | 0.38231 | 2.3404 | 3.8231 | 23.4044 | 20 | 18.9408 | 42.3123 | 11.2016 |  |  |  | 1.1469 | 2.2938 | 0.38231
1 | 2042 | 2042-01-30 | 0.38349 | 2.3449 | 3.8349 | 23.4491 | 19 | 18.9994 | 42.0304 | 11.2362 |  |  |  | 1.1505 | 2.3009 | 0.38349
1 | 2042 | 2042-01-31 | 0.37922 | 2.3128 | 3.7922 | 23.1277 | 19 | 18.7877 | 41.5622 | 11.111 |  |  |  | 1.1376 | 2.2753 | 0.37922
2 | 2042 | 2042-02-01 | 0.36684 | 2.2719 | 3.6684 | 22.7193 | 18 | 18.1745 | 39.8184 | 10.7484 |  |  |  | 1.1005 | 2.201 | 0.36684
2 | 2042 | 2042-02-02 | 0.36782 | 2.2767 | 3.6782 | 22.7665 | 19 | 18.2231 | 40.3132 | 10.7771 |  |  |  | 1.1035 | 2.2069 | 0.36782
2 | 2042 | 2042-02-03 | 0.37262 | 2.312 | 3.7262 | 23.1204 | 19 | 18.4607 | 40.8387 | 10.9176 |  |  |  | 1.1178 | 2.2357 | 0.37262
2 | 2042 | 2042-02-04 | 0.36849 | 2.2852 | 3.6849 | 22.8523 | 18 | 18.2562 | 39.9974 | 10.7967 |  |  |  | 1.1055 | 2.2109 | 0.36849
2 | 2042 | 2042-02-05 | 0.36302 | 2.2534 | 3.6302 | 22.5339 | 16 | 17.9853 | 38.6593 | 10.6365 |  |  |  | 1.0891 | 2.1781 | 0.36302
2 | 2042 | 2042-02-06 | 0.35683 | 2.2163 | 3.5683 | 22.1631 | 16 | 17.6785 | 37.9998 | 10.455 |  |  |  | 1.0705 | 2.141 | 0.35683
2 | 2042 | 2042-02-07 | 0.35801 | 2.2219 | 3.5801 | 22.2187 | 16 | 17.737 | 38.1256 | 10.4896 |  |  |  | 1.074 | 2.148 | 0.35801
2 | 2042 | 2042-02-08 | 0.34603 | 2.1441 | 3.4603 | 21.4406 | 16 | 17.1433 | 36.8496 | 10.1385 |  |  |  | 1.0381 | 2.0762 | 0.34603
2 | 2042 | 2042-02-09 | 0.3453 | 2.1394 | 3.453 | 21.3938 | 17 | 17.1075 | 37.1232 | 10.1173 |  |  |  | 1.0359 | 2.0718 | 0.3453
2 | 2042 | 2042-02-10 | 0.34687 | 2.1568 | 3.4687 | 21.5682 | 17 | 17.1854 | 37.2922 | 10.1634 |  |  |  | 1.0406 | 2.0812 | 0.34687
2 | 2042 | 2042-02-11 | 0.34342 | 2.1366 | 3.4342 | 21.3662 | 16 | 17.0141 | 36.5718 | 10.0621 |  |  |  | 1.0303 | 2.0605 | 0.34342
2 | 2042 | 2042-02-12 | 0.34008 | 2.1163 | 3.4008 | 21.1626 | 16 | 16.8488 | 36.2164 | 9.9643 |  |  |  | 1.0202 | 2.0405 | 0.34008
2 | 2042 | 2042-02-13 | 0.33755 | 2.1005 | 3.3755 | 21.0054 | 16 | 16.7234 | 35.947 | 9.8902 |  |  |  | 1.0126 | 2.0253 | 0.33755
2 | 2042 | 2042-02-14 | 0.33148 | 2.0652 | 3.3148 | 20.6516 | 16 | 16.4227 | 35.3005 | 9.7123 |  |  |  | 0.99444 | 1.9889 | 0.33148
2 | 2042 | 2042-02-15 | 0.32262 | 2.0056 | 3.2262 | 20.0565 | 17 | 15.9835 | 34.6842 | 9.4526 |  |  |  | 0.96785 | 1.9357 | 0.32262
2 | 2042 | 2042-02-16 | 0.32071 | 1.9926 | 3.2071 | 19.9259 | 17 | 15.889 | 34.4791 | 9.3967 |  |  |  | 0.96212 | 1.9242 | 0.32071
2 | 2042 | 2042-02-17 | 0.33271 | 2.0693 | 3.3271 | 20.693 | 17 | 16.4834 | 35.769 | 9.7483 |  |  |  | 0.99812 | 1.9962 | 0.33271
2 | 2042 | 2042-02-18 | 0.33002 | 2.053 | 3.3002 | 20.5304 | 17 | 16.3506 | 35.4808 | 9.6697 |  |  |  | 0.99007 | 1.9801 | 0.33002
2 | 2042 | 2042-02-19 | 0.32507 | 2.0241 | 3.2507 | 20.2413 | 17 | 16.1053 | 34.9484 | 9.5246 |  |  |  | 0.97522 | 1.9504 | 0.32507
2 | 2042 | 2042-02-20 | 0.31876 | 1.9872 | 3.1876 | 19.872 | 16 | 15.7926 | 33.9461 | 9.3397 |  |  |  | 0.95628 | 1.9126 | 0.31876
2 | 2042 | 2042-02-21 | 0.31132 | 1.9437 | 3.1132 | 19.4373 | 15 | 15.424 | 32.8436 | 9.1217 |  |  |  | 0.93397 | 1.8679 | 0.31132
2 | 2042 | 2042-02-22 | 0.30189 | 1.8789 | 3.0189 | 18.7887 | 14 | 14.9565 | 31.5528 | 8.8453 |  |  |  | 0.90566 | 1.8113 | 0.30189
2 | 2042 | 2042-02-23 | 0.29696 | 1.8513 | 2.9696 | 18.5133 | 15 | 14.7126 | 31.3287 | 8.701 |  |  |  | 0.89089 | 1.7818 | 0.29696
2 | 2042 | 2042-02-24 | 0.30403 | 1.8999 | 3.0403 | 18.9987 | 15 | 15.0628 | 32.0745 | 8.9081 |  |  |  | 0.9121 | 1.8242 | 0.30403
2 | 2042 | 2042-02-25 | 0.30793 | 1.92 | 3.0793 | 19.1998 | 16 | 15.2559 | 32.7925 | 9.0223 |  |  |  | 0.92379 | 1.8476 | 0.30793
2 | 2042 | 2042-02-26 | 0.30307 | 1.8937 | 3.0307 | 18.9375 | 16 | 15.0153 | 32.2752 | 8.88 |  |  |  | 0.90921 | 1.8184 | 0.30307
2 | 2042 | 2042-02-27 | 0.30105 | 1.8802 | 3.0105 | 18.8017 | 15 | 14.915 | 31.7597 | 8.8207 |  |  |  | 0.90314 | 1.8063 | 0.30105
2 | 2042 | 2042-02-28 | 0.29563 | 1.8482 | 2.9563 | 18.4817 | 14 | 14.6467 | 30.8992 | 8.662 |  |  |  | 0.8869 | 1.7738 | 0.29563
3 | 2042 | 2042-03-01 | 0.28525 | 1.8395 | 2.8525 | 18.3953 | 15 | 14.1325 | 30.0935 | 8.3579 |  |  |  | 0.85576 | 1.7115 | 0.28525
3 | 2042 | 2042-03-02 | 0.29186 | 1.8828 | 2.9186 | 18.8276 | 15 | 14.4596 | 30.79 | 8.5514 |  |  |  | 0.87557 | 1.7511 | 0.29186
3 | 2042 | 2042-03-03 | 0.30018 | 1.9403 | 3.0018 | 19.4031 | 14 | 14.8722 | 31.375 | 8.7954 |  |  |  | 0.90055 | 1.8011 | 0.30018
3 | 2042 | 2042-03-04 | 0.2914 | 1.8848 | 2.914 | 18.8481 | 14 | 14.4368 | 30.4564 | 8.5379 |  |  |  | 0.87419 | 1.7484 | 0.2914
3 | 2042 | 2042-03-05 | 0.28402 | 1.838 | 2.8402 | 18.3803 | 13 | 14.0714 | 29.4128 | 8.3218 |  |  |  | 0.85206 | 1.7041 | 0.28402
3 | 2042 | 2042-03-06 | 0.27716 | 1.7947 | 2.7716 | 17.9472 | 12 | 13.7316 | 28.544 | 8.1208 |  |  |  | 0.83148 | 1.663 | 0.27716
3 | 2042 | 2042-03-07 | 0.27664 | 1.7922 | 2.7664 | 17.9223 | 12 | 13.7058 | 28.4904 | 8.1056 |  |  |  | 0.82992 | 1.6598 | 0.27664
3 | 2042 | 2042-03-08 | 0.26415 | 1.7094 | 2.6415 | 17.0937 | 13 | 13.0872 | 27.3555 | 7.7397 |  |  |  | 0.79246 | 1.5849 | 0.26415
3 | 2042 | 2042-03-09 | 0.26132 | 1.6918 | 2.6132 | 16.9175 | 11 | 29.2134 | 26.7649 | 7.6567 |  |  |  | 2.0906 | 0.26132 | 0.26132
3 | 2042 | 2042-03-10 | 0.26652 | 1.7291 | 2.6652 | 17.2909 | 10 | 29.7947 | 27.1484 | 7.8091 |  |  |  | 2.1322 | 0.26652 | 0.26652
3 | 2042 | 2042-03-11 | 0.26564 | 1.7242 | 2.6564 | 17.242 | 11 | 29.6956 | 27.2068 | 7.7831 |  |  |  | 2.1251 | 0.26564 | 0.26564
3 | 2042 | 2042-03-12 | 0.26527 | 1.7224 | 2.6527 | 17.2242 | 11 | 29.6542 | 27.1688 | 7.7723 |  |  |  | 2.1221 | 0.26527 | 0.26527
3 | 2042 | 2042-03-13 | 0.25525 | 1.6586 | 2.5525 | 16.5859 | 10 | 28.5344 | 26 | 7.4788 |  |  |  | 2.042 | 0.25525 | 0.25525
3 | 2042 | 2042-03-14 | 0.24804 | 1.6127 | 2.4804 | 16.1273 | 9 | 27.7287 | 25.1287 | 7.2676 |  |  |  | 1.9843 | 0.24804 | 0.24804
3 | 2042 | 2042-03-15 | 0.23761 | 1.5429 | 2.3761 | 15.4289 | 9 | 26.5629 | 24.0722 | 6.962 |  |  |  | 1.9009 | 0.23761 | 0.23761
3 | 2042 | 2042-03-16 | 0.2336 | 1.5176 | 2.336 | 15.1762 | 11 | 26.1143 | 23.9256 | 6.8445 |  |  |  | 1.8688 | 0.2336 | 0.2336
3 | 2042 | 2042-03-17 | 0.24183 | 1.5744 | 2.4183 | 15.7438 | 9 | 27.0341 | 24.4992 | 7.0855 |  |  |  | 1.9346 | 0.24183 | 0.24183
3 | 2042 | 2042-03-18 | 0.23924 | 1.5583 | 2.3924 | 15.5826 | 9 | 26.7453 | 24.2375 | 7.0099 |  |  |  | 1.914 | 0.23924 | 0.23924
3 | 2042 | 2042-03-19 | 0.23351 | 1.5219 | 2.3351 | 15.2191 | 10 | 26.1046 | 23.786 | 6.8419 |  |  |  | 1.8681 | 0.23351 | 0.23351
3 | 2042 | 2042-03-20 | 0.2315 | 1.5093 | 2.315 | 15.093 | 10 | 25.8798 | 23.5812 | 6.783 |  |  |  | 1.852 | 0.2315 | 0.2315
3 | 2042 | 2042-03-21 | 0.23274 | 1.5178 | 2.3274 | 15.1777 | 10 | 26.0184 | 23.7076 | 6.8193 |  |  |  | 1.8619 | 0.23274 | 0.23274
3 | 2042 | 2042-03-22 | 0.21902 | 1.4265 | 2.1902 | 14.2654 | 10 | 24.4845 | 22.3099 | 6.4173 |  |  |  | 1.7522 | 0.21902 | 0.21902
3 | 2042 | 2042-03-23 | 0.21353 | 1.3915 | 2.1353 | 13.9153 | 8 | 23.8712 | 21.516 | 6.2566 |  |  |  | 1.7083 | 0.21353 | 0.21353
3 | 2042 | 2042-03-24 | 0.22001 | 1.4368 | 2.2001 | 14.3679 | 9 | 24.5951 | 22.2889 | 6.4463 |  |  |  | 1.7601 | 0.22001 | 0.22001
3 | 2042 | 2042-03-25 | 0.21167 | 1.3836 | 2.1167 | 13.8358 | 8 | 23.6632 | 21.3285 | 6.202 |  |  |  | 1.6934 | 0.21167 | 0.21167
3 | 2042 | 2042-03-26 | 0.20807 | 1.3607 | 2.0807 | 13.6068 | 8 | 23.2601 | 20.9652 | 6.0964 |  |  |  | 1.6645 | 0.20807 | 0.20807
3 | 2042 | 2042-03-27 | 0.20151 | 1.3186 | 2.0151 | 13.186 | 7 | 22.5267 | 20.195 | 5.9042 |  |  |  | 1.6121 | 0.20151 | 0.20151
3 | 2042 | 2042-03-28 | 0.19939 | 1.3051 | 1.9939 | 13.0506 | 7 | 22.2904 | 19.9832 | 5.8422 |  |  |  | 1.5951 | 0.19939 | 0.19939
3 | 2042 | 2042-03-29 | 0.18706 | 1.2227 | 1.8706 | 12.2268 | 7 | 20.9112 | 18.7468 | 5.4808 |  |  |  | 1.4965 | 0.18706 | 0.18706
3 | 2042 | 2042-03-30 | 0.18902 | 1.2355 | 1.8902 | 12.3548 | 8 | 21.1309 | 19.0461 | 5.5384 |  |  |  | 1.5122 | 0.18902 | 0.18902
3 | 2042 | 2042-03-31 | 0.1998 | 1.3083 | 1.998 | 13.0831 | 8 | 22.3363 | 20.1326 | 5.8543 |  |  |  | 1.5984 | 0.1998 | 0.1998
4 | 2042 | 2042-04-01 | 0.18953 | 1.2105 | 1.8953 | 12.1053 | 9 | 21.1881 | 19.2014 | 5.5533 |  |  |  | 1.5163 | 0.18953 | 0.18953
4 | 2042 | 2042-04-02 | 0.17991 | 1.1534 | 1.7991 | 11.5337 | 7 | 20.1127 | 18.0309 | 5.2715 |  |  |  | 1.4393 | 0.17991 | 0.17991
4 | 2042 | 2042-04-03 | 0.17217 | 1.1068 | 1.7217 | 11.0682 | 7 | 19.2469 | 17.2547 | 5.0445 |  |  |  | 1.3774 | 0.17217 | 0.17217
4 | 2042 | 2042-04-04 | 0.17032 | 1.0948 | 1.7032 | 10.9477 | 6 | 19.0397 | 16.9778 | 4.9902 |  |  |  | 1.3625 | 0.17032 | 0.17032
4 | 2042 | 2042-04-05 | 0.16127 | 1.0328 | 1.6127 | 10.328 | 6 | 18.0282 | 16.0758 | 4.7251 |  |  |  | 1.2901 | 0.16127 | 0.16127
4 | 2042 | 2042-04-06 | 0.15208 | 0.97852 | 1.5208 | 9.7852 | 5 | 17.001 | 15.0792 | 4.4559 |  |  |  | 1.2166 | 0.15208 | 0.15208
4 | 2042 | 2042-04-07 | 0.15877 | 1.0246 | 1.5877 | 10.2464 | 5 | 17.7488 | 15.7425 | 4.6519 |  |  |  | 1.2701 | 0.15877 | 0.15877
4 | 2042 | 2042-04-08 | 0.15899 | 1.0241 | 1.5899 | 10.2407 | 6 | 17.7732 | 15.8484 | 4.6583 |  |  |  | 1.2719 | 0.15899 | 0.15899
4 | 2042 | 2042-04-09 | 0.1611 | 1.0347 | 1.611 | 10.347 | 8 | 18.01 | 16.2331 | 4.7204 |  |  |  | 1.2888 | 0.1611 | 0.1611
4 | 2042 | 2042-04-10 | 0.16251 | 1.0418 | 1.6251 | 10.4177 | 8 | 18.1672 | 16.3748 | 4.7616 |  |  |  | 1.3001 | 0.16251 | 0.16251
4 | 2042 | 2042-04-11 | 0.15814 | 1.0151 | 1.5814 | 10.1512 | 8 | 17.6791 | 15.9348 | 4.6336 |  |  |  | 1.2652 | 0.15814 | 0.15814
4 | 2042 | 2042-04-12 | 0.14934 | 0.95391 | 1.4934 | 9.5391 | 8 | 16.6947 | 15.0475 | 4.3756 |  |  |  | 1.1947 | 0.14934 | 0.14934
4 | 2042 | 2042-04-13 | 0.14436 | 0.92483 | 1.4436 | 9.2483 | 7 | 16.1386 | 14.4682 | 4.2299 |  |  |  | 1.1549 | 0.14436 | 0.14436
4 | 2042 | 2042-04-14 | 0.14523 | 0.93684 | 1.4523 | 9.3684 | 6 | 16.2349 | 14.4767 | 4.2551 |  |  |  | 1.1618 | 0.14523 | 0.14523
4 | 2042 | 2042-04-15 | 0.1436 | 0.92501 | 1.436 | 9.2501 | 6 | 16.0533 | 14.3148 | 4.2075 |  |  |  | 1.1488 | 0.1436 | 0.1436
4 | 2042 | 2042-04-16 | 0.13557 | 0.87812 | 1.3557 | 8.7812 | 5 | 15.1551 | 13.442 | 3.9721 |  |  |  | 1.0845 | 0.13557 | 0.13557
4 | 2042 | 2042-04-17 | 0.13567 | 0.8776 | 1.3567 | 8.776 | 6 | 15.1664 | 13.524 | 3.9751 |  |  |  | 1.0853 | 0.13567 | 0.13567
4 | 2042 | 2042-04-18 | 0.13546 | 0.87501 | 1.3546 | 8.7501 | 6 | 15.1435 | 13.5035 | 3.9691 |  |  |  | 1.0837 | 0.13546 | 0.13546
4 | 2042 | 2042-04-19 | 0.12383 | 0.79841 | 1.2383 | 7.9841 | 6 | 13.8425 | 12.3434 | 3.6281 |  |  |  | 0.9906 | 0.12383 | 0.12383
4 | 2042 | 2042-04-20 | 0.11955 | 0.77287 | 1.1955 | 7.7287 | 5 | 13.3649 | 11.8541 | 3.5029 |  |  |  | 0.95642 | 0.11955 | 0.11955
4 | 2042 | 2042-04-21 | 0.12371 | 0.80439 | 1.2371 | 8.0439 | 4 | 13.83 | 12.2018 | 3.6248 |  |  |  | 0.9897 | 0.12371 | 0.12371
4 | 2042 | 2042-04-22 | 0.12046 | 0.78452 | 1.2046 | 7.8452 | 5 | 13.4662 | 11.944 | 3.5295 |  |  |  | 0.96367 | 0.12046 | 0.12046
4 | 2042 | 2042-04-23 | 0.12358 | 0.80165 | 1.2358 | 8.0165 | 6 | 13.8155 | 12.3193 | 3.621 |  |  |  | 0.98867 | 0.12358 | 0.12358
4 | 2042 | 2042-04-24 | 0.12884 | 0.83073 | 1.2884 | 8.3073 | 6 | 14.4031 | 12.8433 | 3.775 |  |  |  | 1.0307 | 0.12884 | 0.12884
4 | 2042 | 2042-04-25 | 0.12473 | 0.80638 | 1.2473 | 8.0638 | 7 | 13.9437 | 12.5004 | 3.6546 |  |  |  | 0.99784 | 0.12473 | 0.12473
4 | 2042 | 2042-04-26 | 0.11048 | 0.71512 | 1.1048 | 7.1512 | 5 | 12.3509 | 10.9547 | 3.2371 |  |  |  | 0.88386 | 0.11048 | 0.11048
4 | 2042 | 2042-04-27 | 0.10718 | 0.69589 | 1.0718 | 6.9589 | 6 | 11.9822 | 10.6845 | 3.1405 |  |  |  | 0.85747 | 0.10718 | 0.10718
4 | 2042 | 2042-04-28 | 0.11523 | 0.74924 | 1.1523 | 7.4924 | 5 | 12.8812 | 11.4252 | 3.3761 |  |  |  | 0.92181 | 0.11523 | 0.11523
4 | 2042 | 2042-04-29 | 0.11433 | 0.74424 | 1.1433 | 7.4424 | 5 | 12.7808 | 11.3361 | 3.3498 |  |  |  | 0.91462 | 0.11433 | 0.11433
4 | 2042 | 2042-04-30 | 0.10413 | 0.68453 | 1.0413 | 6.8453 | 5 | 11.6403 | 10.3245 | 3.0509 |  |  |  | 0.833 | 0.10413 | 0.10413
5 | 2042 | 2042-05-01 | 0.087035 | 0.59652 | 0.87035 | 5.9652 | 4 | 9.7298 | 8.5843 | 2.5501 |  |  |  | 0.69628 | 0.087035 | 0.087035
5 | 2042 | 2042-05-02 | 0.084525 | 0.57976 | 0.84525 | 5.7976 | 4 | 9.4491 | 8.3367 | 2.4766 |  |  |  | 0.6762 | 0.084525 | 0.084525
5 | 2042 | 2042-05-03 | 0.074732 | 0.51336 | 0.74732 | 5.1336 | 3 | 8.3543 | 7.332 | 2.1896 |  |  |  | 0.59786 | 0.074732 | 0.074732
5 | 2042 | 2042-05-04 | 0.072366 | 0.49506 | 0.72366 | 4.9506 | 4 | 8.0899 | 7.1375 | 2.1203 |  |  |  | 0.57893 | 0.072366 | 0.072366
5 | 2042 | 2042-05-05 | 0.080191 | 0.55129 | 0.80191 | 5.5129 | 3 | 8.9646 | 7.8676 | 2.3496 |  |  |  | 0.64153 | 0.080191 | 0.080191
5 | 2042 | 2042-05-06 | 0.079385 | 0.54908 | 0.79385 | 5.4908 | 3 | 8.8745 | 7.7885 | 2.326 |  |  |  | 0.63508 | 0.079385 | 0.079385
5 | 2042 | 2042-05-07 | 0.076546 | 0.5313 | 0.76546 | 5.313 | 3 | 8.5571 | 7.51 | 2.2428 |  |  |  | 0.61237 | 0.076546 | 0.076546
5 | 2042 | 2042-05-08 | 0.075197 | 0.5223 | 0.75197 | 5.223 | 3 | 8.4063 | 7.3776 | 2.2033 |  |  |  | 0.60158 | 0.075197 | 0.075197
5 | 2042 | 2042-05-09 | 0.07291 | 0.50452 | 0.7291 | 5.0452 | 2 | 8.1507 | 7.1158 | 2.1363 |  |  |  | 0.58328 | 0.07291 | 0.07291
5 | 2042 | 2042-05-10 | 0.06333 | 0.4419 | 0.6333 | 4.419 | 2 | 7.0797 | 6.1808 | 1.8556 |  |  |  | 0.50664 | 0.06333 | 0.06333
5 | 2042 | 2042-05-11 | 0.062115 | 0.43426 | 0.62115 | 4.3426 | 2 | 6.9439 | 6.0623 | 1.82 |  |  |  | 0.49692 | 0.062115 | 0.062115
5 | 2042 | 2042-05-12 | 0.068823 | 0.48355 | 0.68823 | 4.8355 | 2 | 7.6938 | 6.717 | 2.0165 |  |  |  | 0.55059 | 0.068823 | 0.068823
5 | 2042 | 2042-05-13 | 0.067837 | 0.47843 | 0.67837 | 4.7843 | 3 | 7.5836 | 6.6556 | 1.9876 |  |  |  | 0.5427 | 0.067837 | 0.067837
5 | 2042 | 2042-05-14 | 0.067231 | 0.47723 | 0.67231 | 4.7723 | 3 | 7.5159 | 6.5961 | 1.9699 |  |  |  | 0.53785 | 0.067231 | 0.067231
5 | 2042 | 2042-05-15 | 0.065409 | 0.46392 | 0.65409 | 4.6392 | 2 | 7.3122 | 6.3838 | 1.9165 |  |  |  | 0.52328 | 0.065409 | 0.065409
5 | 2042 | 2042-05-16 | 0.064742 | 0.4586 | 0.64742 | 4.586 | 2 | 7.2376 | 6.3187 | 1.897 |  |  |  | 0.51794 | 0.064742 | 0.064742
5 | 2042 | 2042-05-17 | 0.057033 | 0.4076 | 0.57033 | 4.076 | 2 | 6.3758 | 5.5663 | 1.6711 |  |  |  | 0.45626 | 0.057033 | 0.057033
5 | 2042 | 2042-05-18 | 0.054766 | 0.39331 | 0.54766 | 3.9331 | 2 | 6.1223 | 5.345 | 1.6046 |  |  |  | 0.43812 | 0.054766 | 0.054766
5 | 2042 | 2042-05-19 | 0.060563 | 0.43497 | 0.60563 | 4.3497 | 1 | 6.7703 | 5.88 | 1.7745 |  |  |  | 0.4845 | 0.060563 | 0.060563
5 | 2042 | 2042-05-20 | 0.059053 | 0.42567 | 0.59053 | 4.2567 | 1 | 6.6015 | 5.7334 | 1.7302 |  |  |  | 0.47242 | 0.059053 | 0.059053
5 | 2042 | 2042-05-21 | 0.058502 | 0.42262 | 0.58502 | 4.2262 | 1 | 6.54 | 5.6799 | 1.7141 |  |  |  | 0.46802 | 0.058502 | 0.058502
5 | 2042 | 2042-05-22 | 0.058929 | 0.4267 | 0.58929 | 4.267 | 1 | 6.5877 | 5.7213 | 1.7266 |  |  |  | 0.47143 | 0.058929 | 0.058929
5 | 2042 | 2042-05-23 | 0.057432 | 0.41814 | 0.57432 | 4.1814 | 2 | 6.4203 | 5.6052 | 1.6827 |  |  |  | 0.45945 | 0.057432 | 0.057432
5 | 2042 | 2042-05-24 | 0.047893 | 0.35391 | 0.47893 | 3.5391 | 0 | 5.354 | 0 | 1.4033 |  |  |  | 0.38314 | 0.047893 | 0.047893
5 | 2042 | 2042-05-25 | 0.046778 | 0.34774 | 0.46778 | 3.4774 | 0 | 5.2294 | 0 | 1.3706 |  |  |  | 0.37423 | 0.046778 | 0.046778
5 | 2042 | 2042-05-26 | 0.055132 | 0.40659 | 0.55132 | 4.0659 | 0 | 6.1633 | 0 | 1.6154 |  |  |  | 0.44106 | 0.055132 | 0.055132
5 | 2042 | 2042-05-27 | 0.053893 | 0.40161 | 0.53893 | 4.0161 | 1 | 6.0248 | 5.2325 | 1.5791 |  |  |  | 0.43115 | 0.053893 | 0.053893
5 | 2042 | 2042-05-28 | 0.052875 | 0.39532 | 0.52875 | 3.9532 | 1 | 5.911 | 5.1336 | 1.5492 |  |  |  | 0.423 | 0.052875 | 0.052875
5 | 2042 | 2042-05-29 | 0.051961 | 0.39 | 0.51961 | 3.9 | 1 | 5.8088 | 5.0449 | 1.5225 |  |  |  | 0.41569 | 0.051961 | 0.051961
5 | 2042 | 2042-05-30 | 0.051835 | 0.39333 | 0.51835 | 3.9333 | 1 | 5.7947 | 5.0327 | 1.5188 |  |  |  | 0.41468 | 0.051835 | 0.051835
5 | 2042 | 2042-05-31 | 0.045027 | 0.3478 | 0.45027 | 3.478 | 1 | 5.0336 | 4.3716 | 1.3193 |  |  |  | 0.36021 | 0.045027 | 0.045027
6 | 2042 | 2042-06-01 | 0.040659 | 0.32763 | 0.40659 | 3.2763 | 1 | 4.5453 | 3.9476 | 1.1913 |  |  |  | 0.32527 | 0.040659 | 0.040659
6 | 2042 | 2042-06-02 | 0.047882 | 0.37844 | 0.47882 | 3.7844 | 1 | 5.3527 | 4.6488 | 1.4029 |  |  |  | 0.38305 | 0.047882 | 0.047882
6 | 2042 | 2042-06-03 | 0.047481 | 0.37742 | 0.47481 | 3.7742 | 1 | 5.308 | 4.6099 | 1.3912 |  |  |  | 0.37985 | 0.047481 | 0.047481
6 | 2042 | 2042-06-04 | 0.047012 | 0.37505 | 0.47012 | 3.7505 | 1 | 5.2555 | 4.5644 | 1.3775 |  |  |  | 0.3761 | 0.047012 | 0.047012
6 | 2042 | 2042-06-05 | 0.04664 | 0.37355 | 0.4664 | 3.7355 | 0 | 5.214 | 0 | 1.3666 |  |  |  | 0.37312 | 0.04664 | 0.04664
6 | 2042 | 2042-06-06 | 0.046378 | 0.37302 | 0.46378 | 3.7302 | 0 | 5.1847 | 0 | 1.3589 |  |  |  | 0.37103 | 0.046378 | 0.046378
6 | 2042 | 2042-06-07 | 0.038798 | 0.32223 | 0.38798 | 3.2223 | 0 | 4.3373 | 0 | 1.1368 |  |  |  | 0.31039 | 0.038798 | 0.038798
6 | 2042 | 2042-06-08 | 0.038335 | 0.31956 | 0.38335 | 3.1956 | 0 | 4.2855 | 0 | 1.1232 |  |  |  | 0.30668 | 0.038335 | 0.038335
6 | 2042 | 2042-06-09 | 0.045909 | 0.3733 | 0.45909 | 3.733 | 0 | 5.1322 | 0 | 1.3451 |  |  |  | 0.36727 | 0.045909 | 0.045909
6 | 2042 | 2042-06-10 | 0.045806 | 0.37419 | 0.45806 | 3.7419 | 0 | 5.1207 | 0 | 1.3421 |  |  |  | 0.36645 | 0.045806 | 0.045806
6 | 2042 | 2042-06-11 | 0.045441 | 0.37211 | 0.45441 | 3.7211 | 0 | 5.0798 | 0 | 1.3314 |  |  |  | 0.36352 | 0.045441 | 0.045441
6 | 2042 | 2042-06-12 | 0.045461 | 0.37381 | 0.45461 | 3.7381 | 0 | 5.0821 | 0 | 1.332 |  |  |  | 0.36369 | 0.045461 | 0.045461
6 | 2042 | 2042-06-13 | 0.04558 | 0.37618 | 0.4558 | 3.7618 | 0 | 5.0954 | 0 | 1.3355 |  |  |  | 0.36464 | 0.04558 | 0.04558
6 | 2042 | 2042-06-14 | 0.03783 | 0.32388 | 0.3783 | 3.2388 | 0 | 4.229 | 0 | 1.1084 |  |  |  | 0.30264 | 0.03783 | 0.03783
6 | 2042 | 2042-06-15 | 0.037786 | 0.32478 | 0.37786 | 3.2478 | 0 | 4.2241 | 0 | 1.1071 |  |  |  | 0.30229 | 0.037786 | 0.037786
6 | 2042 | 2042-06-16 | 0.045685 | 0.38078 | 0.45685 | 3.8078 | 0 | 5.1072 | 0 | 1.3386 |  |  |  | 0.36548 | 0.045685 | 0.045685
6 | 2042 | 2042-06-17 | 0.045767 | 0.38291 | 0.45767 | 3.8291 | 0 | 5.1164 | 0 | 1.341 |  |  |  | 0.36614 | 0.045767 | 0.045767
6 | 2042 | 2042-06-18 | 0.045525 | 0.38161 | 0.45525 | 3.8161 | 0 | 5.0892 | 0 | 1.3339 |  |  |  | 0.3642 | 0.045525 | 0.045525
6 | 2042 | 2042-06-19 | 0.045697 | 0.3843 | 0.45697 | 3.843 | 0 | 5.1085 | 0 | 1.3389 |  |  |  | 0.36558 | 0.045697 | 0.045697
6 | 2042 | 2042-06-20 | 0.045745 | 0.38562 | 0.45745 | 3.8562 | 0 | 5.1138 | 0 | 1.3403 |  |  |  | 0.36596 | 0.045745 | 0.045745
6 | 2042 | 2042-06-21 | 0.038057 | 0.33325 | 0.38057 | 3.3325 | 0 | 4.2545 | 0 | 1.1151 |  |  |  | 0.30446 | 0.038057 | 0.038057
6 | 2042 | 2042-06-22 | 0.038091 | 0.33396 | 0.38091 | 3.3396 | 0 | 4.2582 | 0 | 1.1161 |  |  |  | 0.30473 | 0.038091 | 0.038091
6 | 2042 | 2042-06-23 | 0.045902 | 0.38879 | 0.45902 | 3.8879 | 0 | 5.1314 | 0 | 1.3449 |  |  |  | 0.36721 | 0.045902 | 0.045902
6 | 2042 | 2042-06-24 | 0.045925 | 0.38995 | 0.45925 | 3.8995 | 0 | 5.134 | 0 | 1.3456 |  |  |  | 0.3674 | 0.045925 | 0.045925
6 | 2042 | 2042-06-25 | 0.0461 | 0.39257 | 0.461 | 3.9257 | 0 | 5.1536 | 0 | 1.3507 |  |  |  | 0.3688 | 0.0461 | 0.0461
6 | 2042 | 2042-06-26 | 0.045978 | 0.39196 | 0.45978 | 3.9196 | 0 | 5.1399 | 0 | 1.3472 |  |  |  | 0.36782 | 0.045978 | 0.045978
6 | 2042 | 2042-06-27 | 0.0462 | 0.394 | 0.462 | 3.94 | 0 | 5.1647 | 0 | 1.3536 |  |  |  | 0.3696 | 0.0462 | 0.0462
6 | 2042 | 2042-06-28 | 0.038773 | 0.34337 | 0.38773 | 3.4337 | 0 | 4.3344 | 0 | 1.136 |  |  |  | 0.31018 | 0.038773 | 0.038773
6 | 2042 | 2042-06-29 | 0.038728 | 0.34339 | 0.38728 | 3.4339 | 0 | 4.3294 | 0 | 1.1347 |  |  |  | 0.30982 | 0.038728 | 0.038728
6 | 2042 | 2042-06-30 | 0.046251 | 0.3956 | 0.46251 | 3.956 | 0 | 5.1704 | 0 | 1.3552 |  |  |  | 0.37001 | 0.046251 | 0.046251
7 | 2042 | 2042-07-01 | 0.047311 | 0.42759 | 0.47311 | 4.2759 | 0 | 5.2889 | 0 | 1.3862 |  |  |  | 0.37849 | 0.047311 | 0.047311
7 | 2042 | 2042-07-02 | 0.047648 | 0.43402 | 0.47648 | 4.3402 | 0 | 5.3266 | 0 | 1.3961 |  |  |  | 0.38119 | 0.047648 | 0.047648
7 | 2042 | 2042-07-03 | 0.047949 | 0.43975 | 0.47949 | 4.3975 | 0 | 5.3603 | 0 | 1.4049 |  |  |  | 0.38359 | 0.047949 | 0.047949
7 | 2042 | 2042-07-04 | 0.04751 | 0.43014 | 0.4751 | 4.3014 | 0 | 5.3112 | 0 | 1.3921 |  |  |  | 0.38008 | 0.04751 | 0.04751
7 | 2042 | 2042-07-05 | 0.040101 | 0.38034 | 0.40101 | 3.8034 | 0 | 4.483 | 0 | 1.175 |  |  |  | 0.32081 | 0.040101 | 0.040101
7 | 2042 | 2042-07-06 | 0.040023 | 0.37843 | 0.40023 | 3.7843 | 0 | 4.4741 | 0 | 1.1727 |  |  |  | 0.32018 | 0.040023 | 0.040023
7 | 2042 | 2042-07-07 | 0.047653 | 0.43232 | 0.47653 | 4.3232 | 0 | 5.3272 | 0 | 1.3962 |  |  |  | 0.38123 | 0.047653 | 0.047653
7 | 2042 | 2042-07-08 | 0.047579 | 0.43077 | 0.47579 | 4.3077 | 0 | 5.3189 | 0 | 1.3941 |  |  |  | 0.38063 | 0.047579 | 0.047579
7 | 2042 | 2042-07-09 | 0.047697 | 0.43335 | 0.47697 | 4.3335 | 0 | 5.332 | 0 | 1.3975 |  |  |  | 0.38157 | 0.047697 | 0.047697
7 | 2042 | 2042-07-10 | 0.048033 | 0.44067 | 0.48033 | 4.4067 | 0 | 5.3697 | 0 | 1.4074 |  |  |  | 0.38427 | 0.048033 | 0.048033
7 | 2042 | 2042-07-11 | 0.047507 | 0.43018 | 0.47507 | 4.3018 | 0 | 5.3108 | 0 | 1.392 |  |  |  | 0.38006 | 0.047507 | 0.047507
7 | 2042 | 2042-07-12 | 0.039759 | 0.37437 | 0.39759 | 3.7437 | 0 | 4.4447 | 0 | 1.1649 |  |  |  | 0.31807 | 0.039759 | 0.039759
7 | 2042 | 2042-07-13 | 0.039913 | 0.37845 | 0.39913 | 3.7845 | 0 | 4.4619 | 0 | 1.1694 |  |  |  | 0.3193 | 0.039913 | 0.039913
7 | 2042 | 2042-07-14 | 0.047292 | 0.42833 | 0.47292 | 4.2833 | 0 | 5.2868 | 0 | 1.3856 |  |  |  | 0.37833 | 0.047292 | 0.047292
7 | 2042 | 2042-07-15 | 0.047429 | 0.43249 | 0.47429 | 4.3249 | 0 | 5.3021 | 0 | 1.3897 |  |  |  | 0.37943 | 0.047429 | 0.047429
7 | 2042 | 2042-07-16 | 0.047343 | 0.43224 | 0.47343 | 4.3224 | 0 | 5.2925 | 0 | 1.3872 |  |  |  | 0.37875 | 0.047343 | 0.047343
7 | 2042 | 2042-07-17 | 0.047327 | 0.43367 | 0.47327 | 4.3367 | 0 | 5.2907 | 0 | 1.3867 |  |  |  | 0.37861 | 0.047327 | 0.047327
7 | 2042 | 2042-07-18 | 0.047145 | 0.4319 | 0.47145 | 4.319 | 0 | 5.2704 | 0 | 1.3813 |  |  |  | 0.37716 | 0.047145 | 0.047145
7 | 2042 | 2042-07-19 | 0.03934 | 0.3765 | 0.3934 | 3.765 | 0 | 4.3979 | 0 | 1.1527 |  |  |  | 0.31472 | 0.03934 | 0.03934
7 | 2042 | 2042-07-20 | 0.039061 | 0.37322 | 0.39061 | 3.7322 | 0 | 4.3667 | 0 | 1.1445 |  |  |  | 0.31249 | 0.039061 | 0.039061
7 | 2042 | 2042-07-21 | 0.046251 | 0.42085 | 0.46251 | 4.2085 | 0 | 5.1704 | 0 | 1.3551 |  |  |  | 0.37001 | 0.046251 | 0.046251
7 | 2042 | 2042-07-22 | 0.046138 | 0.42155 | 0.46138 | 4.2155 | 0 | 5.1578 | 0 | 1.3518 |  |  |  | 0.3691 | 0.046138 | 0.046138
7 | 2042 | 2042-07-23 | 0.045743 | 0.41663 | 0.45743 | 4.1663 | 0 | 5.1136 | 0 | 1.3403 |  |  |  | 0.36594 | 0.045743 | 0.045743
7 | 2042 | 2042-07-24 | 0.045504 | 0.41524 | 0.45504 | 4.1524 | 0 | 5.0869 | 0 | 1.3333 |  |  |  | 0.36403 | 0.045504 | 0.045504
7 | 2042 | 2042-07-25 | 0.045217 | 0.4131 | 0.45217 | 4.131 | 0 | 5.0548 | 0 | 1.3249 |  |  |  | 0.36173 | 0.045217 | 0.045217
7 | 2042 | 2042-07-26 | 0.037483 | 0.36101 | 0.37483 | 3.6101 | 0 | 4.1902 | 0 | 1.0982 |  |  |  | 0.29986 | 0.037483 | 0.037483
7 | 2042 | 2042-07-27 | 0.037363 | 0.3629 | 0.37363 | 3.629 | 0 | 4.1769 | 0 | 1.0947 |  |  |  | 0.29891 | 0.037363 | 0.037363
7 | 2042 | 2042-07-28 | 0.044041 | 0.40171 | 0.44041 | 4.0171 | 0 | 4.9234 | 0 | 1.2904 |  |  |  | 0.35233 | 0.044041 | 0.044041
7 | 2042 | 2042-07-29 | 0.043828 | 0.40217 | 0.43828 | 4.0217 | 0 | 4.8996 | 0 | 1.2842 |  |  |  | 0.35063 | 0.043828 | 0.043828
7 | 2042 | 2042-07-30 | 0.043482 | 0.40008 | 0.43482 | 4.0008 | 0 | 4.8609 | 0 | 1.274 |  |  |  | 0.34786 | 0.043482 | 0.043482
7 | 2042 | 2042-07-31 | 0.043061 | 0.3967 | 0.43061 | 3.967 | 0 | 4.8139 | 0 | 1.2617 |  |  |  | 0.34449 | 0.043061 | 0.043061
8 | 2042 | 2042-08-01 | 0.030166 | 0.24461 | 0.30166 | 2.4461 | 0 | 3.3722 | 0 | 0.88385 |  |  |  | 0.24132 | 0.030166 | 0.030166
8 | 2042 | 2042-08-02 | 0.021083 | 0.17784 | 0.21083 | 1.7784 | 0 | 2.3569 | 0 | 0.61774 |  |  |  | 0.16867 | 0.021083 | 0.021083
8 | 2042 | 2042-08-03 | 0.02294 | 0.1992 | 0.2294 | 1.992 | 0 | 2.5645 | 0 | 0.67215 |  |  |  | 0.18352 | 0.02294 | 0.02294
8 | 2042 | 2042-08-04 | 0.029247 | 0.23969 | 0.29247 | 2.3969 | 0 | 3.2696 | 0 | 0.85695 |  |  |  | 0.23398 | 0.029247 | 0.029247
8 | 2042 | 2042-08-05 | 0.028027 | 0.22848 | 0.28027 | 2.2848 | 0 | 3.1331 | 0 | 0.82119 |  |  |  | 0.22421 | 0.028027 | 0.028027
8 | 2042 | 2042-08-06 | 0.027751 | 0.2274 | 0.27751 | 2.274 | 0 | 3.1023 | 0 | 0.8131 |  |  |  | 0.22201 | 0.027751 | 0.027751
8 | 2042 | 2042-08-07 | 0.027466 | 0.22629 | 0.27466 | 2.2629 | 0 | 3.0705 | 0 | 0.80477 |  |  |  | 0.21973 | 0.027466 | 0.027466
8 | 2042 | 2042-08-08 | 0.027175 | 0.22517 | 0.27175 | 2.2517 | 0 | 3.0379 | 0 | 0.79621 |  |  |  | 0.2174 | 0.027175 | 0.027175
8 | 2042 | 2042-08-09 | 0.019169 | 0.17037 | 0.19169 | 1.7037 | 0 | 2.143 | 0 | 0.56166 |  |  |  | 0.15336 | 0.019169 | 0.019169
8 | 2042 | 2042-08-10 | 0.019058 | 0.17131 | 0.19058 | 1.7131 | 0 | 2.1305 | 0 | 0.5584 |  |  |  | 0.15246 | 0.019058 | 0.019058
8 | 2042 | 2042-08-11 | 0.025887 | 0.21784 | 0.25887 | 2.1784 | 0 | 2.894 | 0 | 0.7585 |  |  |  | 0.2071 | 0.025887 | 0.025887
8 | 2042 | 2042-08-12 | 0.025772 | 0.21885 | 0.25772 | 2.1885 | 0 | 2.881 | 0 | 0.75511 |  |  |  | 0.20617 | 0.025772 | 0.025772
8 | 2042 | 2042-08-13 | 0.025274 | 0.21585 | 0.25274 | 2.1585 | 0 | 2.8254 | 0 | 0.74054 |  |  |  | 0.2022 | 0.025274 | 0.025274
8 | 2042 | 2042-08-14 | 0.023825 | 0.20277 | 0.23825 | 2.0277 | 0 | 2.6634 | 0 | 0.69806 |  |  |  | 0.1906 | 0.023825 | 0.023825
8 | 2042 | 2042-08-15 | 0.023524 | 0.20196 | 0.23524 | 2.0196 | 0 | 2.6297 | 0 | 0.68925 |  |  |  | 0.18819 | 0.023524 | 0.023524
8 | 2042 | 2042-08-16 | 0.016094 | 0.15364 | 0.16094 | 1.5364 | 0 | 1.7992 | 0 | 0.47155 |  |  |  | 0.12875 | 0.016094 | 0.016094
8 | 2042 | 2042-08-17 | 0.015997 | 0.15507 | 0.15997 | 1.5507 | 0 | 1.7883 | 0 | 0.46871 |  |  |  | 0.12797 | 0.015997 | 0.015997
8 | 2042 | 2042-08-18 | 0.023616 | 0.21031 | 0.23616 | 2.1031 | 0 | 2.6401 | 0 | 0.69195 |  |  |  | 0.18893 | 0.023616 | 0.023616
8 | 2042 | 2042-08-19 | 0.020676 | 0.18155 | 0.20676 | 1.8155 | 0 | 2.3114 | 0 | 0.6058 |  |  |  | 0.16541 | 0.020676 | 0.020676
8 | 2042 | 2042-08-20 | 0.021758 | 0.19557 | 0.21758 | 1.9557 | 0 | 2.4323 | 0 | 0.6375 |  |  |  | 0.17406 | 0.021758 | 0.021758
8 | 2042 | 2042-08-21 | 0.019227 | 0.17119 | 0.19227 | 1.7119 | 0 | 2.1494 | 0 | 0.56335 |  |  |  | 0.15382 | 0.019227 | 0.019227
8 | 2042 | 2042-08-22 | 0.021868 | 0.20182 | 0.21868 | 2.0182 | 0 | 2.4446 | 0 | 0.64073 |  |  |  | 0.17494 | 0.021868 | 0.021868
8 | 2042 | 2042-08-23 | 0.013766 | 0.14646 | 0.13766 | 1.4646 | 0 | 1.5389 | 0 | 0.40335 |  |  |  | 0.11013 | 0.013766 | 0.013766
8 | 2042 | 2042-08-24 | 0.010529 | 0.11456 | 0.10529 | 1.1456 | 0 | 1.1771 | 0 | 0.30851 |  |  |  | 0.084235 | 0.010529 | 0.010529
8 | 2042 | 2042-08-25 | 0.019986 | 0.18935 | 0.19986 | 1.8935 | 0 | 2.2343 | 0 | 0.5856 |  |  |  | 0.15989 | 0.019986 | 0.019986
8 | 2042 | 2042-08-26 | 0.020234 | 0.19446 | 0.20234 | 1.9446 | 0 | 2.262 | 0 | 0.59286 |  |  |  | 0.16187 | 0.020234 | 0.020234
8 | 2042 | 2042-08-27 | 0.019364 | 0.18764 | 0.19364 | 1.8764 | 0 | 2.1647 | 0 | 0.56736 |  |  |  | 0.15491 | 0.019364 | 0.019364
8 | 2042 | 2042-08-28 | 0.018905 | 0.18514 | 0.18905 | 1.8514 | 0 | 2.1134 | 0 | 0.55391 |  |  |  | 0.15124 | 0.018905 | 0.018905
8 | 2042 | 2042-08-29 | 0.015423 | 0.15045 | 0.15423 | 1.5045 | 0 | 1.7241 | 0 | 0.45188 |  |  |  | 0.12338 | 0.015423 | 0.015423
8 | 2042 | 2042-08-30 | 0.010948 | 0.13342 | 0.10948 | 1.3342 | 0 | 1.2239 | 0 | 0.32079 |  |  |  | 0.087587 | 0.010948 | 0.010948
8 | 2042 | 2042-08-31 | 0.010208 | 0.12776 | 0.10208 | 1.2776 | 0 | 1.1412 | 0 | 0.2991 |  |  |  | 0.081666 | 0.010208 | 0.010208
9 | 2042 | 2042-09-01 | 0.033007 | 0.35165 | 0.33007 | 3.5165 | 0 | 3.6898 | 0 | 0.96709 |  |  |  | 0.26405 | 0.033007 | 0.033007
9 | 2042 | 2042-09-02 | 0.033647 | 0.36168 | 0.33647 | 3.6168 | 0 | 3.7614 | 0 | 0.98585 |  |  |  | 0.26917 | 0.033647 | 0.033647
9 | 2042 | 2042-09-03 | 0.033762 | 0.36491 | 0.33762 | 3.6491 | 0 | 3.7743 | 0 | 0.98922 |  |  |  | 0.27009 | 0.033762 | 0.033762
9 | 2042 | 2042-09-04 | 0.033027 | 0.35774 | 0.33027 | 3.5774 | 0 | 3.6921 | 0 | 0.96769 |  |  |  | 0.26422 | 0.033027 | 0.033027
9 | 2042 | 2042-09-05 | 0.033113 | 0.36064 | 0.33113 | 3.6064 | 0 | 3.7018 | 0 | 0.97022 |  |  |  | 0.26491 | 0.033113 | 0.033113
9 | 2042 | 2042-09-06 | 0.025776 | 0.31303 | 0.25776 | 3.1303 | 0 | 2.8815 | 0 | 0.75524 |  |  |  | 0.20621 | 0.025776 | 0.025776
9 | 2042 | 2042-09-07 | 0.025765 | 0.31392 | 0.25765 | 3.1392 | 0 | 2.8803 | 0 | 0.75491 |  |  |  | 0.20612 | 0.025765 | 0.025765
9 | 2042 | 2042-09-08 | 0.033947 | 0.37454 | 0.33947 | 3.7454 | 0 | 3.795 | 0 | 0.99465 |  |  |  | 0.27158 | 0.033947 | 0.033947
9 | 2042 | 2042-09-09 | 0.034398 | 0.38083 | 0.34398 | 3.8083 | 0 | 3.8454 | 0 | 1.0079 |  |  |  | 0.27519 | 0.034398 | 0.034398
9 | 2042 | 2042-09-10 | 0.034755 | 0.3855 | 0.34755 | 3.855 | 0 | 3.8853 | 0 | 1.0183 |  |  |  | 0.27804 | 0.034755 | 0.034755
9 | 2042 | 2042-09-11 | 0.034587 | 0.38368 | 0.34587 | 3.8368 | 0 | 3.8665 | 0 | 1.0134 |  |  |  | 0.2767 | 0.034587 | 0.034587
9 | 2042 | 2042-09-12 | 0.035031 | 0.38968 | 0.35031 | 3.8968 | 0 | 3.9161 | 0 | 1.0264 |  |  |  | 0.28024 | 0.035031 | 0.035031
9 | 2042 | 2042-09-13 | 0.027746 | 0.33993 | 0.27746 | 3.3993 | 0 | 3.1017 | 0 | 0.81295 |  |  |  | 0.22197 | 0.027746 | 0.027746
9 | 2042 | 2042-09-14 | 0.027862 | 0.34072 | 0.27862 | 3.4072 | 0 | 3.1147 | 0 | 0.81634 |  |  |  | 0.22289 | 0.027862 | 0.027862
9 | 2042 | 2042-09-15 | 0.035973 | 0.39873 | 0.35973 | 3.9873 | 0 | 4.0215 | 0 | 1.054 |  |  |  | 0.28779 | 0.035973 | 0.035973
9 | 2042 | 2042-09-16 | 0.036873 | 0.40909 | 0.36873 | 4.0909 | 0 | 4.1221 | 0 | 1.0804 |  |  |  | 0.29499 | 0.036873 | 0.036873
9 | 2042 | 2042-09-17 | 0.038808 | 0.43241 | 0.38808 | 4.3241 | 0 | 4.3384 | 0 | 1.1371 |  |  |  | 0.31047 | 0.038808 | 0.038808
9 | 2042 | 2042-09-18 | 0.039391 | 0.43759 | 0.39391 | 4.3759 | 0 | 4.4035 | 0 | 1.1542 |  |  |  | 0.31513 | 0.039391 | 0.039391
9 | 2042 | 2042-09-19 | 0.040934 | 0.45401 | 0.40934 | 4.5401 | 0 | 4.5761 | 0 | 1.1994 |  |  |  | 0.32748 | 0.040934 | 0.040934
9 | 2042 | 2042-09-20 | 0.034408 | 0.41301 | 0.34408 | 4.1301 | 1 | 3.8465 | 3.3407 | 1.0082 |  |  |  | 0.27527 | 0.034408 | 0.034408
9 | 2042 | 2042-09-21 | 0.034285 | 0.40764 | 0.34285 | 4.0764 | 1 | 3.8327 | 3.3287 | 1.0045 |  |  |  | 0.27428 | 0.034285 | 0.034285
9 | 2042 | 2042-09-22 | 0.043957 | 0.48248 | 0.43957 | 4.8248 | 0 | 4.914 | 0 | 1.2879 |  |  |  | 0.35165 | 0.043957 | 0.043957
9 | 2042 | 2042-09-23 | 0.044782 | 0.48876 | 0.44782 | 4.8876 | 0 | 5.0062 | 0 | 1.3121 |  |  |  | 0.35825 | 0.044782 | 0.044782
9 | 2042 | 2042-09-24 | 0.045067 | 0.4876 | 0.45067 | 4.876 | 0 | 5.038 | 0 | 1.3205 |  |  |  | 0.36053 | 0.045067 | 0.045067
9 | 2042 | 2042-09-25 | 0.04687 | 0.50506 | 0.4687 | 5.0506 | 0 | 5.2397 | 0 | 1.3733 |  |  |  | 0.37496 | 0.04687 | 0.04687
9 | 2042 | 2042-09-26 | 0.048583 | 0.52119 | 0.48583 | 5.2119 | 0 | 5.4312 | 0 | 1.4235 |  |  |  | 0.38867 | 0.048583 | 0.048583
9 | 2042 | 2042-09-27 | 0.043583 | 0.49509 | 0.43583 | 4.9509 | 0 | 4.8722 | 0 | 1.277 |  |  |  | 0.34867 | 0.043583 | 0.043583
9 | 2042 | 2042-09-28 | 0.045533 | 0.51366 | 0.45533 | 5.1366 | 1 | 5.0902 | 4.4208 | 1.3341 |  |  |  | 0.36427 | 0.045533 | 0.045533
9 | 2042 | 2042-09-29 | 0.056103 | 0.59738 | 0.56103 | 5.9738 | 0 | 6.2717 | 0 | 1.6438 |  |  |  | 0.44882 | 0.056103 | 0.056103
9 | 2042 | 2042-09-30 | 0.05795 | 0.61502 | 0.5795 | 6.1502 | 1 | 6.4782 | 5.6263 | 1.6979 |  |  |  | 0.4636 | 0.05795 | 0.05795
10 | 2042 | 2042-10-01 | 0.054726 | 0.59064 | 0.54726 | 5.9064 | 0 | 6.1178 | 0 | 1.6035 |  |  |  | 0.43781 | 0.054726 | 0.054726
10 | 2042 | 2042-10-02 | 0.057309 | 0.61105 | 0.57309 | 6.1105 | 1 | 6.4066 | 5.5641 | 1.6792 |  |  |  | 0.45847 | 0.057309 | 0.057309
10 | 2042 | 2042-10-03 | 0.057487 | 0.60498 | 0.57487 | 6.0498 | 1 | 6.4266 | 5.5814 | 1.6844 |  |  |  | 0.4599 | 0.057487 | 0.057487
10 | 2042 | 2042-10-04 | 0.052831 | 0.58034 | 0.52831 | 5.8034 | 0 | 5.906 | 0 | 1.5479 |  |  |  | 0.42265 | 0.052831 | 0.052831
10 | 2042 | 2042-10-05 | 0.05543 | 0.59909 | 0.5543 | 5.9909 | 1 | 6.1966 | 5.3817 | 1.6241 |  |  |  | 0.44344 | 0.05543 | 0.05543
10 | 2042 | 2042-10-06 | 0.064062 | 0.66337 | 0.64062 | 6.6337 | 1 | 7.1615 | 6.2197 | 1.877 |  |  |  | 0.51249 | 0.064062 | 0.064062
10 | 2042 | 2042-10-07 | 0.06532 | 0.6736 | 0.6532 | 6.736 | 1 | 7.3021 | 6.3418 | 1.9139 |  |  |  | 0.52256 | 0.06532 | 0.06532
10 | 2042 | 2042-10-08 | 0.069784 | 0.71149 | 0.69784 | 7.1149 | 1 | 7.8012 | 6.7753 | 2.0447 |  |  |  | 0.55827 | 0.069784 | 0.069784
10 | 2042 | 2042-10-09 | 0.070183 | 0.69642 | 0.70183 | 6.9642 | 1 | 7.8458 | 6.814 | 2.0564 |  |  |  | 0.56146 | 0.070183 | 0.070183
10 | 2042 | 2042-10-10 | 0.073596 | 0.73158 | 0.73596 | 7.3158 | 1 | 8.2273 | 7.1454 | 2.1564 |  |  |  | 0.58877 | 0.073596 | 0.073596
10 | 2042 | 2042-10-11 | 0.068401 | 0.69777 | 0.68401 | 6.9777 | 1 | 7.6465 | 6.641 | 2.0041 |  |  |  | 0.5472 | 0.068401 | 0.068401
10 | 2042 | 2042-10-12 | 0.076752 | 0.77601 | 0.76752 | 7.7601 | 1 | 8.5801 | 7.4518 | 2.2488 |  |  |  | 0.61401 | 0.076752 | 0.076752
10 | 2042 | 2042-10-13 | 0.085438 | 0.83981 | 0.85438 | 8.3981 | 2 | 9.5512 | 8.3385 | 2.5033 |  |  |  | 0.6835 | 0.085438 | 0.085438
10 | 2042 | 2042-10-14 | 0.090633 | 0.88851 | 0.90633 | 8.8851 | 3 | 10.132 | 8.8921 | 2.6556 |  |  |  | 0.72507 | 0.090633 | 0.090633
10 | 2042 | 2042-10-15 | 0.094129 | 0.91953 | 0.94129 | 9.1953 | 3 | 10.5227 | 9.2351 | 2.758 |  |  |  | 0.75303 | 0.094129 | 0.094129
10 | 2042 | 2042-10-16 | 0.09873 | 0.95992 | 0.9873 | 9.5992 | 3 | 11.0371 | 9.6865 | 2.8928 |  |  |  | 0.78984 | 0.09873 | 0.09873
10 | 2042 | 2042-10-17 | 0.10493 | 1.0185 | 1.0493 | 10.1847 | 5 | 11.7304 | 10.4044 | 3.0745 |  |  |  | 0.83945 | 0.10493 | 0.10493
10 | 2042 | 2042-10-18 | 0.10037 | 0.98974 | 1.0037 | 9.8974 | 5 | 11.2204 | 9.9521 | 2.9408 |  |  |  | 0.80296 | 0.10037 | 0.10037
10 | 2042 | 2042-10-19 | 0.10152 | 0.98353 | 1.0152 | 9.8353 | 4 | 11.3491 | 10.0129 | 2.9746 |  |  |  | 0.81216 | 0.10152 | 0.10152
10 | 2042 | 2042-10-20 | 0.10997 | 1.029 | 1.0997 | 10.2904 | 4 | 12.2932 | 10.846 | 3.222 |  |  |  | 0.87973 | 0.10997 | 0.10997
10 | 2042 | 2042-10-21 | 0.11557 | 1.0767 | 1.1557 | 10.7674 | 4 | 12.9202 | 11.3991 | 3.3863 |  |  |  | 0.9246 | 0.11557 | 0.11557
10 | 2042 | 2042-10-22 | 0.12204 | 1.1449 | 1.2204 | 11.4493 | 5 | 13.6434 | 12.1012 | 3.5759 |  |  |  | 0.97636 | 0.12204 | 0.12204
10 | 2042 | 2042-10-23 | 0.12543 | 1.1662 | 1.2543 | 11.6618 | 4 | 14.0224 | 12.3715 | 3.6752 |  |  |  | 1.0035 | 0.12543 | 0.12543
10 | 2042 | 2042-10-24 | 0.13559 | 1.2679 | 1.3559 | 12.6791 | 6 | 15.1577 | 13.5162 | 3.9728 |  |  |  | 1.0847 | 0.13559 | 0.13559
10 | 2042 | 2042-10-25 | 0.13183 | 1.2465 | 1.3183 | 12.4647 | 7 | 14.7371 | 13.2117 | 3.8626 |  |  |  | 1.0546 | 0.13183 | 0.13183
10 | 2042 | 2042-10-26 | 0.13799 | 1.2951 | 1.3799 | 12.9514 | 9 | 15.4256 | 13.9792 | 4.043 |  |  |  | 1.1039 | 0.13799 | 0.13799
10 | 2042 | 2042-10-27 | 0.15099 | 1.3952 | 1.5099 | 13.9518 | 9 | 16.8788 | 15.2961 | 4.4239 |  |  |  | 1.2079 | 0.15099 | 0.15099
10 | 2042 | 2042-10-28 | 0.1532 | 1.4078 | 1.532 | 14.0777 | 8 | 17.1262 | 15.4365 | 4.4887 |  |  |  | 1.2256 | 0.1532 | 0.1532
10 | 2042 | 2042-10-29 | 0.16268 | 1.4982 | 1.6268 | 14.982 | 10 | 18.1857 | 16.5705 | 4.7664 |  |  |  | 1.3014 | 0.16268 | 0.16268
10 | 2042 | 2042-10-30 | 0.16323 | 1.4873 | 1.6323 | 14.8727 | 9 | 18.2481 | 16.537 | 4.7828 |  |  |  | 1.3059 | 0.16323 | 0.16323
10 | 2042 | 2042-10-31 | 0.16146 | 1.4524 | 1.6146 | 14.5237 | 9 | 18.0492 | 16.3568 | 4.7306 |  |  |  | 1.2916 | 0.16146 | 0.16146
11 | 2042 | 2042-11-01 | 0.15925 | 1.2696 | 1.5925 | 12.6961 | 9 | 17.8028 | 16.1335 | 4.6661 |  |  |  | 1.274 | 0.15925 | 0.15925
11 | 2042 | 2042-11-02 | 0.1628 | 1.2919 | 1.628 | 12.9187 | 10 | 18.1992 | 16.5828 | 4.77 |  |  |  | 1.3024 | 0.1628 | 0.1628
11 | 2042 | 2042-11-03 | 0.17628 | 1.3859 | 1.7628 | 13.8586 | 9 | 19.706 | 17.8582 | 5.1649 |  |  |  | 1.4102 | 0.17628 | 0.17628
11 | 2042 | 2042-11-04 | 0.18519 | 1.4492 | 1.8519 | 14.4921 | 11 | 20.7027 | 18.9676 | 5.4261 |  |  |  | 1.4815 | 0.18519 | 0.18519
11 | 2042 | 2042-11-05 | 0.19187 | 1.4965 | 1.9187 | 14.9651 | 12 | 9.5059 | 19.7599 | 5.6217 |  |  |  | 0.57561 | 1.1512 | 0.19187
11 | 2042 | 2042-11-06 | 0.19812 | 1.5385 | 1.9812 | 15.3846 | 11 | 22.1475 | 20.2913 | 5.8048 |  |  |  | 1.5849 | 0.19812 | 0.19812
11 | 2042 | 2042-11-07 | 0.19977 | 1.5432 | 1.9977 | 15.4324 | 10 | 22.3324 | 20.3489 | 5.8533 |  |  |  | 1.5982 | 0.19977 | 0.19977
11 | 2042 | 2042-11-08 | 0.19464 | 1.505 | 1.9464 | 15.0504 | 12 | 9.6434 | 20.0458 | 5.7031 |  |  |  | 0.58393 | 1.1679 | 0.19464
11 | 2042 | 2042-11-09 | 0.20012 | 1.5412 | 2.0012 | 15.4118 | 11 | 22.3717 | 20.4967 | 5.8636 |  |  |  | 1.601 | 0.20012 | 0.20012
11 | 2042 | 2042-11-10 | 0.21483 | 1.6438 | 2.1483 | 16.4385 | 11 | 24.0156 | 22.0028 | 6.2944 |  |  |  | 1.7186 | 0.21483 | 0.21483
11 | 2042 | 2042-11-11 | 0.21624 | 1.6459 | 2.1624 | 16.4591 | 13 | 10.7131 | 22.3931 | 6.3357 |  |  |  | 0.64871 | 1.2974 | 0.21624
11 | 2042 | 2042-11-12 | 0.21769 | 1.6515 | 2.1769 | 16.5151 | 12 | 10.7849 | 22.4188 | 6.3782 |  |  |  | 0.65306 | 1.3061 | 0.21769
11 | 2042 | 2042-11-13 | 0.2228 | 1.6774 | 2.228 | 16.7736 | 14 | 11.0384 | 23.2871 | 6.5281 |  |  |  | 0.66841 | 1.3368 | 0.2228
11 | 2042 | 2042-11-14 | 0.22535 | 1.6952 | 2.2535 | 16.9522 | 12 | 11.1648 | 23.2084 | 6.6028 |  |  |  | 0.67606 | 1.3521 | 0.22535
11 | 2042 | 2042-11-15 | 0.22023 | 1.6547 | 2.2023 | 16.5475 | 13 | 10.9109 | 22.8066 | 6.4527 |  |  |  | 0.66068 | 1.3214 | 0.22023
11 | 2042 | 2042-11-16 | 0.22857 | 1.7129 | 2.2857 | 17.1289 | 14 | 11.3244 | 23.8902 | 6.6972 |  |  |  | 0.68572 | 1.3714 | 0.22857
11 | 2042 | 2042-11-17 | 0.2357 | 1.7502 | 2.357 | 17.5023 | 14 | 11.6776 | 24.6354 | 6.9061 |  |  |  | 0.70711 | 1.4142 | 0.2357
11 | 2042 | 2042-11-18 | 0.24454 | 1.8158 | 2.4454 | 18.1583 | 14 | 12.1153 | 25.5589 | 7.165 |  |  |  | 0.73362 | 1.4672 | 0.24454
11 | 2042 | 2042-11-19 | 0.25267 | 1.869 | 2.5267 | 18.6902 | 13 | 12.518 | 26.1658 | 7.4031 |  |  |  | 0.758 | 1.516 | 0.25267
11 | 2042 | 2042-11-20 | 0.25415 | 1.8757 | 2.5415 | 18.7569 | 14 | 12.5917 | 26.5639 | 7.4467 |  |  |  | 0.76246 | 1.5249 | 0.25415
11 | 2042 | 2042-11-21 | 0.26075 | 1.9224 | 2.6075 | 19.2241 | 17 | 12.9184 | 28.033 | 7.6399 |  |  |  | 0.78225 | 1.5645 | 0.26075
11 | 2042 | 2042-11-22 | 0.25627 | 1.8867 | 2.5627 | 18.867 | 16 | 12.6965 | 27.2912 | 7.5087 |  |  |  | 0.76881 | 1.5376 | 0.25627
11 | 2042 | 2042-11-23 | 0.2554 | 1.8693 | 2.554 | 18.6933 | 15 | 12.6537 | 26.9444 | 7.4833 |  |  |  | 0.76621 | 1.5324 | 0.2554
11 | 2042 | 2042-11-24 | 0.27445 | 2.002 | 2.7445 | 20.0197 | 16 | 13.5972 | 29.2271 | 8.0413 |  |  |  | 0.82335 | 1.6467 | 0.27445
11 | 2042 | 2042-11-25 | 0.285 | 2.0754 | 2.85 | 20.7537 | 16 | 14.1201 | 30.3512 | 8.3506 |  |  |  | 0.85501 | 1.71 | 0.285
11 | 2042 | 2042-11-26 | 0.28636 | 2.0803 | 2.8636 | 20.803 | 16 | 14.1873 | 30.4955 | 8.3903 |  |  |  | 0.85908 | 1.7182 | 0.28636
11 | 2042 | 2042-11-27 | 0.29193 | 2.1076 | 2.9193 | 21.0765 | 19 | 14.4634 | 31.9959 | 8.5536 |  |  |  | 0.8758 | 1.7516 | 0.29193
11 | 2042 | 2042-11-28 | 0.29588 | 2.1354 | 2.9588 | 21.354 | 19 | 14.6591 | 32.4287 | 8.6693 |  |  |  | 0.88765 | 1.7753 | 0.29588
11 | 2042 | 2042-11-29 | 0.29124 | 2.1035 | 2.9124 | 21.0348 | 17 | 14.4289 | 31.3106 | 8.5332 |  |  |  | 0.87371 | 1.7474 | 0.29124
11 | 2042 | 2042-11-30 | 0.2966 | 2.1353 | 2.966 | 21.3526 | 18 | 14.6947 | 32.1946 | 8.6904 |  |  |  | 0.88981 | 1.7796 | 0.2966
12 | 2042 | 2042-12-01 | 0.31308 | 2.0608 | 3.1308 | 20.6082 | 17 | 15.511 | 33.6588 | 9.1732 |  |  |  | 0.93923 | 1.8785 | 0.31308
12 | 2042 | 2042-12-02 | 0.3163 | 2.0719 | 3.163 | 20.7193 | 20 | 15.6708 | 35.0072 | 9.2677 |  |  |  | 0.94891 | 1.8978 | 0.3163
12 | 2042 | 2042-12-03 | 0.32989 | 2.1482 | 3.2989 | 21.4823 | 19 | 16.3442 | 36.1565 | 9.6659 |  |  |  | 0.98968 | 1.9794 | 0.32989
12 | 2042 | 2042-12-04 | 0.32766 | 2.1361 | 3.2766 | 21.3611 | 19 | 16.2337 | 35.9121 | 9.6006 |  |  |  | 0.98299 | 1.966 | 0.32766
12 | 2042 | 2042-12-05 | 0.33011 | 2.1469 | 3.3011 | 21.4693 | 21 | 16.355 | 36.8981 | 9.6723 |  |  |  | 0.99034 | 1.9807 | 0.33011
12 | 2042 | 2042-12-06 | 0.32803 | 2.1199 | 3.2803 | 21.1992 | 23 | 16.2519 | 37.4073 | 9.6113 |  |  |  | 0.9841 | 1.9682 | 0.32803
12 | 2042 | 2042-12-07 | 0.33281 | 2.1505 | 3.3281 | 21.5048 | 22 | 16.4887 | 37.5722 | 9.7514 |  |  |  | 0.99843 | 1.9969 | 0.33281
12 | 2042 | 2042-12-08 | 0.3469 | 2.2433 | 3.469 | 22.4332 | 19 | 17.1869 | 38.0208 | 10.1643 |  |  |  | 1.0407 | 2.0814 | 0.3469
12 | 2042 | 2042-12-09 | 0.34358 | 2.2226 | 3.4358 | 22.2264 | 19 | 17.0221 | 37.6562 | 10.0668 |  |  |  | 1.0307 | 2.0615 | 0.34358
12 | 2042 | 2042-12-10 | 0.34399 | 2.222 | 3.4399 | 22.22 | 19 | 17.0427 | 37.7018 | 10.079 |  |  |  | 1.032 | 2.064 | 0.34399
12 | 2042 | 2042-12-11 | 0.34781 | 2.2428 | 3.4781 | 22.4276 | 21 | 17.2319 | 38.8763 | 10.1909 |  |  |  | 1.0434 | 2.0869 | 0.34781
12 | 2042 | 2042-12-12 | 0.35384 | 2.2658 | 3.5384 | 22.6577 | 24 | 17.5305 | 40.7628 | 10.3675 |  |  |  | 1.0615 | 2.123 | 0.35384
12 | 2042 | 2042-12-13 | 0.35203 | 2.2417 | 3.5203 | 22.4166 | 23 | 17.4407 | 40.1436 | 10.3144 |  |  |  | 1.0561 | 2.1122 | 0.35203
12 | 2042 | 2042-12-14 | 0.35062 | 2.232 | 3.5062 | 22.3195 | 23 | 17.3711 | 39.9834 | 10.2732 |  |  |  | 1.0519 | 2.1037 | 0.35062
12 | 2042 | 2042-12-15 | 0.35895 | 2.2921 | 3.5895 | 22.9211 | 22 | 17.7836 | 40.523 | 10.5172 |  |  |  | 1.0768 | 2.1537 | 0.35895
12 | 2042 | 2042-12-16 | 0.36916 | 2.3363 | 3.6916 | 23.3628 | 23 | 18.2897 | 42.0977 | 10.8165 |  |  |  | 1.1075 | 2.215 | 0.36916
12 | 2042 | 2042-12-17 | 0.37143 | 2.3493 | 3.7143 | 23.4928 | 22 | 18.4018 | 41.9316 | 10.8828 |  |  |  | 1.1143 | 2.2286 | 0.37143
12 | 2042 | 2042-12-18 | 0.36276 | 2.2992 | 3.6276 | 22.992 | 21 | 17.9726 | 40.5474 | 10.6289 |  |  |  | 1.0883 | 2.1766 | 0.36276
12 | 2042 | 2042-12-19 | 0.3669 | 2.3243 | 3.669 | 23.243 | 22 | 18.1777 | 41.4208 | 10.7502 |  |  |  | 1.1007 | 2.2014 | 0.3669
12 | 2042 | 2042-12-20 | 0.35911 | 2.2496 | 3.5911 | 22.4956 | 23 | 17.7917 | 40.9514 | 10.5219 |  |  |  | 1.0773 | 2.1547 | 0.35911
12 | 2042 | 2042-12-21 | 0.48684 | 2.9437 | 4.8684 | 29.4369 | 61 | 2.211 | 100.4597 | 4.2793 |  |  |  | 0.24342 | 4.4789 | 0.14605
12 | 2042 | 2042-12-22 | 0.38705 | 2.4261 | 3.8705 | 24.2607 | 25 | 19.1758 | 45.0488 | 11.3405 |  |  |  | 1.1611 | 2.3223 | 0.38705
12 | 2042 | 2042-12-23 | 0.39035 | 2.4327 | 3.9035 | 24.3271 | 26 | 30.3905 | 45.9071 | 22.8746 |  |  |  | 1.1711 | 2.3421 | 0.39035
12 | 2042 | 2042-12-24 | 0.39389 | 2.454 | 3.9389 | 24.5402 | 28 | 13.6293 | 47.3105 | 5.7705 |  |  |  | 0.78778 | 2.9542 | 0.19694
12 | 2042 | 2042-12-25 | 0.39257 | 2.4467 | 3.9257 | 24.4672 | 27 | 13.5837 | 46.6551 | 5.7512 |  |  |  | 0.78514 | 2.9443 | 0.19629
12 | 2042 | 2042-12-26 | 0.38377 | 2.3935 | 3.8377 | 23.9347 | 24 | 19.0134 | 44.2107 | 11.2445 |  |  |  | 1.1513 | 2.3026 | 0.38377
12 | 2042 | 2042-12-27 | 0.3811 | 2.3683 | 3.811 | 23.6833 | 24 | 18.8811 | 43.9031 | 11.1662 |  |  |  | 1.1433 | 2.2866 | 0.3811
12 | 2042 | 2042-12-28 | 0.37688 | 2.3429 | 3.7688 | 23.429 | 24 | 18.6721 | 43.4172 | 11.0427 |  |  |  | 1.1306 | 2.2613 | 0.37688
12 | 2042 | 2042-12-29 | 0.37348 | 2.3129 | 3.7348 | 23.129 | 22 | 18.5036 | 42.1635 | 10.943 |  |  |  | 1.1204 | 2.2409 | 0.37348
12 | 2042 | 2042-12-30 | 0.37029 | 2.2951 | 3.7029 | 22.9509 | 23 | 18.3455 | 42.2261 | 10.8495 |  |  |  | 1.1109 | 2.2217 | 0.37029
12 | 2042 | 2042-12-31 | 0.37778 | 2.3411 | 3.7778 | 23.4112 | 23 | 18.7166 | 43.0804 | 11.069 |  |  |  | 1.1333 | 2.2667 | 0.37778
1 | 2043 | 2043-01-01 | 0.4104 | 2.5466 | 4.104 | 25.4658 | 24 | 20.3329 | 47.279 | 12.0249 |  |  |  | 1.2312 | 2.4624 | 0.4104
1 | 2043 | 2043-01-02 | 0.41413 | 2.5714 | 4.1413 | 25.7135 | 25 | 20.5177 | 48.2013 | 12.1341 |  |  |  | 1.2424 | 2.4848 | 0.41413
1 | 2043 | 2043-01-03 | 0.40548 | 2.5076 | 4.0548 | 25.0758 | 25 | 20.0887 | 47.1935 | 11.8804 |  |  |  | 1.2164 | 2.4329 | 0.40548
1 | 2043 | 2043-01-04 | 0.41132 | 2.5421 | 4.1132 | 25.4214 | 25 | 20.3784 | 47.874 | 12.0517 |  |  |  | 1.234 | 2.4679 | 0.41132
1 | 2043 | 2043-01-05 | 0.42242 | 2.6119 | 4.2242 | 26.1187 | 26 | 32.8873 | 49.6787 | 24.7539 |  |  |  | 1.2673 | 2.5345 | 0.42242
1 | 2043 | 2043-01-06 | 0.41882 | 2.5927 | 4.1882 | 25.9266 | 25 | 20.7497 | 48.7462 | 12.2713 |  |  |  | 1.2564 | 2.5129 | 0.41882
1 | 2043 | 2043-01-07 | 0.41383 | 2.5554 | 4.1383 | 25.5541 | 24 | 20.5026 | 47.6736 | 12.1252 |  |  |  | 1.2415 | 2.483 | 0.41383
1 | 2043 | 2043-01-08 | 0.41166 | 2.5432 | 4.1166 | 25.4323 | 23 | 20.3951 | 46.9438 | 12.0616 |  |  |  | 1.235 | 2.47 | 0.41166
1 | 2043 | 2043-01-09 | 0.41459 | 2.5583 | 4.1459 | 25.5835 | 23 | 20.5405 | 47.2784 | 12.1476 |  |  |  | 1.2438 | 2.4876 | 0.41459
1 | 2043 | 2043-01-10 | 0.39938 | 2.4555 | 3.9938 | 24.5555 | 23 | 19.7868 | 45.5437 | 11.7019 |  |  |  | 1.1981 | 2.3963 | 0.39938
1 | 2043 | 2043-01-11 | 0.40336 | 2.4716 | 4.0336 | 24.716 | 24 | 19.9841 | 46.4679 | 11.8186 |  |  |  | 1.2101 | 2.4202 | 0.40336
1 | 2043 | 2043-01-12 | 0.40445 | 2.4901 | 4.0445 | 24.9013 | 24 | 20.038 | 46.5931 | 11.8504 |  |  |  | 1.2134 | 2.4267 | 0.40445
1 | 2043 | 2043-01-13 | 0.40973 | 2.5224 | 4.0973 | 25.2238 | 24 | 20.2995 | 47.2013 | 12.0051 |  |  |  | 1.2292 | 2.4584 | 0.40973
1 | 2043 | 2043-01-14 | 0.41429 | 2.5413 | 4.1429 | 25.4128 | 26 | 32.2545 | 48.7228 | 24.2776 |  |  |  | 1.2429 | 2.4858 | 0.41429
1 | 2043 | 2043-01-15 | 0.40652 | 2.5018 | 4.0652 | 25.0183 | 24 | 20.1403 | 46.831 | 11.9109 |  |  |  | 1.2195 | 2.4391 | 0.40652
1 | 2043 | 2043-01-16 | 0.4051 | 2.4878 | 4.051 | 24.8775 | 23 | 20.0703 | 46.1962 | 11.8695 |  |  |  | 1.2153 | 2.4306 | 0.4051
1 | 2043 | 2043-01-17 | 0.38804 | 2.3835 | 3.8804 | 23.8349 | 21 | 19.2251 | 43.3731 | 11.3697 |  |  |  | 1.1641 | 2.3283 | 0.38804
1 | 2043 | 2043-01-18 | 0.38364 | 2.3564 | 3.8364 | 23.5643 | 18 | 19.007 | 41.6423 | 11.2407 |  |  |  | 1.1509 | 2.3018 | 0.38364
1 | 2043 | 2043-01-19 | 0.38582 | 2.3739 | 3.8582 | 23.7392 | 18 | 19.115 | 41.879 | 11.3046 |  |  |  | 1.1575 | 2.3149 | 0.38582
1 | 2043 | 2043-01-20 | 0.38784 | 2.3879 | 3.8784 | 23.8795 | 20 | 19.2148 | 42.9243 | 11.3636 |  |  |  | 1.1635 | 2.327 | 0.38784
1 | 2043 | 2043-01-21 | 0.38773 | 2.3849 | 3.8773 | 23.8486 | 20 | 19.2098 | 42.9131 | 11.3606 |  |  |  | 1.1632 | 2.3264 | 0.38773
1 | 2043 | 2043-01-22 | 0.38847 | 2.3865 | 3.8847 | 23.8646 | 18 | 19.2463 | 42.1666 | 11.3822 |  |  |  | 1.1654 | 2.3308 | 0.38847
1 | 2043 | 2043-01-23 | 0.38687 | 2.3772 | 3.8687 | 23.7717 | 20 | 19.1671 | 42.8178 | 11.3354 |  |  |  | 1.1606 | 2.3212 | 0.38687
1 | 2043 | 2043-01-24 | 0.38391 | 2.3479 | 3.8391 | 23.4786 | 21 | 19.0205 | 42.9115 | 11.2487 |  |  |  | 1.1517 | 2.3035 | 0.38391
1 | 2043 | 2043-01-25 | 0.384 | 2.348 | 3.84 | 23.4798 | 22 | 19.0246 | 43.3507 | 11.2511 |  |  |  | 1.152 | 2.304 | 0.384
1 | 2043 | 2043-01-26 | 0.38703 | 2.3681 | 3.8703 | 23.6809 | 21 | 19.175 | 43.2602 | 11.3401 |  |  |  | 1.1611 | 2.3222 | 0.38703
1 | 2043 | 2043-01-27 | 0.37551 | 2.307 | 3.7551 | 23.0704 | 19 | 18.6042 | 41.1562 | 11.0025 |  |  |  | 1.1265 | 2.2531 | 0.37551
1 | 2043 | 2043-01-28 | 0.37432 | 2.2993 | 3.7432 | 22.9928 | 18 | 18.5454 | 40.631 | 10.9677 |  |  |  | 1.123 | 2.2459 | 0.37432
1 | 2043 | 2043-01-29 | 0.37636 | 2.3079 | 3.7636 | 23.0794 | 19 | 18.6464 | 41.2495 | 11.0274 |  |  |  | 1.1291 | 2.2582 | 0.37636
1 | 2043 | 2043-01-30 | 0.37935 | 2.3224 | 3.7935 | 23.2241 | 19 | 18.7946 | 41.5773 | 11.1151 |  |  |  | 1.1381 | 2.2761 | 0.37935
1 | 2043 | 2043-01-31 | 0.36129 | 2.2039 | 3.6129 | 22.0386 | 19 | 17.8997 | 39.5976 | 10.5858 |  |  |  | 1.0839 | 2.1677 | 0.36129
2 | 2043 | 2043-02-01 | 0.36302 | 2.2503 | 3.6302 | 22.5033 | 19 | 17.9853 | 39.7869 | 10.6364 |  |  |  | 1.0891 | 2.1781 | 0.36302
2 | 2043 | 2043-02-02 | 0.37531 | 2.3284 | 3.7531 | 23.2843 | 20 | 18.5941 | 41.5378 | 10.9965 |  |  |  | 1.1259 | 2.2518 | 0.37531
2 | 2043 | 2043-02-03 | 0.37554 | 2.3291 | 3.7554 | 23.2907 | 22 | 18.6055 | 42.3957 | 11.0033 |  |  |  | 1.1266 | 2.2532 | 0.37554
2 | 2043 | 2043-02-04 | 0.37772 | 2.3384 | 3.7772 | 23.3841 | 23 | 18.7136 | 43.0735 | 11.0672 |  |  |  | 1.1332 | 2.2663 | 0.37772
2 | 2043 | 2043-02-05 | 0.36848 | 2.285 | 3.6848 | 22.8496 | 20 | 18.256 | 40.7824 | 10.7965 |  |  |  | 1.1054 | 2.2109 | 0.36848
2 | 2043 | 2043-02-06 | 0.36776 | 2.2792 | 3.6776 | 22.7921 | 21 | 18.2201 | 41.1059 | 10.7754 |  |  |  | 1.1033 | 2.2066 | 0.36776
2 | 2043 | 2043-02-07 | 0.36059 | 2.2284 | 3.6059 | 22.2835 | 21 | 17.8652 | 40.3051 | 10.5654 |  |  |  | 1.0818 | 2.1636 | 0.36059
2 | 2043 | 2043-02-08 | 0.36034 | 2.2263 | 3.6034 | 22.2631 | 20 | 17.8524 | 39.8809 | 10.5579 |  |  |  | 1.081 | 2.162 | 0.36034
2 | 2043 | 2043-02-09 | 0.35664 | 2.2132 | 3.5664 | 22.1317 | 19 | 17.6693 | 39.0879 | 10.4496 |  |  |  | 1.0699 | 2.1398 | 0.35664
2 | 2043 | 2043-02-10 | 0.35406 | 2.1982 | 3.5406 | 21.9824 | 18 | 17.5417 | 38.4319 | 10.3741 |  |  |  | 1.0622 | 2.1244 | 0.35406
2 | 2043 | 2043-02-11 | 0.34432 | 2.142 | 3.4432 | 21.4199 | 17 | 17.0588 | 37.0175 | 10.0885 |  |  |  | 1.033 | 2.0659 | 0.34432
2 | 2043 | 2043-02-12 | 0.34435 | 2.1409 | 3.4435 | 21.4092 | 19 | 17.0603 | 37.7407 | 10.0894 |  |  |  | 1.033 | 2.0661 | 0.34435
2 | 2043 | 2043-02-13 | 0.34435 | 2.1397 | 3.4435 | 21.3969 | 17 | 17.0602 | 37.0205 | 10.0893 |  |  |  | 1.033 | 2.0661 | 0.34435
2 | 2043 | 2043-02-14 | 0.32993 | 2.0479 | 3.2993 | 20.4788 | 18 | 16.3458 | 35.8119 | 9.6669 |  |  |  | 0.98978 | 1.9796 | 0.32993
2 | 2043 | 2043-02-15 | 0.32817 | 2.0377 | 3.2817 | 20.3766 | 19 | 16.2586 | 35.9672 | 9.6153 |  |  |  | 0.9845 | 1.969 | 0.32817
2 | 2043 | 2043-02-16 | 0.34176 | 2.122 | 3.4176 | 21.2202 | 19 | 16.9321 | 37.4572 | 10.0136 |  |  |  | 1.0253 | 2.0506 | 0.34176
2 | 2043 | 2043-02-17 | 0.34163 | 2.1206 | 3.4163 | 21.2064 | 20 | 16.9257 | 37.8105 | 10.0098 |  |  |  | 1.0249 | 2.0498 | 0.34163
2 | 2043 | 2043-02-18 | 0.33434 | 2.0779 | 3.3434 | 20.7794 | 18 | 16.5643 | 36.2906 | 9.7961 |  |  |  | 1.003 | 2.006 | 0.33434
2 | 2043 | 2043-02-19 | 0.33107 | 2.0587 | 3.3107 | 20.5869 | 17 | 16.4025 | 35.5934 | 9.7004 |  |  |  | 0.99322 | 1.9864 | 0.33107
2 | 2043 | 2043-02-20 | 0.32393 | 2.017 | 3.2393 | 20.1699 | 17 | 16.0485 | 34.8252 | 9.491 |  |  |  | 0.97178 | 1.9436 | 0.32393
2 | 2043 | 2043-02-21 | 0.30814 | 1.9171 | 3.0814 | 19.1707 | 16 | 15.2663 | 32.8148 | 9.0284 |  |  |  | 0.92441 | 1.8488 | 0.30814
2 | 2043 | 2043-02-22 | 0.31294 | 1.9424 | 3.1294 | 19.4242 | 16 | 15.5043 | 33.3265 | 9.1692 |  |  |  | 0.93883 | 1.8777 | 0.31294
2 | 2043 | 2043-02-23 | 0.31722 | 1.9762 | 3.1722 | 19.7619 | 16 | 15.7163 | 33.7821 | 9.2946 |  |  |  | 0.95166 | 1.9033 | 0.31722
2 | 2043 | 2043-02-24 | 0.30964 | 1.9322 | 3.0964 | 19.3219 | 16 | 15.3407 | 32.9747 | 9.0724 |  |  |  | 0.92892 | 1.8578 | 0.30964
2 | 2043 | 2043-02-25 | 0.31186 | 1.9427 | 3.1186 | 19.4271 | 17 | 15.4507 | 33.5281 | 9.1375 |  |  |  | 0.93558 | 1.8712 | 0.31186
2 | 2043 | 2043-02-26 | 0.31205 | 1.9454 | 3.1205 | 19.4539 | 16 | 15.46 | 33.2312 | 9.143 |  |  |  | 0.93614 | 1.8723 | 0.31205
2 | 2043 | 2043-02-27 | 0.31339 | 1.9511 | 3.1339 | 19.5109 | 16 | 15.5264 | 33.374 | 9.1823 |  |  |  | 0.94017 | 1.8803 | 0.31339
2 | 2043 | 2043-02-28 | 0.29542 | 1.8386 | 2.9542 | 18.3858 | 17 | 14.6363 | 31.7607 | 8.6559 |  |  |  | 0.88626 | 1.7725 | 0.29542
3 | 2043 | 2043-03-01 | 0.29109 | 1.8769 | 2.9109 | 18.7688 | 15 | 14.4219 | 30.7096 | 8.5291 |  |  |  | 0.87328 | 1.7466 | 0.29109
3 | 2043 | 2043-03-02 | 0.29853 | 1.9288 | 2.9853 | 19.2882 | 13 | 14.7905 | 30.9159 | 8.7471 |  |  |  | 0.8956 | 1.7912 | 0.29853
3 | 2043 | 2043-03-03 | 0.29601 | 1.9132 | 2.9601 | 19.1325 | 13 | 14.6653 | 30.6543 | 8.6731 |  |  |  | 0.88803 | 1.7761 | 0.29601
3 | 2043 | 2043-03-04 | 0.29056 | 1.8793 | 2.9056 | 18.7927 | 12 | 14.3956 | 29.9243 | 8.5135 |  |  |  | 0.87169 | 1.7434 | 0.29056
3 | 2043 | 2043-03-05 | 0.29035 | 1.8786 | 2.9035 | 18.7855 | 12 | 14.3851 | 29.9024 | 8.5073 |  |  |  | 0.87105 | 1.7421 | 0.29035
3 | 2043 | 2043-03-06 | 0.28206 | 1.8261 | 2.8206 | 18.2606 | 12 | 13.9744 | 29.0488 | 8.2644 |  |  |  | 0.84619 | 1.6924 | 0.28206
3 | 2043 | 2043-03-07 | 0.26878 | 1.7382 | 2.6878 | 17.3816 | 11 | 30.047 | 27.5287 | 7.8752 |  |  |  | 2.1502 | 0.26878 | 0.26878
3 | 2043 | 2043-03-08 | 0.26477 | 1.7131 | 2.6477 | 17.1312 | 11 | 29.5984 | 27.1177 | 7.7576 |  |  |  | 2.1181 | 0.26477 | 0.26477
3 | 2043 | 2043-03-09 | 0.26993 | 1.7502 | 2.6993 | 17.5025 | 10 | 30.1755 | 27.4954 | 7.9089 |  |  |  | 2.1594 | 0.26993 | 0.26993
3 | 2043 | 2043-03-10 | 0.26236 | 1.7022 | 2.6236 | 17.0218 | 10 | 29.3299 | 26.7249 | 7.6873 |  |  |  | 2.0989 | 0.26236 | 0.26236
3 | 2043 | 2043-03-11 | 0.26243 | 1.7034 | 2.6243 | 17.0345 | 11 | 29.3377 | 26.8788 | 7.6893 |  |  |  | 2.0995 | 0.26243 | 0.26243
3 | 2043 | 2043-03-12 | 0.2592 | 1.6833 | 2.592 | 16.8327 | 11 | 28.9763 | 26.5477 | 7.5946 |  |  |  | 2.0736 | 0.2592 | 0.2592
3 | 2043 | 2043-03-13 | 0.26112 | 1.6962 | 2.6112 | 16.9619 | 12 | 12.9367 | 26.8917 | 7.6507 |  |  |  | 0.78335 | 1.5667 | 0.26112
3 | 2043 | 2043-03-14 | 0.25499 | 1.6539 | 2.5499 | 16.5394 | 13 | 12.633 | 26.4062 | 7.4711 |  |  |  | 0.76496 | 1.5299 | 0.25499
3 | 2043 | 2043-03-15 | 0.25112 | 1.6296 | 2.5112 | 16.2962 | 13 | 12.4414 | 26.0057 | 7.3578 |  |  |  | 0.75336 | 1.5067 | 0.25112
3 | 2043 | 2043-03-16 | 0.25272 | 1.6438 | 2.5272 | 16.4375 | 12 | 12.5205 | 26.0264 | 7.4046 |  |  |  | 0.75815 | 1.5163 | 0.25272
3 | 2043 | 2043-03-17 | 0.24531 | 1.5967 | 2.4531 | 15.9668 | 11 | 27.4238 | 25.1253 | 7.1877 |  |  |  | 1.9625 | 0.24531 | 0.24531
3 | 2043 | 2043-03-18 | 0.24798 | 1.6143 | 2.4798 | 16.1433 | 11 | 27.722 | 25.3985 | 7.2658 |  |  |  | 1.9838 | 0.24798 | 0.24798
3 | 2043 | 2043-03-19 | 0.2432 | 1.5841 | 2.432 | 15.8412 | 11 | 27.1879 | 24.9092 | 7.1259 |  |  |  | 1.9456 | 0.2432 | 0.2432
3 | 2043 | 2043-03-20 | 0.24215 | 1.5777 | 2.4215 | 15.7766 | 11 | 27.0698 | 24.801 | 7.0949 |  |  |  | 1.9372 | 0.24215 | 0.24215
3 | 2043 | 2043-03-21 | 0.23301 | 1.5161 | 2.3301 | 15.1605 | 11 | 26.048 | 23.8648 | 6.8271 |  |  |  | 1.8641 | 0.23301 | 0.23301
3 | 2043 | 2043-03-22 | 0.23444 | 1.5256 | 2.3444 | 15.256 | 12 | 11.6149 | 24.144 | 6.869 |  |  |  | 0.70331 | 1.4066 | 0.23444
3 | 2043 | 2043-03-23 | 0.23694 | 1.5453 | 2.3694 | 15.4531 | 12 | 11.7391 | 24.4021 | 6.9425 |  |  |  | 0.71083 | 1.4217 | 0.23694
3 | 2043 | 2043-03-24 | 0.23161 | 1.5113 | 2.3161 | 15.1129 | 11 | 25.8914 | 23.7214 | 6.7861 |  |  |  | 1.8528 | 0.23161 | 0.23161
3 | 2043 | 2043-03-25 | 0.21993 | 1.4366 | 2.1993 | 14.3659 | 10 | 24.5858 | 22.4022 | 6.4439 |  |  |  | 1.7594 | 0.21993 | 0.21993
3 | 2043 | 2043-03-26 | 0.21584 | 1.4106 | 2.1584 | 14.1062 | 9 | 24.1291 | 21.8666 | 6.3242 |  |  |  | 1.7267 | 0.21584 | 0.21584
3 | 2043 | 2043-03-27 | 0.21119 | 1.3808 | 2.1119 | 13.808 | 8 | 23.609 | 21.2796 | 6.1878 |  |  |  | 1.6895 | 0.21119 | 0.21119
3 | 2043 | 2043-03-28 | 0.20442 | 1.334 | 2.0442 | 13.3402 | 9 | 22.8523 | 20.7095 | 5.9895 |  |  |  | 1.6354 | 0.20442 | 0.20442
3 | 2043 | 2043-03-29 | 0.20198 | 1.3186 | 2.0198 | 13.1864 | 10 | 22.5799 | 20.5745 | 5.9181 |  |  |  | 1.6159 | 0.20198 | 0.20198
3 | 2043 | 2043-03-30 | 0.2086 | 1.3647 | 2.086 | 13.6466 | 9 | 23.3195 | 21.1329 | 6.112 |  |  |  | 1.6688 | 0.2086 | 0.2086
3 | 2043 | 2043-03-31 | 0.20184 | 1.3214 | 2.0184 | 13.2135 | 9 | 22.5637 | 20.448 | 5.9139 |  |  |  | 1.6147 | 0.20184 | 0.20184
4 | 2043 | 2043-04-01 | 0.18527 | 1.1864 | 1.8527 | 11.8637 | 8 | 20.711 | 18.6676 | 5.4283 |  |  |  | 1.4821 | 0.18527 | 0.18527
4 | 2043 | 2043-04-02 | 0.17686 | 1.1362 | 1.7686 | 11.3619 | 7 | 19.7712 | 17.7248 | 5.182 |  |  |  | 1.4149 | 0.17686 | 0.17686
4 | 2043 | 2043-04-03 | 0.17073 | 1.0989 | 1.7073 | 10.9894 | 5 | 19.0864 | 16.9289 | 5.0025 |  |  |  | 1.3659 | 0.17073 | 0.17073
4 | 2043 | 2043-04-04 | 0.16785 | 1.0725 | 1.6785 | 10.7252 | 6 | 18.764 | 16.7319 | 4.918 |  |  |  | 1.3428 | 0.16785 | 0.16785
4 | 2043 | 2043-04-05 | 0.16875 | 1.0762 | 1.6875 | 10.7617 | 8 | 18.8644 | 17.0032 | 4.9443 |  |  |  | 1.35 | 0.16875 | 0.16875
4 | 2043 | 2043-04-06 | 0.18005 | 1.1481 | 1.8005 | 11.4814 | 9 | 20.128 | 18.2407 | 5.2755 |  |  |  | 1.4404 | 0.18005 | 0.18005
4 | 2043 | 2043-04-07 | 0.17922 | 1.1426 | 1.7922 | 11.4257 | 10 | 20.0351 | 18.2557 | 5.2511 |  |  |  | 1.4338 | 0.17922 | 0.17922
4 | 2043 | 2043-04-08 | 0.17335 | 1.107 | 1.7335 | 11.07 | 9 | 19.3788 | 17.5617 | 5.0791 |  |  |  | 1.3868 | 0.17335 | 0.17335
4 | 2043 | 2043-04-09 | 0.171 | 1.0919 | 1.71 | 10.9195 | 9 | 19.1162 | 17.3237 | 5.0103 |  |  |  | 1.368 | 0.171 | 0.171
4 | 2043 | 2043-04-10 | 0.16267 | 1.043 | 1.6267 | 10.4302 | 9 | 18.1845 | 16.4794 | 4.7661 |  |  |  | 1.3013 | 0.16267 | 0.16267
4 | 2043 | 2043-04-11 | 0.14875 | 0.95302 | 1.4875 | 9.5302 | 7 | 16.6287 | 14.9076 | 4.3583 |  |  |  | 1.19 | 0.14875 | 0.14875
4 | 2043 | 2043-04-12 | 0.14948 | 0.95508 | 1.4948 | 9.5508 | 7 | 16.7107 | 14.981 | 4.3798 |  |  |  | 1.1959 | 0.14948 | 0.14948
4 | 2043 | 2043-04-13 | 0.15364 | 0.98695 | 1.5364 | 9.8695 | 7 | 17.1756 | 15.3978 | 4.5017 |  |  |  | 1.2291 | 0.15364 | 0.15364
4 | 2043 | 2043-04-14 | 0.14171 | 0.91695 | 1.4171 | 9.1695 | 6 | 15.8415 | 14.1259 | 4.152 |  |  |  | 1.1337 | 0.14171 | 0.14171
4 | 2043 | 2043-04-15 | 0.1421 | 0.91673 | 1.421 | 9.1673 | 6 | 15.8858 | 14.1654 | 4.1636 |  |  |  | 1.1368 | 0.1421 | 0.1421
4 | 2043 | 2043-04-16 | 0.14096 | 0.90943 | 1.4096 | 9.0943 | 6 | 15.7578 | 14.0512 | 4.1301 |  |  |  | 1.1277 | 0.14096 | 0.14096
4 | 2043 | 2043-04-17 | 0.14105 | 0.90886 | 1.4105 | 9.0886 | 6 | 15.7683 | 14.0606 | 4.1328 |  |  |  | 1.1284 | 0.14105 | 0.14105
4 | 2043 | 2043-04-18 | 0.12967 | 0.83358 | 1.2967 | 8.3358 | 6 | 14.4962 | 12.9263 | 3.7994 |  |  |  | 1.0374 | 0.12967 | 0.12967
4 | 2043 | 2043-04-19 | 0.12595 | 0.81091 | 1.2595 | 8.1091 | 6 | 14.08 | 12.5552 | 3.6903 |  |  |  | 1.0076 | 0.12595 | 0.12595
4 | 2043 | 2043-04-20 | 0.13324 | 0.8603 | 1.3324 | 8.603 | 6 | 14.8952 | 13.2821 | 3.904 |  |  |  | 1.0659 | 0.13324 | 0.13324
4 | 2043 | 2043-04-21 | 0.12744 | 0.8261 | 1.2744 | 8.261 | 5 | 14.2471 | 12.6366 | 3.7341 |  |  |  | 1.0196 | 0.12744 | 0.12744
4 | 2043 | 2043-04-22 | 0.1185 | 0.77354 | 1.185 | 7.7354 | 4 | 13.2476 | 11.688 | 3.4722 |  |  |  | 0.94803 | 0.1185 | 0.1185
4 | 2043 | 2043-04-23 | 0.11919 | 0.77661 | 1.1919 | 7.7661 | 5 | 13.3239 | 11.8178 | 3.4921 |  |  |  | 0.95349 | 0.11919 | 0.11919
4 | 2043 | 2043-04-24 | 0.122 | 0.79164 | 1.22 | 7.9164 | 5 | 13.6385 | 12.0968 | 3.5746 |  |  |  | 0.976 | 0.122 | 0.122
4 | 2043 | 2043-04-25 | 0.11402 | 0.73656 | 1.1402 | 7.3656 | 5 | 12.7459 | 11.3052 | 3.3407 |  |  |  | 0.91213 | 0.11402 | 0.11402
4 | 2043 | 2043-04-26 | 0.11214 | 0.72487 | 1.1214 | 7.2487 | 6 | 12.5366 | 11.1789 | 3.2858 |  |  |  | 0.89714 | 0.11214 | 0.11214
4 | 2043 | 2043-04-27 | 0.12122 | 0.78522 | 1.2122 | 7.8522 | 6 | 13.5513 | 12.0837 | 3.5517 |  |  |  | 0.96976 | 0.12122 | 0.12122
4 | 2043 | 2043-04-28 | 0.11687 | 0.75885 | 1.1687 | 7.5885 | 6 | 13.0649 | 11.65 | 3.4243 |  |  |  | 0.93495 | 0.11687 | 0.11687
4 | 2043 | 2043-04-29 | 0.11718 | 0.76078 | 1.1718 | 7.6078 | 6 | 13.0995 | 11.6808 | 3.4333 |  |  |  | 0.93743 | 0.11718 | 0.11718
4 | 2043 | 2043-04-30 | 0.11102 | 0.72432 | 1.1102 | 7.2432 | 5 | 12.4113 | 11.0084 | 3.253 |  |  |  | 0.88818 | 0.11102 | 0.11102
5 | 2043 | 2043-05-01 | 0.087053 | 0.59592 | 0.87053 | 5.9592 | 4 | 9.7318 | 8.5861 | 2.5507 |  |  |  | 0.69643 | 0.087053 | 0.087053
5 | 2043 | 2043-05-02 | 0.076764 | 0.52542 | 0.76764 | 5.2542 | 3 | 8.5815 | 7.5314 | 2.2492 |  |  |  | 0.61411 | 0.076764 | 0.076764
5 | 2043 | 2043-05-03 | 0.074224 | 0.5086 | 0.74224 | 5.086 | 2 | 8.2976 | 7.2441 | 2.1748 |  |  |  | 0.59379 | 0.074224 | 0.074224
5 | 2043 | 2043-05-04 | 0.078732 | 0.53688 | 0.78732 | 5.3688 | 2 | 8.8015 | 7.6841 | 2.3069 |  |  |  | 0.62986 | 0.078732 | 0.078732
5 | 2043 | 2043-05-05 | 0.078777 | 0.53937 | 0.78777 | 5.3937 | 2 | 8.8065 | 7.6884 | 2.3082 |  |  |  | 0.63022 | 0.078777 | 0.078777
5 | 2043 | 2043-05-06 | 0.078214 | 0.53909 | 0.78214 | 5.3909 | 3 | 8.7436 | 7.6737 | 2.2917 |  |  |  | 0.62571 | 0.078214 | 0.078214
5 | 2043 | 2043-05-07 | 0.075871 | 0.52525 | 0.75871 | 5.2525 | 3 | 8.4817 | 7.4438 | 2.223 |  |  |  | 0.60697 | 0.075871 | 0.075871
5 | 2043 | 2043-05-08 | 0.074765 | 0.51817 | 0.74765 | 5.1817 | 2 | 8.358 | 7.2968 | 2.1906 |  |  |  | 0.59812 | 0.074765 | 0.074765
5 | 2043 | 2043-05-09 | 0.066722 | 0.46269 | 0.66722 | 4.6269 | 2 | 7.4589 | 6.5119 | 1.955 |  |  |  | 0.53378 | 0.066722 | 0.066722
5 | 2043 | 2043-05-10 | 0.064395 | 0.44965 | 0.64395 | 4.4965 | 2 | 7.1987 | 6.2848 | 1.8868 |  |  |  | 0.51516 | 0.064395 | 0.064395
5 | 2043 | 2043-05-11 | 0.0698 | 0.48658 | 0.698 | 4.8658 | 2 | 7.803 | 6.8123 | 2.0451 |  |  |  | 0.5584 | 0.0698 | 0.0698
5 | 2043 | 2043-05-12 | 0.069108 | 0.48513 | 0.69108 | 4.8513 | 2 | 7.7256 | 6.7448 | 2.0249 |  |  |  | 0.55286 | 0.069108 | 0.069108
5 | 2043 | 2043-05-13 | 0.068744 | 0.48494 | 0.68744 | 4.8494 | 3 | 7.6849 | 6.7445 | 2.0142 |  |  |  | 0.54995 | 0.068744 | 0.068744
5 | 2043 | 2043-05-14 | 0.066103 | 0.46762 | 0.66103 | 4.6762 | 2 | 7.3897 | 6.4515 | 1.9368 |  |  |  | 0.52883 | 0.066103 | 0.066103
5 | 2043 | 2043-05-15 | 0.064524 | 0.45624 | 0.64524 | 4.5624 | 1 | 7.2132 | 6.2646 | 1.8905 |  |  |  | 0.51619 | 0.064524 | 0.064524
5 | 2043 | 2043-05-16 | 0.05595 | 0.39618 | 0.5595 | 3.9618 | 1 | 6.2547 | 5.4322 | 1.6393 |  |  |  | 0.4476 | 0.05595 | 0.05595
5 | 2043 | 2043-05-17 | 0.05524 | 0.39276 | 0.5524 | 3.9276 | 0 | 6.1754 | 0 | 1.6185 |  |  |  | 0.44192 | 0.05524 | 0.05524
5 | 2043 | 2043-05-18 | 0.061871 | 0.44107 | 0.61871 | 4.4107 | 1 | 6.9166 | 6.007 | 1.8128 |  |  |  | 0.49497 | 0.061871 | 0.061871
5 | 2043 | 2043-05-19 | 0.061406 | 0.44104 | 0.61406 | 4.4104 | 2 | 6.8647 | 5.9931 | 1.7992 |  |  |  | 0.49125 | 0.061406 | 0.061406
5 | 2043 | 2043-05-20 | 0.059886 | 0.43166 | 0.59886 | 4.3166 | 1 | 6.6947 | 5.8143 | 1.7547 |  |  |  | 0.47909 | 0.059886 | 0.059886
5 | 2043 | 2043-05-21 | 0.059831 | 0.43254 | 0.59831 | 4.3254 | 1 | 6.6886 | 5.809 | 1.7531 |  |  |  | 0.47865 | 0.059831 | 0.059831
5 | 2043 | 2043-05-22 | 0.06126 | 0.44458 | 0.6126 | 4.4458 | 2 | 6.8483 | 5.9788 | 1.7949 |  |  |  | 0.49008 | 0.06126 | 0.06126
5 | 2043 | 2043-05-23 | 0.051224 | 0.37627 | 0.51224 | 3.7627 | 3 | 5.7264 | 5.0257 | 1.5009 |  |  |  | 0.40979 | 0.051224 | 0.051224
5 | 2043 | 2043-05-24 | 0.049825 | 0.36865 | 0.49825 | 3.6865 | 1 | 5.57 | 4.8375 | 1.4599 |  |  |  | 0.3986 | 0.049825 | 0.049825
5 | 2043 | 2043-05-25 | 0.055078 | 0.40504 | 0.55078 | 4.0504 | 1 | 6.1572 | 5.3475 | 1.6138 |  |  |  | 0.44062 | 0.055078 | 0.055078
5 | 2043 | 2043-05-26 | 0.054387 | 0.40013 | 0.54387 | 4.0013 | 0 | 6.08 | 0 | 1.5936 |  |  |  | 0.4351 | 0.054387 | 0.054387
5 | 2043 | 2043-05-27 | 0.053519 | 0.39809 | 0.53519 | 3.9809 | 0 | 5.9829 | 0 | 1.5681 |  |  |  | 0.42815 | 0.053519 | 0.053519
5 | 2043 | 2043-05-28 | 0.053124 | 0.39676 | 0.53124 | 3.9676 | 1 | 5.9388 | 5.1578 | 1.5565 |  |  |  | 0.42499 | 0.053124 | 0.053124
5 | 2043 | 2043-05-29 | 0.05334 | 0.4004 | 0.5334 | 4.004 | 1 | 5.9629 | 5.1787 | 1.5629 |  |  |  | 0.42672 | 0.05334 | 0.05334
5 | 2043 | 2043-05-30 | 0.044677 | 0.34399 | 0.44677 | 3.4399 | 2 | 4.9944 | 4.3603 | 1.309 |  |  |  | 0.35741 | 0.044677 | 0.044677
5 | 2043 | 2043-05-31 | 0.044743 | 0.34505 | 0.44743 | 3.4505 | 2 | 5.0019 | 4.3668 | 1.311 |  |  |  | 0.35794 | 0.044743 | 0.044743
6 | 2043 | 2043-06-01 | 0.048208 | 0.37889 | 0.48208 | 3.7889 | 0 | 5.3892 | 0 | 1.4125 |  |  |  | 0.38567 | 0.048208 | 0.048208
6 | 2043 | 2043-06-02 | 0.04807 | 0.3798 | 0.4807 | 3.798 | 0 | 5.3738 | 0 | 1.4084 |  |  |  | 0.38456 | 0.04807 | 0.04807
6 | 2043 | 2043-06-03 | 0.047389 | 0.37572 | 0.47389 | 3.7572 | 1 | 5.2977 | 4.601 | 1.3885 |  |  |  | 0.37911 | 0.047389 | 0.047389
6 | 2043 | 2043-06-04 | 0.047185 | 0.3763 | 0.47185 | 3.763 | 1 | 5.2748 | 4.5811 | 1.3825 |  |  |  | 0.37748 | 0.047185 | 0.047185
6 | 2043 | 2043-06-05 | 0.046642 | 0.37296 | 0.46642 | 3.7296 | 0 | 5.2142 | 0 | 1.3666 |  |  |  | 0.37314 | 0.046642 | 0.046642
6 | 2043 | 2043-06-06 | 0.038693 | 0.31893 | 0.38693 | 3.1893 | 0 | 4.3255 | 0 | 1.1337 |  |  |  | 0.30955 | 0.038693 | 0.038693
6 | 2043 | 2043-06-07 | 0.038677 | 0.32036 | 0.38677 | 3.2036 | 0 | 4.3238 | 0 | 1.1332 |  |  |  | 0.30942 | 0.038677 | 0.038677
6 | 2043 | 2043-06-08 | 0.045996 | 0.37231 | 0.45996 | 3.7231 | 0 | 5.1419 | 0 | 1.3477 |  |  |  | 0.36797 | 0.045996 | 0.045996
6 | 2043 | 2043-06-09 | 0.045938 | 0.37315 | 0.45938 | 3.7315 | 0 | 5.1355 | 0 | 1.346 |  |  |  | 0.36751 | 0.045938 | 0.045938
6 | 2043 | 2043-06-10 | 0.045612 | 0.37161 | 0.45612 | 3.7161 | 0 | 5.099 | 0 | 1.3364 |  |  |  | 0.3649 | 0.045612 | 0.045612
6 | 2043 | 2043-06-11 | 0.045623 | 0.3737 | 0.45623 | 3.737 | 0 | 5.1002 | 0 | 1.3367 |  |  |  | 0.36498 | 0.045623 | 0.045623
6 | 2043 | 2043-06-12 | 0.045692 | 0.37597 | 0.45692 | 3.7597 | 0 | 5.108 | 0 | 1.3388 |  |  |  | 0.36554 | 0.045692 | 0.045692
6 | 2043 | 2043-06-13 | 0.038236 | 0.32606 | 0.38236 | 3.2606 | 0 | 4.2744 | 0 | 1.1203 |  |  |  | 0.30588 | 0.038236 | 0.038236
6 | 2043 | 2043-06-14 | 0.037834 | 0.3236 | 0.37834 | 3.236 | 0 | 4.2294 | 0 | 1.1085 |  |  |  | 0.30267 | 0.037834 | 0.037834
6 | 2043 | 2043-06-15 | 0.045356 | 0.37673 | 0.45356 | 3.7673 | 0 | 5.0704 | 0 | 1.3289 |  |  |  | 0.36285 | 0.045356 | 0.045356
6 | 2043 | 2043-06-16 | 0.045681 | 0.38046 | 0.45681 | 3.8046 | 1 | 5.1067 | 4.4351 | 1.3385 |  |  |  | 0.36545 | 0.045681 | 0.045681
6 | 2043 | 2043-06-17 | 0.045596 | 0.38078 | 0.45596 | 3.8078 | 0 | 5.0972 | 0 | 1.336 |  |  |  | 0.36477 | 0.045596 | 0.045596
6 | 2043 | 2043-06-18 | 0.045459 | 0.38067 | 0.45459 | 3.8067 | 0 | 5.0819 | 0 | 1.332 |  |  |  | 0.36367 | 0.045459 | 0.045459
6 | 2043 | 2043-06-19 | 0.045738 | 0.38455 | 0.45738 | 3.8455 | 0 | 5.1131 | 0 | 1.3401 |  |  |  | 0.3659 | 0.045738 | 0.045738
6 | 2043 | 2043-06-20 | 0.038267 | 0.33421 | 0.38267 | 3.3421 | 0 | 4.2779 | 0 | 1.1212 |  |  |  | 0.30613 | 0.038267 | 0.038267
6 | 2043 | 2043-06-21 | 0.038094 | 0.33349 | 0.38094 | 3.3349 | 0 | 4.2585 | 0 | 1.1161 |  |  |  | 0.30475 | 0.038094 | 0.038094
6 | 2043 | 2043-06-22 | 0.045696 | 0.38646 | 0.45696 | 3.8646 | 0 | 5.1084 | 0 | 1.3389 |  |  |  | 0.36557 | 0.045696 | 0.045696
6 | 2043 | 2043-06-23 | 0.04599 | 0.38963 | 0.4599 | 3.8963 | 0 | 5.1412 | 0 | 1.3475 |  |  |  | 0.36792 | 0.04599 | 0.04599
6 | 2043 | 2043-06-24 | 0.045958 | 0.3902 | 0.45958 | 3.902 | 0 | 5.1376 | 0 | 1.3466 |  |  |  | 0.36766 | 0.045958 | 0.045958
6 | 2043 | 2043-06-25 | 0.045805 | 0.38922 | 0.45805 | 3.8922 | 0 | 5.1206 | 0 | 1.3421 |  |  |  | 0.36644 | 0.045805 | 0.045805
6 | 2043 | 2043-06-26 | 0.045791 | 0.38983 | 0.45791 | 3.8983 | 0 | 5.1191 | 0 | 1.3417 |  |  |  | 0.36633 | 0.045791 | 0.045791
6 | 2043 | 2043-06-27 | 0.038551 | 0.34082 | 0.38551 | 3.4082 | 0 | 4.3097 | 0 | 1.1296 |  |  |  | 0.30841 | 0.038551 | 0.038551
6 | 2043 | 2043-06-28 | 0.038695 | 0.34246 | 0.38695 | 3.4246 | 0 | 4.3258 | 0 | 1.1338 |  |  |  | 0.30956 | 0.038695 | 0.038695
6 | 2043 | 2043-06-29 | 0.046223 | 0.39476 | 0.46223 | 3.9476 | 0 | 5.1673 | 0 | 1.3543 |  |  |  | 0.36978 | 0.046223 | 0.046223
6 | 2043 | 2043-06-30 | 0.04623 | 0.39533 | 0.4623 | 3.9533 | 0 | 5.1681 | 0 | 1.3545 |  |  |  | 0.36984 | 0.04623 | 0.04623
7 | 2043 | 2043-07-01 | 0.047291 | 0.42734 | 0.47291 | 4.2734 | 0 | 5.2867 | 0 | 1.3856 |  |  |  | 0.37833 | 0.047291 | 0.047291
7 | 2043 | 2043-07-02 | 0.04763 | 0.43379 | 0.4763 | 4.3379 | 0 | 5.3246 | 0 | 1.3956 |  |  |  | 0.38104 | 0.04763 | 0.04763
7 | 2043 | 2043-07-03 | 0.047933 | 0.43954 | 0.47933 | 4.3954 | 0 | 5.3585 | 0 | 1.4044 |  |  |  | 0.38347 | 0.047933 | 0.047933
7 | 2043 | 2043-07-04 | 0.03998 | 0.3783 | 0.3998 | 3.783 | 0 | 4.4694 | 0 | 1.1714 |  |  |  | 0.31984 | 0.03998 | 0.03998
7 | 2043 | 2043-07-05 | 0.04009 | 0.38019 | 0.4009 | 3.8019 | 0 | 4.4817 | 0 | 1.1746 |  |  |  | 0.32072 | 0.04009 | 0.04009
7 | 2043 | 2043-07-06 | 0.04753 | 0.42997 | 0.4753 | 4.2997 | 0 | 5.3135 | 0 | 1.3926 |  |  |  | 0.38024 | 0.04753 | 0.04753
7 | 2043 | 2043-07-07 | 0.047648 | 0.43223 | 0.47648 | 4.3223 | 0 | 5.3266 | 0 | 1.3961 |  |  |  | 0.38118 | 0.047648 | 0.047648
7 | 2043 | 2043-07-08 | 0.047577 | 0.43071 | 0.47577 | 4.3071 | 0 | 5.3187 | 0 | 1.394 |  |  |  | 0.38062 | 0.047577 | 0.047577
7 | 2043 | 2043-07-09 | 0.047698 | 0.43332 | 0.47698 | 4.3332 | 0 | 5.3322 | 0 | 1.3975 |  |  |  | 0.38158 | 0.047698 | 0.047698
7 | 2043 | 2043-07-10 | 0.048038 | 0.44068 | 0.48038 | 4.4068 | 0 | 5.3702 | 0 | 1.4075 |  |  |  | 0.38431 | 0.048038 | 0.048038
7 | 2043 | 2043-07-11 | 0.039999 | 0.37857 | 0.39999 | 3.7857 | 0 | 4.4716 | 0 | 1.172 |  |  |  | 0.31999 | 0.039999 | 0.039999
7 | 2043 | 2043-07-12 | 0.039772 | 0.37445 | 0.39772 | 3.7445 | 0 | 4.4461 | 0 | 1.1653 |  |  |  | 0.31817 | 0.039772 | 0.039772
7 | 2043 | 2043-07-13 | 0.047446 | 0.43022 | 0.47446 | 4.3022 | 0 | 5.304 | 0 | 1.3902 |  |  |  | 0.37957 | 0.047446 | 0.047446
7 | 2043 | 2043-07-14 | 0.047313 | 0.42848 | 0.47313 | 4.2848 | 0 | 5.2892 | 0 | 1.3863 |  |  |  | 0.3785 | 0.047313 | 0.047313
7 | 2043 | 2043-07-15 | 0.047455 | 0.43268 | 0.47455 | 4.3268 | 0 | 5.305 | 0 | 1.3904 |  |  |  | 0.37964 | 0.047455 | 0.047455
7 | 2043 | 2043-07-16 | 0.047374 | 0.43247 | 0.47374 | 4.3247 | 0 | 5.2959 | 0 | 1.388 |  |  |  | 0.37899 | 0.047374 | 0.047374
7 | 2043 | 2043-07-17 | 0.047362 | 0.43393 | 0.47362 | 4.3393 | 0 | 5.2946 | 0 | 1.3877 |  |  |  | 0.37889 | 0.047362 | 0.047362
7 | 2043 | 2043-07-18 | 0.039668 | 0.38055 | 0.39668 | 3.8055 | 0 | 4.4346 | 0 | 1.1623 |  |  |  | 0.31735 | 0.039668 | 0.039668
7 | 2043 | 2043-07-19 | 0.039385 | 0.37684 | 0.39385 | 3.7684 | 0 | 4.4029 | 0 | 1.154 |  |  |  | 0.31508 | 0.039385 | 0.039385
7 | 2043 | 2043-07-20 | 0.046627 | 0.42526 | 0.46627 | 4.2526 | 0 | 5.2125 | 0 | 1.3662 |  |  |  | 0.37302 | 0.046627 | 0.046627
7 | 2043 | 2043-07-21 | 0.046305 | 0.42126 | 0.46305 | 4.2126 | 0 | 5.1765 | 0 | 1.3567 |  |  |  | 0.37044 | 0.046305 | 0.046305
7 | 2043 | 2043-07-22 | 0.046197 | 0.422 | 0.46197 | 4.22 | 0 | 5.1644 | 0 | 1.3536 |  |  |  | 0.36958 | 0.046197 | 0.046197
7 | 2043 | 2043-07-23 | 0.045807 | 0.41712 | 0.45807 | 4.1712 | 0 | 5.1208 | 0 | 1.3421 |  |  |  | 0.36645 | 0.045807 | 0.045807
7 | 2043 | 2043-07-24 | 0.045573 | 0.41575 | 0.45573 | 4.1575 | 0 | 5.0946 | 0 | 1.3353 |  |  |  | 0.36458 | 0.045573 | 0.045573
7 | 2043 | 2043-07-25 | 0.037774 | 0.36199 | 0.37774 | 3.6199 | 0 | 4.2228 | 0 | 1.1068 |  |  |  | 0.30219 | 0.037774 | 0.037774
7 | 2043 | 2043-07-26 | 0.037561 | 0.36159 | 0.37561 | 3.6159 | 0 | 4.1989 | 0 | 1.1005 |  |  |  | 0.30049 | 0.037561 | 0.037561
7 | 2043 | 2043-07-27 | 0.044962 | 0.41516 | 0.44962 | 4.1516 | 0 | 5.0264 | 0 | 1.3174 |  |  |  | 0.3597 | 0.044962 | 0.044962
7 | 2043 | 2043-07-28 | 0.044128 | 0.40235 | 0.44128 | 4.0235 | 0 | 4.9331 | 0 | 1.2929 |  |  |  | 0.35302 | 0.044128 | 0.044128
7 | 2043 | 2043-07-29 | 0.043919 | 0.40282 | 0.43919 | 4.0282 | 0 | 4.9098 | 0 | 1.2868 |  |  |  | 0.35136 | 0.043919 | 0.043919
7 | 2043 | 2043-07-30 | 0.043577 | 0.40077 | 0.43577 | 4.0077 | 0 | 4.8715 | 0 | 1.2768 |  |  |  | 0.34862 | 0.043577 | 0.043577
7 | 2043 | 2043-07-31 | 0.043161 | 0.3974 | 0.43161 | 3.974 | 0 | 4.825 | 0 | 1.2646 |  |  |  | 0.34529 | 0.043161 | 0.043161
8 | 2043 | 2043-08-01 | 0.022752 | 0.19367 | 0.22752 | 1.9367 | 0 | 2.5435 | 0 | 0.66664 |  |  |  | 0.18202 | 0.022752 | 0.022752
8 | 2043 | 2043-08-02 | 0.02119 | 0.17857 | 0.2119 | 1.7857 | 0 | 2.3688 | 0 | 0.62086 |  |  |  | 0.16952 | 0.02119 | 0.02119
8 | 2043 | 2043-08-03 | 0.030566 | 0.25161 | 0.30566 | 2.5161 | 0 | 3.417 | 0 | 0.8956 |  |  |  | 0.24453 | 0.030566 | 0.030566
8 | 2043 | 2043-08-04 | 0.02936 | 0.24046 | 0.2936 | 2.4046 | 0 | 3.2822 | 0 | 0.86025 |  |  |  | 0.23488 | 0.02936 | 0.02936
8 | 2043 | 2043-08-05 | 0.028142 | 0.22926 | 0.28142 | 2.2926 | 0 | 3.146 | 0 | 0.82456 |  |  |  | 0.22514 | 0.028142 | 0.028142
8 | 2043 | 2043-08-06 | 0.027869 | 0.22818 | 0.27869 | 2.2818 | 0 | 3.1154 | 0 | 0.81655 |  |  |  | 0.22295 | 0.027869 | 0.027869
8 | 2043 | 2043-08-07 | 0.027586 | 0.22707 | 0.27586 | 2.2707 | 0 | 3.0839 | 0 | 0.80827 |  |  |  | 0.22069 | 0.027586 | 0.027586
8 | 2043 | 2043-08-08 | 0.019779 | 0.1743 | 0.19779 | 1.743 | 0 | 2.2112 | 0 | 0.57954 |  |  |  | 0.15824 | 0.019779 | 0.019779
8 | 2043 | 2043-08-09 | 0.019292 | 0.17116 | 0.19292 | 1.7116 | 0 | 2.1567 | 0 | 0.56526 |  |  |  | 0.15434 | 0.019292 | 0.019292
8 | 2043 | 2043-08-10 | 0.026698 | 0.22374 | 0.26698 | 2.2374 | 0 | 2.9846 | 0 | 0.78225 |  |  |  | 0.21358 | 0.026698 | 0.026698
8 | 2043 | 2043-08-11 | 0.026012 | 0.21861 | 0.26012 | 2.1861 | 0 | 2.9079 | 0 | 0.76214 |  |  |  | 0.20809 | 0.026012 | 0.026012
8 | 2043 | 2043-08-12 | 0.025896 | 0.21961 | 0.25896 | 2.1961 | 0 | 2.8949 | 0 | 0.75876 |  |  |  | 0.20717 | 0.025896 | 0.025896
8 | 2043 | 2043-08-13 | 0.025399 | 0.21659 | 0.25399 | 2.1659 | 0 | 2.8393 | 0 | 0.74418 |  |  |  | 0.20319 | 0.025399 | 0.025399
8 | 2043 | 2043-08-14 | 0.023948 | 0.2035 | 0.23948 | 2.035 | 0 | 2.6772 | 0 | 0.70168 |  |  |  | 0.19159 | 0.023948 | 0.023948
8 | 2043 | 2043-08-15 | 0.01613 | 0.151 | 0.1613 | 1.51 | 0 | 1.8032 | 0 | 0.47261 |  |  |  | 0.12904 | 0.01613 | 0.01613
8 | 2043 | 2043-08-16 | 0.016215 | 0.15432 | 0.16215 | 1.5432 | 0 | 1.8127 | 0 | 0.4751 |  |  |  | 0.12972 | 0.016215 | 0.016215
8 | 2043 | 2043-08-17 | 0.023632 | 0.20737 | 0.23632 | 2.0737 | 0 | 2.6419 | 0 | 0.69242 |  |  |  | 0.18906 | 0.023632 | 0.023632
8 | 2043 | 2043-08-18 | 0.023733 | 0.21092 | 0.23733 | 2.1092 | 0 | 2.6531 | 0 | 0.69537 |  |  |  | 0.18986 | 0.023733 | 0.023733
8 | 2043 | 2043-08-19 | 0.020789 | 0.18212 | 0.20789 | 1.8212 | 0 | 2.3241 | 0 | 0.60913 |  |  |  | 0.16632 | 0.020789 | 0.020789
8 | 2043 | 2043-08-20 | 0.021868 | 0.19611 | 0.21868 | 1.9611 | 0 | 2.4446 | 0 | 0.64072 |  |  |  | 0.17494 | 0.021868 | 0.021868
8 | 2043 | 2043-08-21 | 0.019333 | 0.17169 | 0.19333 | 1.7169 | 0 | 2.1613 | 0 | 0.56646 |  |  |  | 0.15467 | 0.019333 | 0.019333
8 | 2043 | 2043-08-22 | 0.014453 | 0.15061 | 0.14453 | 1.5061 | 0 | 1.6157 | 0 | 0.42348 |  |  |  | 0.11563 | 0.014453 | 0.014453
8 | 2043 | 2043-08-23 | 0.013863 | 0.14686 | 0.13863 | 1.4686 | 0 | 1.5497 | 0 | 0.40618 |  |  |  | 0.1109 | 0.013863 | 0.013863
8 | 2043 | 2043-08-24 | 0.018137 | 0.16656 | 0.18137 | 1.6656 | 0 | 2.0275 | 0 | 0.53141 |  |  |  | 0.1451 | 0.018137 | 0.018137
8 | 2043 | 2043-08-25 | 0.020072 | 0.18964 | 0.20072 | 1.8964 | 0 | 2.2438 | 0 | 0.5881 |  |  |  | 0.16057 | 0.020072 | 0.020072
8 | 2043 | 2043-08-26 | 0.020313 | 0.19468 | 0.20313 | 1.9468 | 0 | 2.2708 | 0 | 0.59516 |  |  |  | 0.1625 | 0.020313 | 0.020313
8 | 2043 | 2043-08-27 | 0.019435 | 0.18779 | 0.19435 | 1.8779 | 0 | 2.1727 | 0 | 0.56946 |  |  |  | 0.15548 | 0.019435 | 0.019435
8 | 2043 | 2043-08-28 | 0.018969 | 0.18523 | 0.18969 | 1.8523 | 0 | 2.1205 | 0 | 0.55579 |  |  |  | 0.15175 | 0.018969 | 0.018969
8 | 2043 | 2043-08-29 | 0.0079624 | 0.098811 | 0.079624 | 0.98811 | 0 | 0.89013 | 0 | 0.2333 |  |  |  | 0.063699 | 0.0079624 | 0.0079624
8 | 2043 | 2043-08-30 | 0.010996 | 0.13337 | 0.10996 | 1.3337 | 0 | 1.2292 | 0 | 0.32218 |  |  |  | 0.087967 | 0.010996 | 0.010996
8 | 2043 | 2043-08-31 | 0.017763 | 0.17928 | 0.17763 | 1.7928 | 0 | 1.9857 | 0 | 0.52046 |  |  |  | 0.1421 | 0.017763 | 0.017763
9 | 2043 | 2043-09-01 | 0.032886 | 0.34939 | 0.32886 | 3.4939 | 0 | 3.6763 | 0 | 0.96356 |  |  |  | 0.26309 | 0.032886 | 0.032886
9 | 2043 | 2043-09-02 | 0.033665 | 0.36138 | 0.33665 | 3.6138 | 0 | 3.7635 | 0 | 0.9864 |  |  |  | 0.26932 | 0.033665 | 0.033665
9 | 2043 | 2043-09-03 | 0.03377 | 0.36452 | 0.3377 | 3.6452 | 0 | 3.7752 | 0 | 0.98946 |  |  |  | 0.27016 | 0.03377 | 0.03377
9 | 2043 | 2043-09-04 | 0.033024 | 0.35726 | 0.33024 | 3.5726 | 0 | 3.6918 | 0 | 0.9676 |  |  |  | 0.26419 | 0.033024 | 0.033024
9 | 2043 | 2043-09-05 | 0.025433 | 0.30638 | 0.25433 | 3.0638 | 0 | 2.8431 | 0 | 0.74518 |  |  |  | 0.20346 | 0.025433 | 0.025433
9 | 2043 | 2043-09-06 | 0.026049 | 0.31643 | 0.26049 | 3.1643 | 0 | 2.912 | 0 | 0.76323 |  |  |  | 0.20839 | 0.026049 | 0.026049
9 | 2043 | 2043-09-07 | 0.033691 | 0.37091 | 0.33691 | 3.7091 | 0 | 3.7663 | 0 | 0.98714 |  |  |  | 0.26953 | 0.033691 | 0.033691
9 | 2043 | 2043-09-08 | 0.034643 | 0.38384 | 0.34643 | 3.8384 | 0 | 3.8727 | 0 | 1.015 |  |  |  | 0.27714 | 0.034643 | 0.034643
9 | 2043 | 2043-09-09 | 0.03508 | 0.39003 | 0.3508 | 3.9003 | 0 | 3.9217 | 0 | 1.0279 |  |  |  | 0.28064 | 0.03508 | 0.03508
9 | 2043 | 2043-09-10 | 0.035722 | 0.39867 | 0.35722 | 3.9867 | 0 | 3.9934 | 0 | 1.0467 |  |  |  | 0.28578 | 0.035722 | 0.035722
9 | 2043 | 2043-09-11 | 0.035989 | 0.40285 | 0.35989 | 4.0285 | 0 | 4.0232 | 0 | 1.0545 |  |  |  | 0.28791 | 0.035989 | 0.035989
9 | 2043 | 2043-09-12 | 0.028154 | 0.3469 | 0.28154 | 3.469 | 0 | 3.1473 | 0 | 0.8249 |  |  |  | 0.22523 | 0.028154 | 0.028154
9 | 2043 | 2043-09-13 | 0.027921 | 0.3426 | 0.27921 | 3.426 | 0 | 3.1214 | 0 | 0.8181 |  |  |  | 0.22337 | 0.027921 | 0.027921
9 | 2043 | 2043-09-14 | 0.036735 | 0.4112 | 0.36735 | 4.112 | 0 | 4.1066 | 0 | 1.0763 |  |  |  | 0.29388 | 0.036735 | 0.036735
9 | 2043 | 2043-09-15 | 0.036417 | 0.40524 | 0.36417 | 4.0524 | 0 | 4.0711 | 0 | 1.067 |  |  |  | 0.29134 | 0.036417 | 0.036417
9 | 2043 | 2043-09-16 | 0.036403 | 0.40327 | 0.36403 | 4.0327 | 0 | 4.0695 | 0 | 1.0666 |  |  |  | 0.29122 | 0.036403 | 0.036403
9 | 2043 | 2043-09-17 | 0.037873 | 0.42037 | 0.37873 | 4.2037 | 0 | 4.2339 | 0 | 1.1097 |  |  |  | 0.30298 | 0.037873 | 0.037873
9 | 2043 | 2043-09-18 | 0.039785 | 0.44375 | 0.39785 | 4.4375 | 0 | 4.4476 | 0 | 1.1657 |  |  |  | 0.31828 | 0.039785 | 0.039785
9 | 2043 | 2043-09-19 | 0.032599 | 0.39211 | 0.32599 | 3.9211 | 0 | 3.6442 | 0 | 0.95514 |  |  |  | 0.26079 | 0.032599 | 0.032599
9 | 2043 | 2043-09-20 | 0.032973 | 0.39452 | 0.32973 | 3.9452 | 0 | 3.6861 | 0 | 0.96612 |  |  |  | 0.26379 | 0.032973 | 0.032973
9 | 2043 | 2043-09-21 | 0.041695 | 0.459 | 0.41695 | 4.59 | 0 | 4.6611 | 0 | 1.2217 |  |  |  | 0.33356 | 0.041695 | 0.041695
9 | 2043 | 2043-09-22 | 0.043384 | 0.47596 | 0.43384 | 4.7596 | 0 | 4.85 | 0 | 1.2712 |  |  |  | 0.34707 | 0.043384 | 0.043384
9 | 2043 | 2043-09-23 | 0.044491 | 0.48619 | 0.44491 | 4.8619 | 0 | 4.9736 | 0 | 1.3036 |  |  |  | 0.35593 | 0.044491 | 0.044491
9 | 2043 | 2043-09-24 | 0.045057 | 0.48898 | 0.45057 | 4.8898 | 0 | 5.0369 | 0 | 1.3202 |  |  |  | 0.36045 | 0.045057 | 0.045057
9 | 2043 | 2043-09-25 | 0.046692 | 0.50429 | 0.46692 | 5.0429 | 0 | 5.2198 | 0 | 1.3681 |  |  |  | 0.37354 | 0.046692 | 0.046692
9 | 2043 | 2043-09-26 | 0.039973 | 0.45643 | 0.39973 | 4.5643 | 0 | 4.4687 | 0 | 1.1712 |  |  |  | 0.31979 | 0.039973 | 0.039973
9 | 2043 | 2043-09-27 | 0.04307 | 0.49001 | 0.4307 | 4.9001 | 0 | 4.8148 | 0 | 1.2619 |  |  |  | 0.34456 | 0.04307 | 0.04307
9 | 2043 | 2043-09-28 | 0.052817 | 0.56419 | 0.52817 | 5.6419 | 1 | 5.9045 | 5.128 | 1.5475 |  |  |  | 0.42254 | 0.052817 | 0.052817
9 | 2043 | 2043-09-29 | 0.05645 | 0.60428 | 0.5645 | 6.0428 | 1 | 6.3106 | 5.4807 | 1.654 |  |  |  | 0.4516 | 0.05645 | 0.05645
9 | 2043 | 2043-09-30 | 0.058428 | 0.62383 | 0.58428 | 6.2383 | 1 | 6.5317 | 5.6728 | 1.7119 |  |  |  | 0.46743 | 0.058428 | 0.058428
10 | 2043 | 2043-10-01 | 0.055574 | 0.60204 | 0.55574 | 6.0204 | 2 | 6.2126 | 5.4239 | 1.6283 |  |  |  | 0.44459 | 0.055574 | 0.055574
10 | 2043 | 2043-10-02 | 0.058653 | 0.62829 | 0.58653 | 6.2829 | 2 | 6.5569 | 5.7244 | 1.7185 |  |  |  | 0.46922 | 0.058653 | 0.058653
10 | 2043 | 2043-10-03 | 0.052068 | 0.57939 | 0.52068 | 5.7939 | 2 | 5.8207 | 5.0817 | 1.5256 |  |  |  | 0.41654 | 0.052068 | 0.052068
10 | 2043 | 2043-10-04 | 0.052853 | 0.58247 | 0.52853 | 5.8247 | 1 | 5.9085 | 5.1315 | 1.5486 |  |  |  | 0.42282 | 0.052853 | 0.052853
10 | 2043 | 2043-10-05 | 0.062436 | 0.64681 | 0.62436 | 6.4681 | 1 | 6.9798 | 6.0619 | 1.8294 |  |  |  | 0.49949 | 0.062436 | 0.062436
10 | 2043 | 2043-10-06 | 0.064305 | 0.66827 | 0.64305 | 6.6827 | 1 | 7.1887 | 6.2433 | 1.8841 |  |  |  | 0.51444 | 0.064305 | 0.064305
10 | 2043 | 2043-10-07 | 0.066574 | 0.69031 | 0.66574 | 6.9031 | 2 | 7.4423 | 6.4974 | 1.9506 |  |  |  | 0.53259 | 0.066574 | 0.066574
10 | 2043 | 2043-10-08 | 0.070506 | 0.72215 | 0.70506 | 7.2215 | 2 | 7.8819 | 6.8812 | 2.0658 |  |  |  | 0.56405 | 0.070506 | 0.070506
10 | 2043 | 2043-10-09 | 0.073459 | 0.73678 | 0.73459 | 7.3678 | 1 | 8.2121 | 7.1321 | 2.1524 |  |  |  | 0.58767 | 0.073459 | 0.073459
10 | 2043 | 2043-10-10 | 0.070624 | 0.73508 | 0.70624 | 7.3508 | 1 | 7.8951 | 6.8568 | 2.0693 |  |  |  | 0.56499 | 0.070624 | 0.070624
10 | 2043 | 2043-10-11 | 0.072671 | 0.74986 | 0.72671 | 7.4986 | 2 | 8.124 | 7.0925 | 2.1293 |  |  |  | 0.58137 | 0.072671 | 0.072671
10 | 2043 | 2043-10-12 | 0.085952 | 0.84989 | 0.85952 | 8.4989 | 3 | 9.6086 | 8.4328 | 2.5184 |  |  |  | 0.68761 | 0.085952 | 0.085952
10 | 2043 | 2043-10-13 | 0.089419 | 0.88876 | 0.89419 | 8.8876 | 4 | 9.9963 | 8.8194 | 2.62 |  |  |  | 0.71535 | 0.089419 | 0.089419
10 | 2043 | 2043-10-14 | 0.092799 | 0.91653 | 0.92799 | 9.1653 | 4 | 10.3741 | 9.1528 | 2.719 |  |  |  | 0.7424 | 0.092799 | 0.092799
10 | 2043 | 2043-10-15 | 0.097565 | 0.96236 | 0.97565 | 9.6236 | 4 | 10.9069 | 9.6228 | 2.8587 |  |  |  | 0.78052 | 0.097565 | 0.097565
10 | 2043 | 2043-10-16 | 0.10009 | 0.97885 | 1.0009 | 9.7885 | 4 | 11.1896 | 9.8723 | 2.9328 |  |  |  | 0.80075 | 0.10009 | 0.10009
10 | 2043 | 2043-10-17 | 0.090796 | 0.89332 | 0.90796 | 8.9332 | 4 | 10.1501 | 8.9552 | 2.6603 |  |  |  | 0.72637 | 0.090796 | 0.090796
10 | 2043 | 2043-10-18 | 0.092708 | 0.90427 | 0.92708 | 9.0427 | 3 | 10.3639 | 9.0956 | 2.7163 |  |  |  | 0.74166 | 0.092708 | 0.092708
10 | 2043 | 2043-10-19 | 0.1029 | 0.96753 | 1.029 | 9.6753 | 3 | 11.5037 | 10.096 | 3.0151 |  |  |  | 0.82323 | 0.1029 | 0.1029
10 | 2043 | 2043-10-20 | 0.10485 | 0.97324 | 1.0485 | 9.7324 | 4 | 11.7211 | 10.3412 | 3.0721 |  |  |  | 0.83879 | 0.10485 | 0.10485
10 | 2043 | 2043-10-21 | 0.1107 | 1.0239 | 1.107 | 10.2387 | 3 | 12.3754 | 10.861 | 3.2436 |  |  |  | 0.88561 | 0.1107 | 0.1107
10 | 2043 | 2043-10-22 | 0.11639 | 1.0831 | 1.1639 | 10.8307 | 3 | 13.0111 | 11.4189 | 3.4102 |  |  |  | 0.9311 | 0.11639 | 0.11639
10 | 2043 | 2043-10-23 | 0.12131 | 1.1222 | 1.2131 | 11.2216 | 3 | 13.5612 | 11.9017 | 3.5543 |  |  |  | 0.97047 | 0.12131 | 0.12131
10 | 2043 | 2043-10-24 | 0.1206 | 1.1335 | 1.206 | 11.3346 | 4 | 13.4815 | 11.8943 | 3.5334 |  |  |  | 0.96476 | 0.1206 | 0.1206
10 | 2043 | 2043-10-25 | 0.12382 | 1.1577 | 1.2382 | 11.5769 | 5 | 13.8425 | 12.2778 | 3.6281 |  |  |  | 0.9906 | 0.12382 | 0.12382
10 | 2043 | 2043-10-26 | 0.13672 | 1.2491 | 1.3672 | 12.4905 | 6 | 15.2839 | 13.6287 | 4.0059 |  |  |  | 1.0938 | 0.13672 | 0.13672
10 | 2043 | 2043-10-27 | 0.14322 | 1.3093 | 1.4322 | 13.0933 | 6 | 16.0108 | 14.2768 | 4.1964 |  |  |  | 1.1458 | 0.14322 | 0.14322
10 | 2043 | 2043-10-28 | 0.14748 | 1.3457 | 1.4748 | 13.4573 | 6 | 16.4872 | 14.7016 | 4.3212 |  |  |  | 1.1799 | 0.14748 | 0.14748
10 | 2043 | 2043-10-29 | 0.14975 | 1.3527 | 1.4975 | 13.5273 | 7 | 16.7411 | 15.0083 | 4.3878 |  |  |  | 1.198 | 0.14975 | 0.14975
10 | 2043 | 2043-10-30 | 0.15596 | 1.4073 | 1.5596 | 14.0733 | 8 | 17.435 | 15.7148 | 4.5697 |  |  |  | 1.2477 | 0.15596 | 0.15596
10 | 2043 | 2043-10-31 | 0.15437 | 1.4101 | 1.5437 | 14.1014 | 9 | 17.2573 | 15.6392 | 4.5231 |  |  |  | 1.235 | 0.15437 | 0.15437
11 | 2043 | 2043-11-01 | 0.16251 | 1.2946 | 1.6251 | 12.9457 | 12 | 8.0511 | 16.736 | 4.7614 |  |  |  | 0.48752 | 0.97503 | 0.16251
11 | 2043 | 2043-11-02 | 0.17253 | 1.3609 | 1.7253 | 13.6088 | 10 | 19.2878 | 17.5747 | 5.0553 |  |  |  | 1.3803 | 0.17253 | 0.17253
11 | 2043 | 2043-11-03 | 0.17609 | 1.3855 | 1.7609 | 13.8547 | 9 | 19.6856 | 17.8397 | 5.1595 |  |  |  | 1.4087 | 0.17609 | 0.17609
11 | 2043 | 2043-11-04 | 0.17644 | 1.3854 | 1.7644 | 13.8544 | 9 | 19.724 | 17.8745 | 5.1696 |  |  |  | 1.4115 | 0.17644 | 0.17644
11 | 2043 | 2043-11-05 | 0.1862 | 1.4556 | 1.862 | 14.5558 | 10 | 20.8149 | 18.9662 | 5.4555 |  |  |  | 1.4896 | 0.1862 | 0.1862
11 | 2043 | 2043-11-06 | 0.19724 | 1.5331 | 1.9724 | 15.3305 | 11 | 22.0495 | 20.2014 | 5.7791 |  |  |  | 1.5779 | 0.19724 | 0.19724
11 | 2043 | 2043-11-07 | 0.19514 | 1.5141 | 1.9514 | 15.141 | 12 | 9.6682 | 20.0974 | 5.7177 |  |  |  | 0.58543 | 1.1709 | 0.19514
11 | 2043 | 2043-11-08 | 0.20302 | 1.5682 | 2.0302 | 15.6815 | 14 | 10.0583 | 21.2193 | 5.9485 |  |  |  | 0.60906 | 1.2181 | 0.20302
11 | 2043 | 2043-11-09 | 0.2143 | 1.6433 | 2.143 | 16.4331 | 14 | 10.6171 | 22.3983 | 6.2789 |  |  |  | 0.6429 | 1.2858 | 0.2143
11 | 2043 | 2043-11-10 | 0.22217 | 1.6994 | 2.2217 | 16.9943 | 15 | 11.0073 | 23.4386 | 6.5097 |  |  |  | 0.66652 | 1.333 | 0.22217
11 | 2043 | 2043-11-11 | 0.22393 | 1.7041 | 2.2393 | 17.0408 | 13 | 11.0942 | 23.1896 | 6.5611 |  |  |  | 0.67178 | 1.3436 | 0.22393
11 | 2043 | 2043-11-12 | 0.22435 | 1.7021 | 2.2435 | 17.0211 | 13 | 11.1151 | 23.2335 | 6.5735 |  |  |  | 0.67305 | 1.3461 | 0.22435
11 | 2043 | 2043-11-13 | 0.2281 | 1.7179 | 2.281 | 17.1788 | 15 | 11.3008 | 24.0638 | 6.6833 |  |  |  | 0.6843 | 1.3686 | 0.2281
11 | 2043 | 2043-11-14 | 0.22794 | 1.7196 | 2.2794 | 17.1964 | 16 | 11.2927 | 24.2737 | 6.6785 |  |  |  | 0.68381 | 1.3676 | 0.22794
11 | 2043 | 2043-11-15 | 0.22999 | 1.7283 | 2.2999 | 17.2834 | 18 | 11.3944 | 24.964 | 6.7387 |  |  |  | 0.68996 | 1.3799 | 0.22999
11 | 2043 | 2043-11-16 | 0.24346 | 1.8205 | 2.4346 | 18.2045 | 16 | 12.0617 | 25.9265 | 7.1332 |  |  |  | 0.73037 | 1.4607 | 0.24346
11 | 2043 | 2043-11-17 | 0.23965 | 1.7808 | 2.3965 | 17.8084 | 15 | 11.8729 | 25.282 | 7.0216 |  |  |  | 0.71894 | 1.4379 | 0.23965
11 | 2043 | 2043-11-18 | 0.24266 | 1.8034 | 2.4266 | 18.0341 | 15 | 12.0223 | 25.6001 | 7.11 |  |  |  | 0.72798 | 1.456 | 0.24266
11 | 2043 | 2043-11-19 | 0.25457 | 1.8846 | 2.5457 | 18.8457 | 16 | 12.6122 | 27.1098 | 7.4588 |  |  |  | 0.7637 | 1.5274 | 0.25457
11 | 2043 | 2043-11-20 | 0.26463 | 1.9547 | 2.6463 | 19.5471 | 16 | 13.1107 | 28.1815 | 7.7537 |  |  |  | 0.79389 | 1.5878 | 0.26463
11 | 2043 | 2043-11-21 | 0.2572 | 1.9017 | 2.572 | 19.0168 | 17 | 12.7429 | 27.652 | 7.5361 |  |  |  | 0.77161 | 1.5432 | 0.2572
11 | 2043 | 2043-11-22 | 0.26299 | 1.938 | 2.6299 | 19.38 | 16 | 13.0296 | 28.0072 | 7.7057 |  |  |  | 0.78898 | 1.578 | 0.26299
11 | 2043 | 2043-11-23 | 0.26931 | 1.9698 | 2.6931 | 19.6984 | 15 | 13.3426 | 28.4115 | 7.8908 |  |  |  | 0.80793 | 1.6159 | 0.26931
11 | 2043 | 2043-11-24 | 0.27434 | 2.0027 | 2.7434 | 20.0273 | 17 | 13.5916 | 29.4938 | 8.0381 |  |  |  | 0.82301 | 1.646 | 0.27434
11 | 2043 | 2043-11-25 | 0.28216 | 2.0559 | 2.8216 | 20.5593 | 18 | 13.9793 | 30.6271 | 8.2673 |  |  |  | 0.84648 | 1.693 | 0.28216
11 | 2043 | 2043-11-26 | 0.29038 | 2.1117 | 2.9038 | 21.1168 | 18 | 14.3866 | 31.5195 | 8.5082 |  |  |  | 0.87115 | 1.7423 | 0.29038
11 | 2043 | 2043-11-27 | 0.2826 | 2.0402 | 2.826 | 20.4023 | 17 | 14.001 | 30.3822 | 8.2802 |  |  |  | 0.8478 | 1.6956 | 0.2826
11 | 2043 | 2043-11-28 | 0.27596 | 1.9936 | 2.7596 | 19.936 | 14 | 13.6721 | 28.8432 | 8.0857 |  |  |  | 0.82788 | 1.6558 | 0.27596
11 | 2043 | 2043-11-29 | 0.28776 | 2.0794 | 2.8776 | 20.7937 | 15 | 14.2565 | 30.3574 | 8.4312 |  |  |  | 0.86327 | 1.7265 | 0.28776
11 | 2043 | 2043-11-30 | 0.29962 | 2.1553 | 2.9962 | 21.5531 | 16 | 14.8445 | 31.9081 | 8.779 |  |  |  | 0.89887 | 1.7977 | 0.29962
12 | 2043 | 2043-12-01 | 0.3111 | 2.0504 | 3.111 | 20.5038 | 17 | 15.4128 | 33.4458 | 9.1151 |  |  |  | 0.93329 | 1.8666 | 0.3111
12 | 2043 | 2043-12-02 | 0.3101 | 2.0388 | 3.101 | 20.388 | 16 | 15.3634 | 33.0237 | 9.0859 |  |  |  | 0.9303 | 1.8606 | 0.3101
12 | 2043 | 2043-12-03 | 0.31227 | 2.0537 | 3.1227 | 20.5368 | 17 | 15.4709 | 33.5718 | 9.1495 |  |  |  | 0.9368 | 1.8736 | 0.31227
12 | 2043 | 2043-12-04 | 0.31853 | 2.0873 | 3.1853 | 20.8726 | 18 | 15.7809 | 34.5744 | 9.3328 |  |  |  | 0.95558 | 1.9112 | 0.31853
12 | 2043 | 2043-12-05 | 0.31517 | 2.0557 | 3.1517 | 20.5565 | 18 | 15.6147 | 34.2101 | 9.2345 |  |  |  | 0.94551 | 1.891 | 0.31517
12 | 2043 | 2043-12-06 | 0.31723 | 2.0622 | 3.1723 | 20.6218 | 18 | 15.7168 | 34.4339 | 9.2949 |  |  |  | 0.95169 | 1.9034 | 0.31723
12 | 2043 | 2043-12-07 | 0.3359 | 2.1787 | 3.359 | 21.787 | 19 | 16.6417 | 36.8146 | 9.8418 |  |  |  | 1.0077 | 2.0154 | 0.3359
12 | 2043 | 2043-12-08 | 0.34292 | 2.2223 | 3.4292 | 22.2228 | 20 | 16.9893 | 37.9527 | 10.0474 |  |  |  | 1.0287 | 2.0575 | 0.34292
12 | 2043 | 2043-12-09 | 0.34935 | 2.2541 | 3.4935 | 22.5414 | 22 | 17.3081 | 39.4394 | 10.236 |  |  |  | 1.0481 | 2.0961 | 0.34935
12 | 2043 | 2043-12-10 | 0.34724 | 2.2399 | 3.4724 | 22.3994 | 22 | 17.2037 | 39.2014 | 10.1742 |  |  |  | 1.0417 | 2.0835 | 0.34724
12 | 2043 | 2043-12-11 | 0.35574 | 2.2859 | 3.5574 | 22.859 | 20 | 17.6246 | 39.372 | 10.4232 |  |  |  | 1.0672 | 2.1344 | 0.35574
12 | 2043 | 2043-12-12 | 0.34495 | 2.2072 | 3.4495 | 22.0723 | 20 | 17.0901 | 38.1778 | 10.107 |  |  |  | 1.0349 | 2.0697 | 0.34495
12 | 2043 | 2043-12-13 | 0.34178 | 2.187 | 3.4178 | 21.8703 | 20 | 16.9328 | 37.8265 | 10.014 |  |  |  | 1.0253 | 2.0507 | 0.34178
12 | 2043 | 2043-12-14 | 0.34833 | 2.2314 | 3.4833 | 22.3138 | 21 | 17.2575 | 38.9342 | 10.2061 |  |  |  | 1.045 | 2.09 | 0.34833
12 | 2043 | 2043-12-15 | 0.36272 | 2.3129 | 3.6272 | 23.1293 | 22 | 17.9702 | 40.9482 | 10.6276 |  |  |  | 1.0881 | 2.1763 | 0.36272
12 | 2043 | 2043-12-16 | 0.36024 | 2.2889 | 3.6024 | 22.8886 | 21 | 17.8476 | 40.2655 | 10.555 |  |  |  | 1.0807 | 2.1614 | 0.36024
12 | 2043 | 2043-12-17 | 0.36549 | 2.3179 | 3.6549 | 23.1793 | 22 | 18.1076 | 41.2612 | 10.7088 |  |  |  | 1.0965 | 2.1929 | 0.36549
12 | 2043 | 2043-12-18 | 0.36786 | 2.3272 | 3.6786 | 23.2722 | 22 | 18.2251 | 41.5288 | 10.7783 |  |  |  | 1.1036 | 2.2072 | 0.36786
12 | 2043 | 2043-12-19 | 0.36196 | 2.2871 | 3.6196 | 22.8712 | 23 | 17.9328 | 41.2763 | 10.6054 |  |  |  | 1.0859 | 2.1718 | 0.36196
12 | 2043 | 2043-12-20 | 0.35239 | 2.214 | 3.5239 | 22.1401 | 21 | 17.4584 | 39.3875 | 10.3249 |  |  |  | 1.0572 | 2.1143 | 0.35239
12 | 2043 | 2043-12-21 | 0.494 | 2.9941 | 4.94 | 29.9411 | 61 | 2.2435 | 101.9383 | 4.3423 |  |  |  | 0.247 | 4.5448 | 0.1482
12 | 2043 | 2043-12-22 | 0.37613 | 2.368 | 3.7613 | 23.6797 | 20 | 18.6347 | 41.6284 | 11.0205 |  |  |  | 1.1284 | 2.2568 | 0.37613
12 | 2043 | 2043-12-23 | 0.37437 | 2.3474 | 3.7437 | 23.4737 | 22 | 18.5474 | 42.2634 | 10.9689 |  |  |  | 1.1231 | 2.2462 | 0.37437
12 | 2043 | 2043-12-24 | 0.37919 | 2.3756 | 3.7919 | 23.7564 | 23 | 18.7867 | 43.2417 | 11.1104 |  |  |  | 1.1376 | 2.2752 | 0.37919
12 | 2043 | 2043-12-25 | 0.38256 | 2.3935 | 3.8256 | 23.9352 | 23 | 18.9533 | 43.6252 | 11.2089 |  |  |  | 1.1477 | 2.2953 | 0.38256
12 | 2043 | 2043-12-26 | 0.3688 | 2.3024 | 3.688 | 23.024 | 23 | 18.2718 | 42.0565 | 10.8059 |  |  |  | 1.1064 | 2.2128 | 0.3688
12 | 2043 | 2043-12-27 | 0.36689 | 2.2926 | 3.6689 | 22.9257 | 22 | 18.1771 | 41.4195 | 10.7499 |  |  |  | 1.1007 | 2.2013 | 0.36689
12 | 2043 | 2043-12-28 | 0.37318 | 2.3349 | 3.7318 | 23.3486 | 21 | 18.4885 | 41.7113 | 10.934 |  |  |  | 1.1195 | 2.2391 | 0.37318
12 | 2043 | 2043-12-29 | 0.37033 | 2.2966 | 3.7033 | 22.9663 | 20 | 18.3473 | 40.9865 | 10.8506 |  |  |  | 1.111 | 2.222 | 0.37033
12 | 2043 | 2043-12-30 | 0.37266 | 2.3086 | 3.7266 | 23.0855 | 24 | 18.4631 | 42.9311 | 10.919 |  |  |  | 1.118 | 2.236 | 0.37266
12 | 2043 | 2043-12-31 | 0.3806 | 2.357 | 3.806 | 23.5696 | 23 | 18.8562 | 43.4016 | 11.1515 |  |  |  | 1.1418 | 2.2836 | 0.3806
1 | 2044 | 2044-01-01 | 0.40534 | 2.5192 | 4.0534 | 25.1923 | 23 | 20.0818 | 46.2227 | 11.8764 |  |  |  | 1.216 | 2.432 | 0.40534
1 | 2044 | 2044-01-02 | 0.39753 | 2.4701 | 3.9753 | 24.7007 | 25 | 19.695 | 46.2685 | 11.6476 |  |  |  | 1.1926 | 2.3852 | 0.39753
1 | 2044 | 2044-01-03 | 0.40359 | 2.4978 | 4.0359 | 24.9784 | 24 | 19.9953 | 46.494 | 11.8252 |  |  |  | 1.2108 | 2.4215 | 0.40359
1 | 2044 | 2044-01-04 | 0.41024 | 2.5469 | 4.1024 | 25.4686 | 24 | 20.3246 | 47.2597 | 12.0199 |  |  |  | 1.2307 | 2.4614 | 0.41024
1 | 2044 | 2044-01-05 | 0.41025 | 2.5451 | 4.1025 | 25.4514 | 24 | 20.3251 | 47.2607 | 12.0202 |  |  |  | 1.2307 | 2.4615 | 0.41025
1 | 2044 | 2044-01-06 | 0.40711 | 2.5285 | 4.0711 | 25.2852 | 23 | 20.1697 | 46.425 | 11.9283 |  |  |  | 1.2213 | 2.4427 | 0.40711
1 | 2044 | 2044-01-07 | 0.40124 | 2.4864 | 4.0124 | 24.864 | 21 | 19.8791 | 44.8486 | 11.7565 |  |  |  | 1.2037 | 2.4075 | 0.40124
1 | 2044 | 2044-01-08 | 0.39011 | 2.4246 | 3.9011 | 24.2458 | 20 | 19.3275 | 43.1762 | 11.4303 |  |  |  | 1.1703 | 2.3407 | 0.39011
1 | 2044 | 2044-01-09 | 0.39094 | 2.418 | 3.9094 | 24.1797 | 20 | 19.3684 | 43.2675 | 11.4544 |  |  |  | 1.1728 | 2.3456 | 0.39094
1 | 2044 | 2044-01-10 | 0.38955 | 2.4017 | 3.8955 | 24.0173 | 20 | 19.2995 | 43.1136 | 11.4137 |  |  |  | 1.1686 | 2.3373 | 0.38955
1 | 2044 | 2044-01-11 | 0.40376 | 2.4844 | 4.0376 | 24.8444 | 20 | 20.0036 | 44.6865 | 11.8301 |  |  |  | 1.2113 | 2.4225 | 0.40376
1 | 2044 | 2044-01-12 | 0.40094 | 2.4713 | 4.0094 | 24.713 | 21 | 19.8639 | 44.8144 | 11.7475 |  |  |  | 1.2028 | 2.4056 | 0.40094
1 | 2044 | 2044-01-13 | 0.3977 | 2.4564 | 3.977 | 24.564 | 20 | 19.7037 | 44.0164 | 11.6527 |  |  |  | 1.1931 | 2.3862 | 0.3977
1 | 2044 | 2044-01-14 | 0.39824 | 2.453 | 3.9824 | 24.53 | 22 | 19.7304 | 44.9589 | 11.6685 |  |  |  | 1.1947 | 2.3895 | 0.39824
1 | 2044 | 2044-01-15 | 0.39452 | 2.436 | 3.9452 | 24.3602 | 21 | 19.5461 | 44.0974 | 11.5595 |  |  |  | 1.1836 | 2.3671 | 0.39452
1 | 2044 | 2044-01-16 | 0.37708 | 2.3231 | 3.7708 | 23.2312 | 19 | 18.6819 | 41.3281 | 11.0484 |  |  |  | 1.1312 | 2.2625 | 0.37708
1 | 2044 | 2044-01-17 | 0.37698 | 2.3228 | 3.7698 | 23.228 | 18 | 18.6771 | 40.9195 | 11.0456 |  |  |  | 1.1309 | 2.2619 | 0.37698
1 | 2044 | 2044-01-18 | 0.38999 | 2.4022 | 3.8999 | 24.0218 | 20 | 19.3216 | 43.163 | 11.4268 |  |  |  | 1.17 | 2.34 | 0.38999
1 | 2044 | 2044-01-19 | 0.3959 | 2.4302 | 3.959 | 24.3025 | 20 | 19.6143 | 43.8168 | 11.5999 |  |  |  | 1.1877 | 2.3754 | 0.3959
1 | 2044 | 2044-01-20 | 0.39703 | 2.4394 | 3.9703 | 24.3938 | 22 | 19.6703 | 44.8221 | 11.633 |  |  |  | 1.1911 | 2.3822 | 0.39703
1 | 2044 | 2044-01-21 | 0.3947 | 2.4239 | 3.947 | 24.2393 | 21 | 19.5549 | 44.1172 | 11.5647 |  |  |  | 1.1841 | 2.3682 | 0.3947
1 | 2044 | 2044-01-22 | 0.3977 | 2.438 | 3.977 | 24.3803 | 21 | 19.7034 | 44.4521 | 11.6525 |  |  |  | 1.1931 | 2.3862 | 0.3977
1 | 2044 | 2044-01-23 | 0.3859 | 2.3622 | 3.859 | 23.6223 | 21 | 19.1191 | 43.1339 | 11.307 |  |  |  | 1.1577 | 2.3154 | 0.3859
1 | 2044 | 2044-01-24 | 0.38913 | 2.3772 | 3.8913 | 23.7719 | 24 | 19.2787 | 44.8277 | 11.4014 |  |  |  | 1.1674 | 2.3348 | 0.38913
1 | 2044 | 2044-01-25 | 0.40617 | 2.4813 | 4.0617 | 24.8125 | 26 | 31.6221 | 47.7676 | 23.8016 |  |  |  | 1.2185 | 2.437 | 0.40617
1 | 2044 | 2044-01-26 | 0.4026 | 2.4547 | 4.026 | 24.5474 | 26 | 31.3444 | 47.3481 | 23.5925 |  |  |  | 1.2078 | 2.4156 | 0.4026
1 | 2044 | 2044-01-27 | 0.40322 | 2.4609 | 4.0322 | 24.6088 | 25 | 19.977 | 46.9309 | 11.8143 |  |  |  | 1.2097 | 2.4193 | 0.40322
1 | 2044 | 2044-01-28 | 0.39755 | 2.4283 | 3.9755 | 24.2832 | 24 | 19.6963 | 45.7987 | 11.6484 |  |  |  | 1.1927 | 2.3853 | 0.39755
1 | 2044 | 2044-01-29 | 0.38973 | 2.3823 | 3.8973 | 23.8233 | 22 | 19.3085 | 43.9976 | 11.419 |  |  |  | 1.1692 | 2.3384 | 0.38973
1 | 2044 | 2044-01-30 | 0.38252 | 2.3303 | 3.8252 | 23.3029 | 21 | 18.9514 | 42.7557 | 11.2078 |  |  |  | 1.1476 | 2.2951 | 0.38252
1 | 2044 | 2044-01-31 | 0.37872 | 2.3007 | 3.7872 | 23.0075 | 22 | 18.7632 | 42.755 | 11.0965 |  |  |  | 1.1362 | 2.2723 | 0.37872
2 | 2044 | 2044-02-01 | 0.38141 | 2.3646 | 3.8141 | 23.6463 | 21 | 18.8965 | 42.6319 | 11.1754 |  |  |  | 1.1442 | 2.2885 | 0.38141
2 | 2044 | 2044-02-02 | 0.37192 | 2.3093 | 3.7192 | 23.0928 | 19 | 18.4261 | 40.7622 | 10.8972 |  |  |  | 1.1158 | 2.2315 | 0.37192
2 | 2044 | 2044-02-03 | 0.36712 | 2.2811 | 3.6712 | 22.8109 | 19 | 18.1884 | 40.2363 | 10.7566 |  |  |  | 1.1014 | 2.2027 | 0.36712
2 | 2044 | 2044-02-04 | 0.36679 | 2.276 | 3.6679 | 22.7604 | 17 | 18.1722 | 39.4337 | 10.747 |  |  |  | 1.1004 | 2.2008 | 0.36679
2 | 2044 | 2044-02-05 | 0.3647 | 2.2636 | 3.647 | 22.6356 | 19 | 18.0688 | 39.9717 | 10.6858 |  |  |  | 1.0941 | 2.1882 | 0.3647
2 | 2044 | 2044-02-06 | 0.35858 | 2.2182 | 3.5858 | 22.1824 | 19 | 17.7651 | 39.2999 | 10.5063 |  |  |  | 1.0757 | 2.1515 | 0.35858
2 | 2044 | 2044-02-07 | 0.35768 | 2.2119 | 3.5768 | 22.1186 | 18 | 17.7206 | 38.824 | 10.4799 |  |  |  | 1.073 | 2.1461 | 0.35768
2 | 2044 | 2044-02-08 | 0.36033 | 2.2351 | 3.6033 | 22.3505 | 17 | 17.8519 | 38.7385 | 10.5576 |  |  |  | 1.081 | 2.162 | 0.36033
2 | 2044 | 2044-02-09 | 0.35206 | 2.1871 | 3.5206 | 21.8714 | 16 | 17.4424 | 37.4925 | 10.3154 |  |  |  | 1.0562 | 2.1124 | 0.35206
2 | 2044 | 2044-02-10 | 0.34698 | 2.1578 | 3.4698 | 21.5782 | 16 | 17.1904 | 36.9508 | 10.1664 |  |  |  | 1.0409 | 2.0819 | 0.34698
2 | 2044 | 2044-02-11 | 0.33892 | 2.1112 | 3.3892 | 21.1124 | 15 | 16.7912 | 35.7548 | 9.9303 |  |  |  | 1.0168 | 2.0335 | 0.33892
2 | 2044 | 2044-02-12 | 0.33644 | 2.0958 | 3.3644 | 20.9577 | 15 | 16.6683 | 35.4931 | 9.8576 |  |  |  | 1.0093 | 2.0186 | 0.33644
2 | 2044 | 2044-02-13 | 0.32893 | 2.0429 | 3.2893 | 20.4292 | 14 | 16.2962 | 34.379 | 9.6375 |  |  |  | 0.98678 | 1.9736 | 0.32893
2 | 2044 | 2044-02-14 | 0.32413 | 2.0148 | 3.2413 | 20.1485 | 15 | 16.0586 | 34.1949 | 9.497 |  |  |  | 0.97239 | 1.9448 | 0.32413
2 | 2044 | 2044-02-15 | 0.33241 | 2.0708 | 3.3241 | 20.7076 | 17 | 16.469 | 35.7377 | 9.7397 |  |  |  | 0.99724 | 1.9945 | 0.33241
2 | 2044 | 2044-02-16 | 0.32842 | 2.0457 | 3.2842 | 20.4574 | 15 | 16.2712 | 34.6475 | 9.6227 |  |  |  | 0.98526 | 1.9705 | 0.32842
2 | 2044 | 2044-02-17 | 0.32494 | 2.0251 | 3.2494 | 20.2514 | 15 | 16.0986 | 34.28 | 9.5207 |  |  |  | 0.97481 | 1.9496 | 0.32494
2 | 2044 | 2044-02-18 | 0.32395 | 2.0186 | 3.2395 | 20.1859 | 16 | 16.0497 | 34.4987 | 9.4917 |  |  |  | 0.97185 | 1.9437 | 0.32395
2 | 2044 | 2044-02-19 | 0.32447 | 2.021 | 3.2447 | 20.2103 | 17 | 16.0755 | 34.8837 | 9.507 |  |  |  | 0.97341 | 1.9468 | 0.32447
2 | 2044 | 2044-02-20 | 0.30898 | 1.9229 | 3.0898 | 19.2289 | 15 | 15.3078 | 32.596 | 9.053 |  |  |  | 0.92693 | 1.8539 | 0.30898
2 | 2044 | 2044-02-21 | 0.29861 | 1.8626 | 2.9861 | 18.6264 | 13 | 14.7942 | 30.9235 | 8.7492 |  |  |  | 0.89583 | 1.7917 | 0.29861
2 | 2044 | 2044-02-22 | 0.30884 | 1.9276 | 3.0884 | 19.2764 | 13 | 15.3009 | 31.9827 | 9.0489 |  |  |  | 0.92651 | 1.853 | 0.30884
2 | 2044 | 2044-02-23 | 0.30896 | 1.929 | 3.0896 | 19.2904 | 13 | 15.3071 | 31.9958 | 9.0526 |  |  |  | 0.92689 | 1.8538 | 0.30896
2 | 2044 | 2044-02-24 | 0.30391 | 1.8995 | 3.0391 | 18.9952 | 14 | 15.0566 | 31.764 | 8.9045 |  |  |  | 0.91172 | 1.8234 | 0.30391
2 | 2044 | 2044-02-25 | 0.30487 | 1.9028 | 3.0487 | 19.0284 | 14 | 15.1045 | 31.8651 | 8.9328 |  |  |  | 0.91462 | 1.8292 | 0.30487
2 | 2044 | 2044-02-26 | 0.30171 | 1.8863 | 3.0171 | 18.863 | 13 | 14.9476 | 31.2442 | 8.84 |  |  |  | 0.90512 | 1.8102 | 0.30171
2 | 2044 | 2044-02-27 | 0.29259 | 1.8235 | 2.9259 | 18.2352 | 13 | 14.4962 | 30.3007 | 8.573 |  |  |  | 0.87778 | 1.7556 | 0.29259
2 | 2044 | 2044-02-28 | 0.28929 | 1.8036 | 2.8929 | 18.0362 | 14 | 14.3323 | 30.236 | 8.4761 |  |  |  | 0.86786 | 1.7357 | 0.28929
2 | 2044 | 2044-02-29 | 0.29526 | 1.8451 | 2.9526 | 18.4513 | 13 | 14.6281 | 30.5765 | 8.651 |  |  |  | 0.88577 | 1.7715 | 0.29526
3 | 2044 | 2044-03-01 | 0.304 | 1.9638 | 3.04 | 19.6381 | 14 | 15.0611 | 31.7735 | 8.9071 |  |  |  | 0.91199 | 1.824 | 0.304
3 | 2044 | 2044-03-02 | 0.30057 | 1.9425 | 3.0057 | 19.4253 | 15 | 14.8913 | 31.7092 | 8.8067 |  |  |  | 0.90171 | 1.8034 | 0.30057
3 | 2044 | 2044-03-03 | 0.29851 | 1.93 | 2.9851 | 19.2995 | 14 | 14.7893 | 31.2 | 8.7464 |  |  |  | 0.89553 | 1.7911 | 0.29851
3 | 2044 | 2044-03-04 | 0.28876 | 1.8683 | 2.8876 | 18.6827 | 14 | 14.3063 | 30.181 | 8.4607 |  |  |  | 0.86628 | 1.7326 | 0.28876
3 | 2044 | 2044-03-05 | 0.27625 | 1.7851 | 2.7625 | 17.8513 | 11 | 30.8822 | 28.2938 | 8.0941 |  |  |  | 2.21 | 0.27625 | 0.27625
3 | 2044 | 2044-03-06 | 0.26557 | 1.7172 | 2.6557 | 17.1722 | 10 | 29.6879 | 27.0511 | 7.7811 |  |  |  | 2.1245 | 0.26557 | 0.26557
3 | 2044 | 2044-03-07 | 0.26731 | 1.7326 | 2.6731 | 17.3257 | 10 | 29.8825 | 27.2285 | 7.8321 |  |  |  | 2.1385 | 0.26731 | 0.26731
3 | 2044 | 2044-03-08 | 0.26758 | 1.7351 | 2.6758 | 17.351 | 10 | 29.9134 | 27.2566 | 7.8402 |  |  |  | 2.1407 | 0.26758 | 0.26758
3 | 2044 | 2044-03-09 | 0.26618 | 1.7267 | 2.6618 | 17.2665 | 9 | 29.7563 | 26.9662 | 7.799 |  |  |  | 2.1294 | 0.26618 | 0.26618
3 | 2044 | 2044-03-10 | 0.25718 | 1.6693 | 2.5718 | 16.6932 | 9 | 28.75 | 26.0542 | 7.5353 |  |  |  | 2.0574 | 0.25718 | 0.25718
3 | 2044 | 2044-03-11 | 0.25438 | 1.6521 | 2.5438 | 16.5213 | 8 | 28.4371 | 25.6314 | 7.4533 |  |  |  | 2.035 | 0.25438 | 0.25438
3 | 2044 | 2044-03-12 | 0.24172 | 1.568 | 2.4172 | 15.6796 | 8 | 27.0215 | 24.3555 | 7.0823 |  |  |  | 1.9337 | 0.24172 | 0.24172
3 | 2044 | 2044-03-13 | 0.23838 | 1.5471 | 2.3838 | 15.4708 | 7 | 26.6485 | 23.8902 | 6.9845 |  |  |  | 1.907 | 0.23838 | 0.23838
3 | 2044 | 2044-03-14 | 0.24346 | 1.5835 | 2.4346 | 15.8354 | 8 | 27.2165 | 24.5312 | 7.1334 |  |  |  | 1.9477 | 0.24346 | 0.24346
3 | 2044 | 2044-03-15 | 0.23816 | 1.55 | 2.3816 | 15.4998 | 8 | 26.6239 | 23.9971 | 6.978 |  |  |  | 1.9053 | 0.23816 | 0.23816
3 | 2044 | 2044-03-16 | 0.23653 | 1.5401 | 2.3653 | 15.4005 | 8 | 26.4421 | 23.8332 | 6.9304 |  |  |  | 1.8923 | 0.23653 | 0.23653
3 | 2044 | 2044-03-17 | 0.2382 | 1.5513 | 2.382 | 15.5127 | 8 | 26.6282 | 24.001 | 6.9792 |  |  |  | 1.9056 | 0.2382 | 0.2382
3 | 2044 | 2044-03-18 | 0.23752 | 1.5474 | 2.3752 | 15.4741 | 9 | 26.5529 | 24.0632 | 6.9594 |  |  |  | 1.9002 | 0.23752 | 0.23752
3 | 2044 | 2044-03-19 | 0.22428 | 1.4594 | 2.2428 | 14.5939 | 9 | 25.0719 | 22.721 | 6.5713 |  |  |  | 1.7942 | 0.22428 | 0.22428
3 | 2044 | 2044-03-20 | 0.22083 | 1.4376 | 2.2083 | 14.3756 | 9 | 24.6872 | 22.3723 | 6.4704 |  |  |  | 1.7667 | 0.22083 | 0.22083
3 | 2044 | 2044-03-21 | 0.22195 | 1.4486 | 2.2195 | 14.4857 | 8 | 24.8125 | 22.3644 | 6.5033 |  |  |  | 1.7756 | 0.22195 | 0.22195
3 | 2044 | 2044-03-22 | 0.221 | 1.4428 | 2.21 | 14.4277 | 9 | 24.706 | 22.3894 | 6.4754 |  |  |  | 1.768 | 0.221 | 0.221
3 | 2044 | 2044-03-23 | 0.21934 | 1.4323 | 2.1934 | 14.3231 | 9 | 24.5198 | 22.2207 | 6.4266 |  |  |  | 1.7547 | 0.21934 | 0.21934
3 | 2044 | 2044-03-24 | 0.21496 | 1.4044 | 2.1496 | 14.0444 | 9 | 24.0302 | 21.777 | 6.2982 |  |  |  | 1.7197 | 0.21496 | 0.21496
3 | 2044 | 2044-03-25 | 0.2071 | 1.3543 | 2.071 | 13.543 | 8 | 23.152 | 20.8678 | 6.0681 |  |  |  | 1.6568 | 0.2071 | 0.2071
3 | 2044 | 2044-03-26 | 0.19598 | 1.2798 | 1.9598 | 12.7976 | 7 | 21.909 | 19.6413 | 5.7423 |  |  |  | 1.5679 | 0.19598 | 0.19598
3 | 2044 | 2044-03-27 | 0.1942 | 1.2684 | 1.942 | 12.6839 | 7 | 21.7097 | 19.4626 | 5.69 |  |  |  | 1.5536 | 0.1942 | 0.1942
3 | 2044 | 2044-03-28 | 0.20295 | 1.328 | 2.0295 | 13.2802 | 8 | 22.6877 | 20.4493 | 5.9464 |  |  |  | 1.6236 | 0.20295 | 0.20295
3 | 2044 | 2044-03-29 | 0.19718 | 1.2912 | 1.9718 | 12.9118 | 8 | 22.0426 | 19.8678 | 5.7773 |  |  |  | 1.5774 | 0.19718 | 0.19718
3 | 2044 | 2044-03-30 | 0.19103 | 1.2518 | 1.9103 | 12.5182 | 7 | 21.3559 | 19.1454 | 5.5973 |  |  |  | 1.5283 | 0.19103 | 0.19103
3 | 2044 | 2044-03-31 | 0.18142 | 1.1901 | 1.8142 | 11.9014 | 5 | 20.281 | 17.9884 | 5.3156 |  |  |  | 1.4514 | 0.18142 | 0.18142
4 | 2044 | 2044-04-01 | 0.17495 | 1.126 | 1.7495 | 11.2595 | 5 | 19.558 | 17.3472 | 5.1261 |  |  |  | 1.3996 | 0.17495 | 0.17495
4 | 2044 | 2044-04-02 | 0.16918 | 1.0825 | 1.6918 | 10.8247 | 6 | 18.9128 | 16.8646 | 4.957 |  |  |  | 1.3534 | 0.16918 | 0.16918
4 | 2044 | 2044-04-03 | 0.16469 | 1.0546 | 1.6469 | 10.5461 | 7 | 18.4106 | 16.505 | 4.8254 |  |  |  | 1.3175 | 0.16469 | 0.16469
4 | 2044 | 2044-04-04 | 0.17239 | 1.1059 | 1.7239 | 11.0592 | 7 | 19.2713 | 17.2766 | 5.0509 |  |  |  | 1.3791 | 0.17239 | 0.17239
4 | 2044 | 2044-04-05 | 0.17086 | 1.0957 | 1.7086 | 10.9566 | 8 | 19.1009 | 17.2164 | 5.0063 |  |  |  | 1.3669 | 0.17086 | 0.17086
4 | 2044 | 2044-04-06 | 0.16452 | 1.0578 | 1.6452 | 10.5776 | 7 | 18.3921 | 16.4884 | 4.8205 |  |  |  | 1.3162 | 0.16452 | 0.16452
4 | 2044 | 2044-04-07 | 0.16249 | 1.0453 | 1.6249 | 10.4528 | 7 | 18.1647 | 16.2846 | 4.7609 |  |  |  | 1.2999 | 0.16249 | 0.16249
4 | 2044 | 2044-04-08 | 0.15826 | 1.0191 | 1.5826 | 10.1913 | 6 | 17.6915 | 15.7755 | 4.6369 |  |  |  | 1.266 | 0.15826 | 0.15826
4 | 2044 | 2044-04-09 | 0.14151 | 0.91288 | 1.4151 | 9.1288 | 5 | 15.8194 | 14.0312 | 4.1462 |  |  |  | 1.1321 | 0.14151 | 0.14151
4 | 2044 | 2044-04-10 | 0.13522 | 0.87572 | 1.3522 | 8.7572 | 5 | 15.1163 | 13.4075 | 3.9619 |  |  |  | 1.0818 | 0.13522 | 0.13522
4 | 2044 | 2044-04-11 | 0.13797 | 0.89847 | 1.3797 | 8.9847 | 4 | 15.4243 | 13.6084 | 4.0427 |  |  |  | 1.1038 | 0.13797 | 0.13797
4 | 2044 | 2044-04-12 | 0.13873 | 0.90066 | 1.3873 | 9.0066 | 5 | 15.5082 | 13.7552 | 4.0646 |  |  |  | 1.1098 | 0.13873 | 0.13873
4 | 2044 | 2044-04-13 | 0.13782 | 0.89498 | 1.3782 | 8.9498 | 5 | 15.407 | 13.6654 | 4.0381 |  |  |  | 1.1026 | 0.13782 | 0.13782
4 | 2044 | 2044-04-14 | 0.13645 | 0.88573 | 1.3645 | 8.8573 | 5 | 15.254 | 13.5297 | 3.998 |  |  |  | 1.0916 | 0.13645 | 0.13645
4 | 2044 | 2044-04-15 | 0.13646 | 0.88332 | 1.3646 | 8.8332 | 6 | 15.2552 | 13.6031 | 3.9983 |  |  |  | 1.0917 | 0.13646 | 0.13646
4 | 2044 | 2044-04-16 | 0.12904 | 0.8315 | 1.2904 | 8.315 | 6 | 14.4252 | 12.8629 | 3.7808 |  |  |  | 1.0323 | 0.12904 | 0.12904
4 | 2044 | 2044-04-17 | 0.1255 | 0.8101 | 1.255 | 8.101 | 6 | 14.03 | 12.5105 | 3.6772 |  |  |  | 1.004 | 0.1255 | 0.1255
4 | 2044 | 2044-04-18 | 0.12999 | 0.84295 | 1.2999 | 8.4295 | 6 | 14.5314 | 12.9577 | 3.8086 |  |  |  | 1.0399 | 0.12999 | 0.12999
4 | 2044 | 2044-04-19 | 0.12507 | 0.81345 | 1.2507 | 8.1345 | 5 | 13.9818 | 12.4013 | 3.6646 |  |  |  | 1.0006 | 0.12507 | 0.12507
4 | 2044 | 2044-04-20 | 0.12528 | 0.81367 | 1.2528 | 8.1367 | 4 | 14.0046 | 12.3559 | 3.6706 |  |  |  | 1.0022 | 0.12528 | 0.12528
4 | 2044 | 2044-04-21 | 0.12153 | 0.79131 | 1.2153 | 7.9131 | 5 | 13.5859 | 12.0502 | 3.5608 |  |  |  | 0.97224 | 0.12153 | 0.12153
4 | 2044 | 2044-04-22 | 0.11789 | 0.76923 | 1.1789 | 7.6923 | 5 | 13.1786 | 11.6889 | 3.4541 |  |  |  | 0.94309 | 0.11789 | 0.11789
4 | 2044 | 2044-04-23 | 0.10945 | 0.7115 | 1.0945 | 7.115 | 5 | 12.236 | 10.8529 | 3.207 |  |  |  | 0.87564 | 0.10945 | 0.10945
4 | 2044 | 2044-04-24 | 0.10621 | 0.69174 | 1.0621 | 6.9174 | 4 | 11.8732 | 10.4754 | 3.1119 |  |  |  | 0.84968 | 0.10621 | 0.10621
4 | 2044 | 2044-04-25 | 0.10923 | 0.71684 | 1.0923 | 7.1684 | 4 | 12.2107 | 10.7731 | 3.2004 |  |  |  | 0.87382 | 0.10923 | 0.10923
4 | 2044 | 2044-04-26 | 0.10738 | 0.70535 | 1.0738 | 7.0535 | 4 | 12.0043 | 10.591 | 3.1463 |  |  |  | 0.85905 | 0.10738 | 0.10738
4 | 2044 | 2044-04-27 | 0.10532 | 0.69326 | 1.0532 | 6.9326 | 4 | 11.7737 | 10.3876 | 3.0858 |  |  |  | 0.84255 | 0.10532 | 0.10532
4 | 2044 | 2044-04-28 | 0.10546 | 0.69275 | 1.0546 | 6.9275 | 4 | 11.7892 | 10.4012 | 3.0899 |  |  |  | 0.84366 | 0.10546 | 0.10546
4 | 2044 | 2044-04-29 | 0.10782 | 0.70654 | 1.0782 | 7.0654 | 4 | 12.0536 | 10.6345 | 3.1592 |  |  |  | 0.86258 | 0.10782 | 0.10782
4 | 2044 | 2044-04-30 | 0.09783 | 0.63962 | 0.9783 | 6.3962 | 4 | 10.9365 | 9.649 | 2.8664 |  |  |  | 0.78264 | 0.09783 | 0.09783
5 | 2044 | 2044-05-01 | 0.077719 | 0.53207 | 0.77719 | 5.3207 | 4 | 8.6883 | 7.6654 | 2.2772 |  |  |  | 0.62175 | 0.077719 | 0.077719
5 | 2044 | 2044-05-02 | 0.083377 | 0.57213 | 0.83377 | 5.7213 | 3 | 9.3208 | 8.1802 | 2.443 |  |  |  | 0.66702 | 0.083377 | 0.083377
5 | 2044 | 2044-05-03 | 0.082512 | 0.56856 | 0.82512 | 5.6856 | 3 | 9.2241 | 8.0954 | 2.4176 |  |  |  | 0.6601 | 0.082512 | 0.082512
5 | 2044 | 2044-05-04 | 0.081812 | 0.56345 | 0.81812 | 5.6345 | 3 | 9.1458 | 8.0266 | 2.3971 |  |  |  | 0.65449 | 0.081812 | 0.081812
5 | 2044 | 2044-05-05 | 0.079736 | 0.54912 | 0.79736 | 5.4912 | 3 | 8.9137 | 7.823 | 2.3363 |  |  |  | 0.63789 | 0.079736 | 0.079736
5 | 2044 | 2044-05-06 | 0.077686 | 0.53704 | 0.77686 | 5.3704 | 3 | 8.6845 | 7.6218 | 2.2762 |  |  |  | 0.62148 | 0.077686 | 0.077686
5 | 2044 | 2044-05-07 | 0.067604 | 0.46976 | 0.67604 | 4.6976 | 2 | 7.5575 | 6.598 | 1.9808 |  |  |  | 0.54083 | 0.067604 | 0.067604
5 | 2044 | 2044-05-08 | 0.065643 | 0.45589 | 0.65643 | 4.5589 | 2 | 7.3383 | 6.4066 | 1.9233 |  |  |  | 0.52514 | 0.065643 | 0.065643
5 | 2044 | 2044-05-09 | 0.072665 | 0.50396 | 0.72665 | 5.0396 | 2 | 8.1233 | 7.0919 | 2.1291 |  |  |  | 0.58132 | 0.072665 | 0.072665
5 | 2044 | 2044-05-10 | 0.06923 | 0.48213 | 0.6923 | 4.8213 | 2 | 7.7393 | 6.7567 | 2.0284 |  |  |  | 0.55384 | 0.06923 | 0.06923
5 | 2044 | 2044-05-11 | 0.069049 | 0.48266 | 0.69049 | 4.8266 | 1 | 7.719 | 6.7039 | 2.0231 |  |  |  | 0.55239 | 0.069049 | 0.069049
5 | 2044 | 2044-05-12 | 0.067756 | 0.47644 | 0.67756 | 4.7644 | 2 | 7.5744 | 6.6128 | 1.9852 |  |  |  | 0.54204 | 0.067756 | 0.067756
5 | 2044 | 2044-05-13 | 0.067297 | 0.47548 | 0.67297 | 4.7548 | 2 | 7.5231 | 6.568 | 1.9718 |  |  |  | 0.53837 | 0.067297 | 0.067297
5 | 2044 | 2044-05-14 | 0.058437 | 0.41676 | 0.58437 | 4.1676 | 3 | 6.5327 | 5.7333 | 1.7122 |  |  |  | 0.46749 | 0.058437 | 0.058437
5 | 2044 | 2044-05-15 | 0.057395 | 0.40962 | 0.57395 | 4.0962 | 2 | 6.4162 | 5.6016 | 1.6817 |  |  |  | 0.45916 | 0.057395 | 0.057395
5 | 2044 | 2044-05-16 | 0.064265 | 0.45611 | 0.64265 | 4.5611 | 2 | 7.1843 | 6.2721 | 1.883 |  |  |  | 0.51412 | 0.064265 | 0.064265
5 | 2044 | 2044-05-17 | 0.062701 | 0.44589 | 0.62701 | 4.4589 | 1 | 7.0094 | 6.0876 | 1.8372 |  |  |  | 0.50161 | 0.062701 | 0.062701
5 | 2044 | 2044-05-18 | 0.061594 | 0.44077 | 0.61594 | 4.4077 | 1 | 6.8856 | 5.9801 | 1.8047 |  |  |  | 0.49275 | 0.061594 | 0.061594
5 | 2044 | 2044-05-19 | 0.060654 | 0.43694 | 0.60654 | 4.3694 | 2 | 6.7806 | 5.9197 | 1.7772 |  |  |  | 0.48523 | 0.060654 | 0.060654
5 | 2044 | 2044-05-20 | 0.059165 | 0.42778 | 0.59165 | 4.2778 | 1 | 6.6141 | 5.7443 | 1.7335 |  |  |  | 0.47332 | 0.059165 | 0.059165
5 | 2044 | 2044-05-21 | 0.051372 | 0.37522 | 0.51372 | 3.7522 | 1 | 5.7429 | 4.9876 | 1.5052 |  |  |  | 0.41097 | 0.051372 | 0.051372
5 | 2044 | 2044-05-22 | 0.050806 | 0.37143 | 0.50806 | 3.7143 | 1 | 5.6796 | 4.9327 | 1.4886 |  |  |  | 0.40645 | 0.050806 | 0.050806
5 | 2044 | 2044-05-23 | 0.057098 | 0.41667 | 0.57098 | 4.1667 | 1 | 6.3831 | 5.5437 | 1.673 |  |  |  | 0.45679 | 0.057098 | 0.057098
5 | 2044 | 2044-05-24 | 0.055349 | 0.40624 | 0.55349 | 4.0624 | 1 | 6.1875 | 5.3738 | 1.6217 |  |  |  | 0.44279 | 0.055349 | 0.055349
5 | 2044 | 2044-05-25 | 0.053874 | 0.39719 | 0.53874 | 3.9719 | 0 | 6.0226 | 0 | 1.5785 |  |  |  | 0.43099 | 0.053874 | 0.053874
5 | 2044 | 2044-05-26 | 0.053971 | 0.39849 | 0.53971 | 3.9849 | 1 | 6.0335 | 5.2401 | 1.5814 |  |  |  | 0.43177 | 0.053971 | 0.053971
5 | 2044 | 2044-05-27 | 0.053384 | 0.39865 | 0.53384 | 3.9865 | 1 | 5.9678 | 5.183 | 1.5642 |  |  |  | 0.42707 | 0.053384 | 0.053384
5 | 2044 | 2044-05-28 | 0.04626 | 0.35186 | 0.4626 | 3.5186 | 1 | 5.1714 | 4.4913 | 1.3554 |  |  |  | 0.37008 | 0.04626 | 0.04626
5 | 2044 | 2044-05-29 | 0.045996 | 0.35168 | 0.45996 | 3.5168 | 1 | 5.142 | 4.4657 | 1.3477 |  |  |  | 0.36797 | 0.045996 | 0.045996
5 | 2044 | 2044-05-30 | 0.051886 | 0.39475 | 0.51886 | 3.9475 | 1 | 5.8004 | 5.0376 | 1.5203 |  |  |  | 0.41509 | 0.051886 | 0.051886
5 | 2044 | 2044-05-31 | 0.051092 | 0.38895 | 0.51092 | 3.8895 | 1 | 5.7117 | 4.9605 | 1.497 |  |  |  | 0.40874 | 0.051092 | 0.051092
6 | 2044 | 2044-06-01 | 0.047516 | 0.37351 | 0.47516 | 3.7351 | 0 | 5.3119 | 0 | 1.3922 |  |  |  | 0.38013 | 0.047516 | 0.047516
6 | 2044 | 2044-06-02 | 0.047348 | 0.37397 | 0.47348 | 3.7397 | 1 | 5.293 | 4.5969 | 1.3873 |  |  |  | 0.37878 | 0.047348 | 0.047348
6 | 2044 | 2044-06-03 | 0.046963 | 0.37305 | 0.46963 | 3.7305 | 1 | 5.25 | 4.5596 | 1.376 |  |  |  | 0.3757 | 0.046963 | 0.046963
6 | 2044 | 2044-06-04 | 0.039101 | 0.32031 | 0.39101 | 3.2031 | 1 | 4.3712 | 3.7963 | 1.1457 |  |  |  | 0.31281 | 0.039101 | 0.039101
6 | 2044 | 2044-06-05 | 0.038799 | 0.31951 | 0.38799 | 3.1951 | 0 | 4.3373 | 0 | 1.1368 |  |  |  | 0.31039 | 0.038799 | 0.038799
6 | 2044 | 2044-06-06 | 0.04623 | 0.37252 | 0.4623 | 3.7252 | 0 | 5.1681 | 0 | 1.3546 |  |  |  | 0.36984 | 0.04623 | 0.04623
6 | 2044 | 2044-06-07 | 0.046289 | 0.37467 | 0.46289 | 3.7467 | 0 | 5.1747 | 0 | 1.3563 |  |  |  | 0.37031 | 0.046289 | 0.046289
6 | 2044 | 2044-06-08 | 0.045893 | 0.37267 | 0.45893 | 3.7267 | 0 | 5.1304 | 0 | 1.3447 |  |  |  | 0.36714 | 0.045893 | 0.045893
6 | 2044 | 2044-06-09 | 0.045799 | 0.37302 | 0.45799 | 3.7302 | 0 | 5.1199 | 0 | 1.3419 |  |  |  | 0.36639 | 0.045799 | 0.045799
6 | 2044 | 2044-06-10 | 0.045599 | 0.37277 | 0.45599 | 3.7277 | 0 | 5.0975 | 0 | 1.336 |  |  |  | 0.36479 | 0.045599 | 0.045599
6 | 2044 | 2044-06-11 | 0.037946 | 0.32149 | 0.37946 | 3.2149 | 0 | 4.242 | 0 | 1.1118 |  |  |  | 0.30357 | 0.037946 | 0.037946
6 | 2044 | 2044-06-12 | 0.038031 | 0.32384 | 0.38031 | 3.2384 | 0 | 4.2515 | 0 | 1.1143 |  |  |  | 0.30425 | 0.038031 | 0.038031
6 | 2044 | 2044-06-13 | 0.045567 | 0.37671 | 0.45567 | 3.7671 | 0 | 5.094 | 0 | 1.3351 |  |  |  | 0.36454 | 0.045567 | 0.045567
6 | 2044 | 2044-06-14 | 0.045451 | 0.37732 | 0.45451 | 3.7732 | 0 | 5.081 | 0 | 1.3317 |  |  |  | 0.36361 | 0.045451 | 0.045451
6 | 2044 | 2044-06-15 | 0.045469 | 0.37885 | 0.45469 | 3.7885 | 0 | 5.0831 | 0 | 1.3323 |  |  |  | 0.36376 | 0.045469 | 0.045469
6 | 2044 | 2044-06-16 | 0.045751 | 0.38203 | 0.45751 | 3.8203 | 0 | 5.1145 | 0 | 1.3405 |  |  |  | 0.36601 | 0.045751 | 0.045751
6 | 2044 | 2044-06-17 | 0.045622 | 0.38178 | 0.45622 | 3.8178 | 0 | 5.1001 | 0 | 1.3367 |  |  |  | 0.36497 | 0.045622 | 0.045622
6 | 2044 | 2044-06-18 | 0.038087 | 0.33125 | 0.38087 | 3.3125 | 0 | 4.2577 | 0 | 1.1159 |  |  |  | 0.30469 | 0.038087 | 0.038087
6 | 2044 | 2044-06-19 | 0.03821 | 0.33335 | 0.3821 | 3.3335 | 0 | 4.2715 | 0 | 1.1196 |  |  |  | 0.30568 | 0.03821 | 0.03821
6 | 2044 | 2044-06-20 | 0.045669 | 0.38514 | 0.45669 | 3.8514 | 0 | 5.1054 | 0 | 1.3381 |  |  |  | 0.36535 | 0.045669 | 0.045669
6 | 2044 | 2044-06-21 | 0.045502 | 0.38442 | 0.45502 | 3.8442 | 0 | 5.0867 | 0 | 1.3332 |  |  |  | 0.36402 | 0.045502 | 0.045502
6 | 2044 | 2044-06-22 | 0.045702 | 0.38693 | 0.45702 | 3.8693 | 0 | 5.1091 | 0 | 1.3391 |  |  |  | 0.36562 | 0.045702 | 0.045702
6 | 2044 | 2044-06-23 | 0.045945 | 0.3895 | 0.45945 | 3.895 | 0 | 5.1362 | 0 | 1.3462 |  |  |  | 0.36756 | 0.045945 | 0.045945
6 | 2044 | 2044-06-24 | 0.045916 | 0.39005 | 0.45916 | 3.9005 | 0 | 5.1329 | 0 | 1.3453 |  |  |  | 0.36732 | 0.045916 | 0.045916
6 | 2044 | 2044-06-25 | 0.038521 | 0.34039 | 0.38521 | 3.4039 | 0 | 4.3062 | 0 | 1.1287 |  |  |  | 0.30816 | 0.038521 | 0.038521
6 | 2044 | 2044-06-26 | 0.038453 | 0.34036 | 0.38453 | 3.4036 | 0 | 4.2987 | 0 | 1.1267 |  |  |  | 0.30763 | 0.038453 | 0.038453
6 | 2044 | 2044-06-27 | 0.046136 | 0.39343 | 0.46136 | 3.9343 | 0 | 5.1576 | 0 | 1.3518 |  |  |  | 0.36909 | 0.046136 | 0.046136
6 | 2044 | 2044-06-28 | 0.046279 | 0.39503 | 0.46279 | 3.9503 | 0 | 5.1736 | 0 | 1.356 |  |  |  | 0.37023 | 0.046279 | 0.046279
6 | 2044 | 2044-06-29 | 0.046288 | 0.39562 | 0.46288 | 3.9562 | 0 | 5.1745 | 0 | 1.3562 |  |  |  | 0.3703 | 0.046288 | 0.046288
6 | 2044 | 2044-06-30 | 0.046346 | 0.39673 | 0.46346 | 3.9673 | 0 | 5.1811 | 0 | 1.3579 |  |  |  | 0.37077 | 0.046346 | 0.046346
7 | 2044 | 2044-07-01 | 0.047349 | 0.42807 | 0.47349 | 4.2807 | 0 | 5.2932 | 0 | 1.3873 |  |  |  | 0.37879 | 0.047349 | 0.047349
7 | 2044 | 2044-07-02 | 0.040166 | 0.3828 | 0.40166 | 3.828 | 0 | 4.4902 | 0 | 1.1769 |  |  |  | 0.32133 | 0.040166 | 0.040166
7 | 2044 | 2044-07-03 | 0.040463 | 0.38848 | 0.40463 | 3.8848 | 0 | 4.5234 | 0 | 1.1856 |  |  |  | 0.32371 | 0.040463 | 0.040463
7 | 2044 | 2044-07-04 | 0.047536 | 0.43047 | 0.47536 | 4.3047 | 0 | 5.3141 | 0 | 1.3928 |  |  |  | 0.38029 | 0.047536 | 0.047536
7 | 2044 | 2044-07-05 | 0.047638 | 0.43228 | 0.47638 | 4.3228 | 0 | 5.3255 | 0 | 1.3958 |  |  |  | 0.38111 | 0.047638 | 0.047638
7 | 2044 | 2044-07-06 | 0.047554 | 0.4303 | 0.47554 | 4.303 | 0 | 5.3161 | 0 | 1.3933 |  |  |  | 0.38043 | 0.047554 | 0.047554
7 | 2044 | 2044-07-07 | 0.047662 | 0.43247 | 0.47662 | 4.3247 | 0 | 5.3281 | 0 | 1.3965 |  |  |  | 0.38129 | 0.047662 | 0.047662
7 | 2044 | 2044-07-08 | 0.047581 | 0.43086 | 0.47581 | 4.3086 | 0 | 5.3191 | 0 | 1.3941 |  |  |  | 0.38065 | 0.047581 | 0.047581
7 | 2044 | 2044-07-09 | 0.040175 | 0.38171 | 0.40175 | 3.8171 | 0 | 4.4912 | 0 | 1.1771 |  |  |  | 0.3214 | 0.040175 | 0.040175
7 | 2044 | 2044-07-10 | 0.040504 | 0.38896 | 0.40504 | 3.8896 | 0 | 4.528 | 0 | 1.1868 |  |  |  | 0.32403 | 0.040504 | 0.040504
7 | 2044 | 2044-07-11 | 0.047486 | 0.43007 | 0.47486 | 4.3007 | 0 | 5.3085 | 0 | 1.3913 |  |  |  | 0.37989 | 0.047486 | 0.047486
7 | 2044 | 2044-07-12 | 0.047246 | 0.42584 | 0.47246 | 4.2584 | 0 | 5.2817 | 0 | 1.3843 |  |  |  | 0.37797 | 0.047246 | 0.047246
7 | 2044 | 2044-07-13 | 0.047392 | 0.42984 | 0.47392 | 4.2984 | 0 | 5.298 | 0 | 1.3886 |  |  |  | 0.37913 | 0.047392 | 0.047392
7 | 2044 | 2044-07-14 | 0.047245 | 0.42799 | 0.47245 | 4.2799 | 0 | 5.2816 | 0 | 1.3843 |  |  |  | 0.37796 | 0.047245 | 0.047245
7 | 2044 | 2044-07-15 | 0.047374 | 0.43208 | 0.47374 | 4.3208 | 0 | 5.2959 | 0 | 1.388 |  |  |  | 0.37899 | 0.047374 | 0.047374
7 | 2044 | 2044-07-16 | 0.039762 | 0.3801 | 0.39762 | 3.801 | 0 | 4.4451 | 0 | 1.165 |  |  |  | 0.3181 | 0.039762 | 0.039762
7 | 2044 | 2044-07-17 | 0.039736 | 0.38145 | 0.39736 | 3.8145 | 0 | 4.4422 | 0 | 1.1643 |  |  |  | 0.31789 | 0.039736 | 0.039736
7 | 2044 | 2044-07-18 | 0.047062 | 0.43127 | 0.47062 | 4.3127 | 0 | 5.2611 | 0 | 1.3789 |  |  |  | 0.37649 | 0.047062 | 0.047062
7 | 2044 | 2044-07-19 | 0.046763 | 0.42745 | 0.46763 | 4.2745 | 0 | 5.2277 | 0 | 1.3702 |  |  |  | 0.37411 | 0.046763 | 0.046763
7 | 2044 | 2044-07-20 | 0.046475 | 0.4241 | 0.46475 | 4.241 | 0 | 5.1955 | 0 | 1.3617 |  |  |  | 0.3718 | 0.046475 | 0.046475
7 | 2044 | 2044-07-21 | 0.046138 | 0.42 | 0.46138 | 4.2 | 0 | 5.1578 | 0 | 1.3519 |  |  |  | 0.36911 | 0.046138 | 0.046138
7 | 2044 | 2044-07-22 | 0.046016 | 0.42063 | 0.46016 | 4.2063 | 0 | 5.1442 | 0 | 1.3483 |  |  |  | 0.36813 | 0.046016 | 0.046016
7 | 2044 | 2044-07-23 | 0.038095 | 0.36399 | 0.38095 | 3.6399 | 0 | 4.2586 | 0 | 1.1162 |  |  |  | 0.30476 | 0.038095 | 0.038095
7 | 2044 | 2044-07-24 | 0.037846 | 0.36253 | 0.37846 | 3.6253 | 0 | 4.2309 | 0 | 1.1089 |  |  |  | 0.30277 | 0.037846 | 0.037846
7 | 2044 | 2044-07-25 | 0.045066 | 0.41199 | 0.45066 | 4.1199 | 0 | 5.038 | 0 | 1.3204 |  |  |  | 0.36053 | 0.045066 | 0.045066
7 | 2044 | 2044-07-26 | 0.044839 | 0.4115 | 0.44839 | 4.115 | 0 | 5.0126 | 0 | 1.3138 |  |  |  | 0.35871 | 0.044839 | 0.044839
7 | 2044 | 2044-07-27 | 0.044711 | 0.41333 | 0.44711 | 4.1333 | 0 | 4.9983 | 0 | 1.31 |  |  |  | 0.35769 | 0.044711 | 0.044711
7 | 2044 | 2044-07-28 | 0.043864 | 0.40043 | 0.43864 | 4.0043 | 0 | 4.9035 | 0 | 1.2852 |  |  |  | 0.35091 | 0.043864 | 0.043864
7 | 2044 | 2044-07-29 | 0.043642 | 0.40083 | 0.43642 | 4.0083 | 0 | 4.8788 | 0 | 1.2787 |  |  |  | 0.34914 | 0.043642 | 0.043642
7 | 2044 | 2044-07-30 | 0.035772 | 0.34705 | 0.35772 | 3.4705 | 0 | 3.999 | 0 | 1.0481 |  |  |  | 0.28618 | 0.035772 | 0.035772
7 | 2044 | 2044-07-31 | 0.035344 | 0.34362 | 0.35344 | 3.4362 | 0 | 3.9511 | 0 | 1.0356 |  |  |  | 0.28275 | 0.035344 | 0.035344
8 | 2044 | 2044-08-01 | 0.029957 | 0.24315 | 0.29957 | 2.4315 | 0 | 3.3489 | 0 | 0.87774 |  |  |  | 0.23966 | 0.029957 | 0.029957
8 | 2044 | 2044-08-02 | 0.028384 | 0.228 | 0.28384 | 2.28 | 0 | 3.1731 | 0 | 0.83167 |  |  |  | 0.22708 | 0.028384 | 0.028384
8 | 2044 | 2044-08-03 | 0.030235 | 0.24934 | 0.30235 | 2.4934 | 0 | 3.38 | 0 | 0.8859 |  |  |  | 0.24188 | 0.030235 | 0.030235
8 | 2044 | 2044-08-04 | 0.02902 | 0.23815 | 0.2902 | 2.3815 | 0 | 3.2442 | 0 | 0.85029 |  |  |  | 0.23216 | 0.02902 | 0.02902
8 | 2044 | 2044-08-05 | 0.027795 | 0.22693 | 0.27795 | 2.2693 | 0 | 3.1072 | 0 | 0.81438 |  |  |  | 0.22236 | 0.027795 | 0.027795
8 | 2044 | 2044-08-06 | 0.019998 | 0.17417 | 0.19998 | 1.7417 | 0 | 2.2356 | 0 | 0.58594 |  |  |  | 0.15998 | 0.019998 | 0.019998
8 | 2044 | 2044-08-07 | 0.019709 | 0.17306 | 0.19709 | 1.7306 | 0 | 2.2033 | 0 | 0.57749 |  |  |  | 0.15768 | 0.019709 | 0.019709
8 | 2044 | 2044-08-08 | 0.026931 | 0.2236 | 0.26931 | 2.236 | 0 | 3.0106 | 0 | 0.78907 |  |  |  | 0.21545 | 0.026931 | 0.026931
8 | 2044 | 2044-08-09 | 0.02644 | 0.22046 | 0.2644 | 2.2046 | 0 | 2.9557 | 0 | 0.77468 |  |  |  | 0.21152 | 0.02644 | 0.02644
8 | 2044 | 2044-08-10 | 0.026327 | 0.22141 | 0.26327 | 2.2141 | 0 | 2.9431 | 0 | 0.77137 |  |  |  | 0.21061 | 0.026327 | 0.026327
8 | 2044 | 2044-08-11 | 0.025639 | 0.21631 | 0.25639 | 2.1631 | 0 | 2.8662 | 0 | 0.75121 |  |  |  | 0.20511 | 0.025639 | 0.025639
8 | 2044 | 2044-08-12 | 0.025523 | 0.21734 | 0.25523 | 2.1734 | 0 | 2.8532 | 0 | 0.74782 |  |  |  | 0.20418 | 0.025523 | 0.025523
8 | 2044 | 2044-08-13 | 0.01751 | 0.16272 | 0.1751 | 1.6272 | 0 | 1.9575 | 0 | 0.51304 |  |  |  | 0.14008 | 0.01751 | 0.01751
8 | 2044 | 2044-08-14 | 0.016062 | 0.14968 | 0.16062 | 1.4968 | 0 | 1.7956 | 0 | 0.47061 |  |  |  | 0.12849 | 0.016062 | 0.016062
8 | 2044 | 2044-08-15 | 0.02328 | 0.20057 | 0.2328 | 2.0057 | 0 | 2.6025 | 0 | 0.6821 |  |  |  | 0.18624 | 0.02328 | 0.02328
8 | 2044 | 2044-08-16 | 0.02337 | 0.20397 | 0.2337 | 2.0397 | 0 | 2.6125 | 0 | 0.68474 |  |  |  | 0.18696 | 0.02337 | 0.02337
8 | 2044 | 2044-08-17 | 0.023277 | 0.20546 | 0.23277 | 2.0546 | 0 | 2.6022 | 0 | 0.68202 |  |  |  | 0.18622 | 0.023277 | 0.023277
8 | 2044 | 2044-08-18 | 0.023385 | 0.20911 | 0.23385 | 2.0911 | 0 | 2.6143 | 0 | 0.68519 |  |  |  | 0.18708 | 0.023385 | 0.023385
8 | 2044 | 2044-08-19 | 0.020451 | 0.18042 | 0.20451 | 1.8042 | 0 | 2.2863 | 0 | 0.59923 |  |  |  | 0.16361 | 0.020451 | 0.020451
8 | 2044 | 2044-08-20 | 0.014024 | 0.14287 | 0.14024 | 1.4287 | 0 | 1.5677 | 0 | 0.4109 |  |  |  | 0.11219 | 0.014024 | 0.014024
8 | 2044 | 2044-08-21 | 0.011502 | 0.11858 | 0.11502 | 1.1858 | 0 | 1.2858 | 0 | 0.337 |  |  |  | 0.092014 | 0.011502 | 0.011502
8 | 2044 | 2044-08-22 | 0.021668 | 0.20096 | 0.21668 | 2.0096 | 0 | 2.4223 | 0 | 0.63488 |  |  |  | 0.17335 | 0.021668 | 0.021668
8 | 2044 | 2044-08-23 | 0.021093 | 0.19737 | 0.21093 | 1.9737 | 0 | 2.358 | 0 | 0.61803 |  |  |  | 0.16874 | 0.021093 | 0.021093
8 | 2044 | 2044-08-24 | 0.017868 | 0.16557 | 0.17868 | 1.6557 | 0 | 1.9974 | 0 | 0.52352 |  |  |  | 0.14294 | 0.017868 | 0.017868
8 | 2044 | 2044-08-25 | 0.019821 | 0.18883 | 0.19821 | 1.8883 | 0 | 2.2158 | 0 | 0.58074 |  |  |  | 0.15856 | 0.019821 | 0.019821
8 | 2044 | 2044-08-26 | 0.020082 | 0.19406 | 0.20082 | 1.9406 | 0 | 2.2449 | 0 | 0.58839 |  |  |  | 0.16065 | 0.020082 | 0.020082
8 | 2044 | 2044-08-27 | 0.011709 | 0.13571 | 0.11709 | 1.3571 | 0 | 1.309 | 0 | 0.34309 |  |  |  | 0.093676 | 0.011709 | 0.011709
8 | 2044 | 2044-08-28 | 0.011266 | 0.13336 | 0.11266 | 1.3336 | 0 | 1.2594 | 0 | 0.33009 |  |  |  | 0.090127 | 0.011266 | 0.011266
8 | 2044 | 2044-08-29 | 0.015317 | 0.15047 | 0.15317 | 1.5047 | 0 | 1.7123 | 0 | 0.44878 |  |  |  | 0.12253 | 0.015317 | 0.015317
8 | 2044 | 2044-08-30 | 0.018376 | 0.18525 | 0.18376 | 1.8525 | 0 | 2.0543 | 0 | 0.53843 |  |  |  | 0.14701 | 0.018376 | 0.018376
8 | 2044 | 2044-08-31 | 0.017655 | 0.17975 | 0.17655 | 1.7975 | 0 | 1.9736 | 0 | 0.51729 |  |  |  | 0.14124 | 0.017655 | 0.017655
9 | 2044 | 2044-09-01 | 0.032807 | 0.35011 | 0.32807 | 3.5011 | 0 | 3.6675 | 0 | 0.96124 |  |  |  | 0.26246 | 0.032807 | 0.032807
9 | 2044 | 2044-09-02 | 0.033468 | 0.36031 | 0.33468 | 3.6031 | 0 | 3.7414 | 0 | 0.9806 |  |  |  | 0.26774 | 0.033468 | 0.033468
9 | 2044 | 2044-09-03 | 0.026537 | 0.31817 | 0.26537 | 3.1817 | 0 | 2.9666 | 0 | 0.77753 |  |  |  | 0.21229 | 0.026537 | 0.026537
9 | 2044 | 2044-09-04 | 0.026273 | 0.31728 | 0.26273 | 3.1728 | 0 | 2.9371 | 0 | 0.76981 |  |  |  | 0.21019 | 0.026273 | 0.026273
9 | 2044 | 2044-09-05 | 0.033301 | 0.3639 | 0.33301 | 3.639 | 0 | 3.7228 | 0 | 0.97573 |  |  |  | 0.26641 | 0.033301 | 0.033301
9 | 2044 | 2044-09-06 | 0.033056 | 0.36203 | 0.33056 | 3.6203 | 0 | 3.6954 | 0 | 0.96855 |  |  |  | 0.26445 | 0.033056 | 0.033056
9 | 2044 | 2044-09-07 | 0.033369 | 0.36719 | 0.33369 | 3.6719 | 0 | 3.7304 | 0 | 0.97772 |  |  |  | 0.26696 | 0.033369 | 0.033369
9 | 2044 | 2044-09-08 | 0.03466 | 0.38449 | 0.3466 | 3.8449 | 0 | 3.8747 | 0 | 1.0155 |  |  |  | 0.27728 | 0.03466 | 0.03466
9 | 2044 | 2044-09-09 | 0.035437 | 0.39506 | 0.35437 | 3.9506 | 0 | 3.9616 | 0 | 1.0383 |  |  |  | 0.2835 | 0.035437 | 0.035437
9 | 2044 | 2044-09-10 | 0.028006 | 0.34422 | 0.28006 | 3.4422 | 0 | 3.1309 | 0 | 0.82059 |  |  |  | 0.22405 | 0.028006 | 0.028006
9 | 2044 | 2044-09-11 | 0.027718 | 0.34058 | 0.27718 | 3.4058 | 0 | 3.0986 | 0 | 0.81214 |  |  |  | 0.22174 | 0.027718 | 0.027718
9 | 2044 | 2044-09-12 | 0.035409 | 0.39439 | 0.35409 | 3.9439 | 0 | 3.9583 | 0 | 1.0375 |  |  |  | 0.28327 | 0.035409 | 0.035409
9 | 2044 | 2044-09-13 | 0.036119 | 0.40262 | 0.36119 | 4.0262 | 0 | 4.0378 | 0 | 1.0583 |  |  |  | 0.28895 | 0.036119 | 0.036119
9 | 2044 | 2044-09-14 | 0.036416 | 0.40567 | 0.36416 | 4.0567 | 0 | 4.0709 | 0 | 1.067 |  |  |  | 0.29133 | 0.036416 | 0.036416
9 | 2044 | 2044-09-15 | 0.036295 | 0.40208 | 0.36295 | 4.0208 | 0 | 4.0575 | 0 | 1.0634 |  |  |  | 0.29036 | 0.036295 | 0.036295
9 | 2044 | 2044-09-16 | 0.036778 | 0.40656 | 0.36778 | 4.0656 | 0 | 4.1115 | 0 | 1.0776 |  |  |  | 0.29423 | 0.036778 | 0.036778
9 | 2044 | 2044-09-17 | 0.030333 | 0.36625 | 0.30333 | 3.6625 | 0 | 3.3909 | 0 | 0.88875 |  |  |  | 0.24266 | 0.030333 | 0.030333
9 | 2044 | 2044-09-18 | 0.031099 | 0.37371 | 0.31099 | 3.7371 | 0 | 3.4765 | 0 | 0.91119 |  |  |  | 0.24879 | 0.031099 | 0.031099
9 | 2044 | 2044-09-19 | 0.040492 | 0.44609 | 0.40492 | 4.4609 | 0 | 4.5266 | 0 | 1.1864 |  |  |  | 0.32393 | 0.040492 | 0.040492
9 | 2044 | 2044-09-20 | 0.041218 | 0.45291 | 0.41218 | 4.5291 | 0 | 4.6077 | 0 | 1.2077 |  |  |  | 0.32974 | 0.041218 | 0.041218
9 | 2044 | 2044-09-21 | 0.041877 | 0.45795 | 0.41877 | 4.5795 | 0 | 4.6815 | 0 | 1.227 |  |  |  | 0.33502 | 0.041877 | 0.041877
9 | 2044 | 2044-09-22 | 0.04347 | 0.47324 | 0.4347 | 4.7324 | 0 | 4.8595 | 0 | 1.2737 |  |  |  | 0.34776 | 0.04347 | 0.04347
9 | 2044 | 2044-09-23 | 0.044031 | 0.47568 | 0.44031 | 4.7568 | 0 | 4.9223 | 0 | 1.2901 |  |  |  | 0.35225 | 0.044031 | 0.044031
9 | 2044 | 2044-09-24 | 0.037584 | 0.43328 | 0.37584 | 4.3328 | 0 | 4.2015 | 0 | 1.1012 |  |  |  | 0.30067 | 0.037584 | 0.037584
9 | 2044 | 2044-09-25 | 0.039723 | 0.45505 | 0.39723 | 4.5505 | 0 | 4.4407 | 0 | 1.1639 |  |  |  | 0.31778 | 0.039723 | 0.039723
9 | 2044 | 2044-09-26 | 0.049587 | 0.53121 | 0.49587 | 5.3121 | 0 | 5.5434 | 0 | 1.4529 |  |  |  | 0.3967 | 0.049587 | 0.049587
9 | 2044 | 2044-09-27 | 0.053038 | 0.5692 | 0.53038 | 5.692 | 1 | 5.9291 | 5.1494 | 1.554 |  |  |  | 0.4243 | 0.053038 | 0.053038
9 | 2044 | 2044-09-28 | 0.054725 | 0.58394 | 0.54725 | 5.8394 | 0 | 6.1178 | 0 | 1.6035 |  |  |  | 0.4378 | 0.054725 | 0.054725
9 | 2044 | 2044-09-29 | 0.057366 | 0.61013 | 0.57366 | 6.1013 | 1 | 6.413 | 5.5697 | 1.6808 |  |  |  | 0.45893 | 0.057366 | 0.057366
9 | 2044 | 2044-09-30 | 0.058203 | 0.61375 | 0.58203 | 6.1375 | 1 | 6.5066 | 5.6509 | 1.7054 |  |  |  | 0.46562 | 0.058203 | 0.058203
10 | 2044 | 2044-10-01 | 0.049383 | 0.56097 | 0.49383 | 5.6097 | 1 | 5.5206 | 4.7946 | 1.4469 |  |  |  | 0.39507 | 0.049383 | 0.049383
10 | 2044 | 2044-10-02 | 0.051489 | 0.57564 | 0.51489 | 5.7564 | 1 | 5.756 | 4.999 | 1.5086 |  |  |  | 0.41191 | 0.051489 | 0.051489
10 | 2044 | 2044-10-03 | 0.058706 | 0.61549 | 0.58706 | 6.1549 | 1 | 6.5628 | 5.6997 | 1.7201 |  |  |  | 0.46965 | 0.058706 | 0.058706
10 | 2044 | 2044-10-04 | 0.060316 | 0.62782 | 0.60316 | 6.2782 | 1 | 6.7428 | 5.8561 | 1.7673 |  |  |  | 0.48253 | 0.060316 | 0.060316
10 | 2044 | 2044-10-05 | 0.06218 | 0.63784 | 0.6218 | 6.3784 | 0 | 6.9512 | 0 | 1.8219 |  |  |  | 0.49744 | 0.06218 | 0.06218
10 | 2044 | 2044-10-06 | 0.063845 | 0.65662 | 0.63845 | 6.5662 | 1 | 7.1373 | 6.1987 | 1.8707 |  |  |  | 0.51076 | 0.063845 | 0.063845
10 | 2044 | 2044-10-07 | 0.066167 | 0.67897 | 0.66167 | 6.7897 | 1 | 7.3968 | 6.4241 | 1.9387 |  |  |  | 0.52933 | 0.066167 | 0.066167
10 | 2044 | 2044-10-08 | 0.063149 | 0.6654 | 0.63149 | 6.654 | 1 | 7.0595 | 6.1311 | 1.8503 |  |  |  | 0.50519 | 0.063149 | 0.063149
10 | 2044 | 2044-10-09 | 0.068211 | 0.70414 | 0.68211 | 7.0414 | 2 | 7.6253 | 6.6572 | 1.9986 |  |  |  | 0.54568 | 0.068211 | 0.068211
10 | 2044 | 2044-10-10 | 0.080202 | 0.80305 | 0.80202 | 8.0305 | 3 | 8.9658 | 7.8687 | 2.3499 |  |  |  | 0.64161 | 0.080202 | 0.080202
10 | 2044 | 2044-10-11 | 0.084098 | 0.83895 | 0.84098 | 8.3895 | 3 | 9.4014 | 8.251 | 2.4641 |  |  |  | 0.67279 | 0.084098 | 0.084098
10 | 2044 | 2044-10-12 | 0.083484 | 0.81309 | 0.83484 | 8.1309 | 2 | 9.3327 | 8.1478 | 2.4461 |  |  |  | 0.66787 | 0.083484 | 0.083484
10 | 2044 | 2044-10-13 | 0.084429 | 0.82241 | 0.84429 | 8.2241 | 2 | 9.4384 | 8.24 | 2.4738 |  |  |  | 0.67543 | 0.084429 | 0.084429
10 | 2044 | 2044-10-14 | 0.088113 | 0.8534 | 0.88113 | 8.534 | 2 | 9.8502 | 8.5996 | 2.5817 |  |  |  | 0.7049 | 0.088113 | 0.088113
10 | 2044 | 2044-10-15 | 0.083608 | 0.82694 | 0.83608 | 8.2694 | 2 | 9.3466 | 8.1599 | 2.4497 |  |  |  | 0.66886 | 0.083608 | 0.083608
10 | 2044 | 2044-10-16 | 0.090038 | 0.88833 | 0.90038 | 8.8833 | 2 | 10.0654 | 8.7875 | 2.6381 |  |  |  | 0.7203 | 0.090038 | 0.090038
10 | 2044 | 2044-10-17 | 0.10019 | 0.95696 | 1.0019 | 9.5696 | 2 | 11.1998 | 9.7778 | 2.9354 |  |  |  | 0.80148 | 0.10019 | 0.10019
10 | 2044 | 2044-10-18 | 0.106 | 1.0128 | 1.06 | 10.1278 | 4 | 11.8493 | 10.4543 | 3.1057 |  |  |  | 0.84796 | 0.106 | 0.106
10 | 2044 | 2044-10-19 | 0.11206 | 1.0633 | 1.1206 | 10.6329 | 5 | 12.527 | 11.111 | 3.2833 |  |  |  | 0.89646 | 0.11206 | 0.11206
10 | 2044 | 2044-10-20 | 0.11764 | 1.1109 | 1.1764 | 11.1088 | 4 | 13.1511 | 11.6029 | 3.4469 |  |  |  | 0.94112 | 0.11764 | 0.11764
10 | 2044 | 2044-10-21 | 0.12019 | 1.1229 | 1.2019 | 11.2293 | 4 | 13.4359 | 11.8541 | 3.5215 |  |  |  | 0.96151 | 0.12019 | 0.12019
10 | 2044 | 2044-10-22 | 0.11659 | 1.1098 | 1.1659 | 11.0976 | 6 | 13.0342 | 11.6226 | 3.4162 |  |  |  | 0.93275 | 0.11659 | 0.11659
10 | 2044 | 2044-10-23 | 0.11744 | 1.1013 | 1.1744 | 11.013 | 5 | 13.1282 | 11.6442 | 3.4409 |  |  |  | 0.93948 | 0.11744 | 0.11744
10 | 2044 | 2044-10-24 | 0.1287 | 1.1803 | 1.287 | 11.8028 | 5 | 14.3877 | 12.7613 | 3.771 |  |  |  | 1.0296 | 0.1287 | 0.1287
10 | 2044 | 2044-10-25 | 0.13453 | 1.2344 | 1.3453 | 12.3439 | 4 | 15.0395 | 13.2689 | 3.9418 |  |  |  | 1.0763 | 0.13453 | 0.13453
10 | 2044 | 2044-10-26 | 0.13942 | 1.2682 | 1.3942 | 12.6823 | 4 | 15.5864 | 13.7514 | 4.0851 |  |  |  | 1.1154 | 0.13942 | 0.13942
10 | 2044 | 2044-10-27 | 0.14518 | 1.3196 | 1.4518 | 13.1963 | 5 | 16.23 | 14.3954 | 4.2538 |  |  |  | 1.1615 | 0.14518 | 0.14518
10 | 2044 | 2044-10-28 | 0.15178 | 1.3829 | 1.5178 | 13.8291 | 7 | 16.9679 | 15.2116 | 4.4472 |  |  |  | 1.2143 | 0.15178 | 0.15178
10 | 2044 | 2044-10-29 | 0.14887 | 1.3651 | 1.4887 | 13.651 | 7 | 16.6428 | 14.9201 | 4.362 |  |  |  | 1.191 | 0.14887 | 0.14887
10 | 2044 | 2044-10-30 | 0.15459 | 1.4138 | 1.5459 | 14.1377 | 8 | 17.2815 | 15.5765 | 4.5294 |  |  |  | 1.2367 | 0.15459 | 0.15459
10 | 2044 | 2044-10-31 | 0.16599 | 1.4961 | 1.6599 | 14.9608 | 8 | 18.5566 | 16.7257 | 4.8636 |  |  |  | 1.3279 | 0.16599 | 0.16599
11 | 2044 | 2044-11-01 | 0.16986 | 1.3423 | 1.6986 | 13.4235 | 8 | 18.9888 | 17.1153 | 4.9769 |  |  |  | 1.3589 | 0.16986 | 0.16986
11 | 2044 | 2044-11-02 | 0.1765 | 1.3874 | 1.765 | 13.8742 | 9 | 19.7311 | 17.881 | 5.1715 |  |  |  | 1.412 | 0.1765 | 0.1765
11 | 2044 | 2044-11-03 | 0.17801 | 1.3968 | 1.7801 | 13.9677 | 8 | 19.9004 | 17.937 | 5.2158 |  |  |  | 1.4241 | 0.17801 | 0.17801
11 | 2044 | 2044-11-04 | 0.1818 | 1.4221 | 1.818 | 14.2205 | 8 | 20.3232 | 18.3181 | 5.3266 |  |  |  | 1.4544 | 0.1818 | 0.1818
11 | 2044 | 2044-11-05 | 0.18268 | 1.4303 | 1.8268 | 14.3034 | 9 | 20.4215 | 18.5067 | 5.3524 |  |  |  | 1.4614 | 0.18268 | 0.18268
11 | 2044 | 2044-11-06 | 0.18893 | 1.4722 | 1.8893 | 14.7224 | 10 | 21.1204 | 19.2445 | 5.5356 |  |  |  | 1.5114 | 0.18893 | 0.18893
11 | 2044 | 2044-11-07 | 0.2005 | 1.5464 | 2.005 | 15.4637 | 11 | 22.414 | 20.5354 | 5.8746 |  |  |  | 1.604 | 0.2005 | 0.2005
11 | 2044 | 2044-11-08 | 0.20598 | 1.5826 | 2.0598 | 15.8258 | 11 | 23.0263 | 21.0964 | 6.0351 |  |  |  | 1.6478 | 0.20598 | 0.20598
11 | 2044 | 2044-11-09 | 0.21145 | 1.6186 | 2.1145 | 16.1865 | 14 | 10.4762 | 22.1009 | 6.1956 |  |  |  | 0.63436 | 1.2687 | 0.21145
11 | 2044 | 2044-11-10 | 0.22275 | 1.7 | 2.2275 | 17.0001 | 15 | 11.036 | 23.4998 | 6.5267 |  |  |  | 0.66826 | 1.3365 | 0.22275
11 | 2044 | 2044-11-11 | 0.2269 | 1.7223 | 2.269 | 17.2227 | 17 | 11.2415 | 24.3941 | 6.6482 |  |  |  | 0.68071 | 1.3614 | 0.2269
11 | 2044 | 2044-11-12 | 0.2246 | 1.704 | 2.246 | 17.04 | 18 | 11.1275 | 24.3793 | 6.5808 |  |  |  | 0.6738 | 1.3476 | 0.2246
11 | 2044 | 2044-11-13 | 0.22388 | 1.6866 | 2.2388 | 16.8665 | 16 | 11.0921 | 23.8423 | 6.5598 |  |  |  | 0.67165 | 1.3433 | 0.22388
11 | 2044 | 2044-11-14 | 0.23874 | 1.7916 | 2.3874 | 17.9155 | 16 | 11.8282 | 25.4247 | 6.9952 |  |  |  | 0.71623 | 1.4325 | 0.23874
11 | 2044 | 2044-11-15 | 0.24078 | 1.8001 | 2.4078 | 18.0007 | 18 | 11.9293 | 26.1357 | 7.0549 |  |  |  | 0.72235 | 1.4447 | 0.24078
11 | 2044 | 2044-11-16 | 0.2474 | 1.8454 | 2.474 | 18.454 | 17 | 12.2573 | 26.5983 | 7.2489 |  |  |  | 0.74221 | 1.4844 | 0.2474
11 | 2044 | 2044-11-17 | 0.24221 | 1.7954 | 2.4221 | 17.9544 | 15 | 11.9998 | 25.5521 | 7.0966 |  |  |  | 0.72662 | 1.4532 | 0.24221
11 | 2044 | 2044-11-18 | 0.25137 | 1.8634 | 2.5137 | 18.6343 | 16 | 12.4539 | 26.7696 | 7.3652 |  |  |  | 0.75412 | 1.5082 | 0.25137
11 | 2044 | 2044-11-19 | 0.24854 | 1.8395 | 2.4854 | 18.3946 | 15 | 12.3137 | 26.2205 | 7.2823 |  |  |  | 0.74563 | 1.4913 | 0.24854
11 | 2044 | 2044-11-20 | 0.2555 | 1.8865 | 2.555 | 18.8654 | 16 | 12.6583 | 27.2089 | 7.4861 |  |  |  | 0.76649 | 1.533 | 0.2555
11 | 2044 | 2044-11-21 | 0.27199 | 2.0025 | 2.7199 | 20.0251 | 17 | 13.4754 | 29.2417 | 7.9693 |  |  |  | 0.81597 | 1.6319 | 0.27199
11 | 2044 | 2044-11-22 | 0.27775 | 2.0386 | 2.7775 | 20.3857 | 17 | 13.7609 | 29.861 | 8.1381 |  |  |  | 0.83326 | 1.6665 | 0.27775
11 | 2044 | 2044-11-23 | 0.27344 | 1.9957 | 2.7344 | 19.9566 | 18 | 13.5472 | 29.6805 | 8.0118 |  |  |  | 0.82032 | 1.6406 | 0.27344
11 | 2044 | 2044-11-24 | 0.27295 | 1.9877 | 2.7295 | 19.8771 | 16 | 13.523 | 29.0676 | 7.9975 |  |  |  | 0.81885 | 1.6377 | 0.27295
11 | 2044 | 2044-11-25 | 0.27766 | 2.0178 | 2.7766 | 20.178 | 15 | 13.7562 | 29.2921 | 8.1354 |  |  |  | 0.83297 | 1.6659 | 0.27766
11 | 2044 | 2044-11-26 | 0.28244 | 2.052 | 2.8244 | 20.5203 | 14 | 13.9932 | 29.5204 | 8.2755 |  |  |  | 0.84732 | 1.6946 | 0.28244
11 | 2044 | 2044-11-27 | 0.28182 | 2.0335 | 2.8182 | 20.3353 | 15 | 13.9624 | 29.7312 | 8.2573 |  |  |  | 0.84546 | 1.6909 | 0.28182
11 | 2044 | 2044-11-28 | 0.29669 | 2.1381 | 2.9669 | 21.381 | 16 | 14.699 | 31.5955 | 8.693 |  |  |  | 0.89007 | 1.7801 | 0.29669
11 | 2044 | 2044-11-29 | 0.30879 | 2.2261 | 3.0879 | 22.2609 | 17 | 15.2984 | 33.1975 | 9.0474 |  |  |  | 0.92636 | 1.8527 | 0.30879
11 | 2044 | 2044-11-30 | 0.31892 | 2.2932 | 3.1892 | 22.9316 | 19 | 15.8006 | 34.9541 | 9.3445 |  |  |  | 0.95677 | 1.9135 | 0.31892
12 | 2044 | 2044-12-01 | 0.3166 | 2.0793 | 3.166 | 20.7935 | 17 | 15.6858 | 34.0381 | 9.2765 |  |  |  | 0.94981 | 1.8996 | 0.3166
12 | 2044 | 2044-12-02 | 0.30836 | 2.0287 | 3.0836 | 20.2869 | 16 | 15.2774 | 32.8387 | 9.035 |  |  |  | 0.92509 | 1.8502 | 0.30836
12 | 2044 | 2044-12-03 | 0.30466 | 2.0007 | 3.0466 | 20.007 | 17 | 15.0941 | 32.7542 | 8.9266 |  |  |  | 0.91399 | 1.828 | 0.30466
12 | 2044 | 2044-12-04 | 0.31681 | 2.0658 | 3.1681 | 20.6584 | 19 | 15.6957 | 34.722 | 9.2824 |  |  |  | 0.95042 | 1.9008 | 0.31681
12 | 2044 | 2044-12-05 | 0.32462 | 2.1167 | 3.2462 | 21.1669 | 19 | 16.0829 | 35.5786 | 9.5114 |  |  |  | 0.97386 | 1.9477 | 0.32462
12 | 2044 | 2044-12-06 | 0.33299 | 2.1571 | 3.3299 | 21.5706 | 20 | 16.4974 | 36.8539 | 9.7565 |  |  |  | 0.99896 | 1.9979 | 0.33299
12 | 2044 | 2044-12-07 | 0.34112 | 2.2056 | 3.4112 | 22.0562 | 21 | 16.9005 | 38.1287 | 9.9949 |  |  |  | 1.0234 | 2.0467 | 0.34112
12 | 2044 | 2044-12-08 | 0.35105 | 2.2648 | 3.5105 | 22.6479 | 21 | 17.3925 | 39.2387 | 10.2859 |  |  |  | 1.0532 | 2.1063 | 0.35105
12 | 2044 | 2044-12-09 | 0.35023 | 2.2576 | 3.5023 | 22.5756 | 20 | 17.3519 | 38.7627 | 10.2619 |  |  |  | 1.0507 | 2.1014 | 0.35023
12 | 2044 | 2044-12-10 | 0.34267 | 2.2027 | 3.4267 | 22.0274 | 21 | 16.9773 | 38.302 | 10.0403 |  |  |  | 1.028 | 2.056 | 0.34267
12 | 2044 | 2044-12-11 | 0.34222 | 2.2005 | 3.4222 | 22.0047 | 22 | 16.9548 | 38.6343 | 10.027 |  |  |  | 1.0267 | 2.0533 | 0.34222
12 | 2044 | 2044-12-12 | 0.35276 | 2.2589 | 3.5276 | 22.5894 | 20 | 17.4771 | 39.0424 | 10.3359 |  |  |  | 1.0583 | 2.1166 | 0.35276
12 | 2044 | 2044-12-13 | 0.35207 | 2.2521 | 3.5207 | 22.5206 | 21 | 17.4429 | 39.3525 | 10.3157 |  |  |  | 1.0562 | 2.1124 | 0.35207
12 | 2044 | 2044-12-14 | 0.35741 | 2.2786 | 3.5741 | 22.7858 | 22 | 17.7073 | 40.349 | 10.4721 |  |  |  | 1.0722 | 2.1444 | 0.35741
12 | 2044 | 2044-12-15 | 0.36411 | 2.3187 | 3.6411 | 23.1874 | 22 | 18.0394 | 41.1057 | 10.6684 |  |  |  | 1.0923 | 2.1847 | 0.36411
12 | 2044 | 2044-12-16 | 0.36369 | 2.3057 | 3.6369 | 23.0569 | 22 | 18.0188 | 41.0588 | 10.6563 |  |  |  | 1.0911 | 2.1822 | 0.36369
12 | 2044 | 2044-12-17 | 0.35883 | 2.2691 | 3.5883 | 22.6907 | 23 | 17.7775 | 40.9189 | 10.5136 |  |  |  | 1.0765 | 2.153 | 0.35883
12 | 2044 | 2044-12-18 | 0.35648 | 2.2529 | 3.5648 | 22.5294 | 22 | 17.6612 | 40.2439 | 10.4448 |  |  |  | 1.0694 | 2.1389 | 0.35648
12 | 2044 | 2044-12-19 | 0.37233 | 2.3522 | 3.7233 | 23.5225 | 23 | 18.4465 | 42.4588 | 10.9092 |  |  |  | 1.117 | 2.234 | 0.37233
12 | 2044 | 2044-12-20 | 0.36227 | 2.2765 | 3.6227 | 22.765 | 22 | 17.9482 | 40.898 | 10.6145 |  |  |  | 1.0868 | 2.1736 | 0.36227
12 | 2044 | 2044-12-21 | 0.49504 | 2.9977 | 4.9504 | 29.9775 | 61 | 2.2482 | 102.1524 | 4.3514 |  |  |  | 0.24752 | 4.5544 | 0.14851
12 | 2044 | 2044-12-22 | 0.38812 | 2.4305 | 3.8812 | 24.3051 | 24 | 19.2288 | 44.7117 | 11.3719 |  |  |  | 1.1644 | 2.3287 | 0.38812
12 | 2044 | 2044-12-23 | 0.38503 | 2.4027 | 3.8503 | 24.0273 | 24 | 19.0756 | 44.3553 | 11.2813 |  |  |  | 1.1551 | 2.3102 | 0.38503
12 | 2044 | 2044-12-24 | 0.38355 | 2.3858 | 3.8355 | 23.8583 | 23 | 19.0024 | 43.7382 | 11.238 |  |  |  | 1.1506 | 2.3013 | 0.38355
12 | 2044 | 2044-12-25 | 0.38516 | 2.3942 | 3.8516 | 23.9425 | 26 | 29.986 | 45.2962 | 22.5701 |  |  |  | 1.1555 | 2.3109 | 0.38516
12 | 2044 | 2044-12-26 | 0.39103 | 2.4312 | 3.9103 | 24.3117 | 25 | 19.3732 | 45.5124 | 11.4572 |  |  |  | 1.1731 | 2.3462 | 0.39103
12 | 2044 | 2044-12-27 | 0.39838 | 2.4711 | 3.9838 | 24.7114 | 27 | 13.7847 | 47.3454 | 5.8363 |  |  |  | 0.79676 | 2.9879 | 0.19919
12 | 2044 | 2044-12-28 | 0.39666 | 2.4592 | 3.9666 | 24.5916 | 26 | 30.882 | 46.6496 | 23.2445 |  |  |  | 1.19 | 2.38 | 0.39666
12 | 2044 | 2044-12-29 | 0.37977 | 2.3454 | 3.7977 | 23.4538 | 24 | 18.8154 | 43.7504 | 11.1274 |  |  |  | 1.1393 | 2.2786 | 0.37977
12 | 2044 | 2044-12-30 | 0.37781 | 2.3342 | 3.7781 | 23.3419 | 24 | 18.7182 | 43.5244 | 11.0699 |  |  |  | 1.1334 | 2.2669 | 0.37781
12 | 2044 | 2044-12-31 | 0.36843 | 2.2782 | 3.6843 | 22.782 | 23 | 18.2533 | 42.0139 | 10.7949 |  |  |  | 1.1053 | 2.2106 | 0.36843
1 | 2045 | 2045-01-01 | 0.39729 | 2.4625 | 3.9729 | 24.6252 | 23 | 19.6833 | 45.3054 | 11.6407 |  |  |  | 1.1919 | 2.3838 | 0.39729
1 | 2045 | 2045-01-02 | 0.40536 | 2.5213 | 4.0536 | 25.2134 | 23 | 20.0828 | 46.2249 | 11.8769 |  |  |  | 1.2161 | 2.4321 | 0.40536
1 | 2045 | 2045-01-03 | 0.41001 | 2.5413 | 4.1001 | 25.4134 | 25 | 20.3135 | 47.7214 | 12.0133 |  |  |  | 1.23 | 2.4601 | 0.41001
1 | 2045 | 2045-01-04 | 0.41537 | 2.5732 | 4.1537 | 25.7321 | 26 | 32.3383 | 48.8495 | 24.3407 |  |  |  | 1.2461 | 2.4922 | 0.41537
1 | 2045 | 2045-01-05 | 0.41263 | 2.5563 | 4.1263 | 25.5627 | 24 | 20.443 | 47.535 | 12.09 |  |  |  | 1.2379 | 2.4758 | 0.41263
1 | 2045 | 2045-01-06 | 0.41437 | 2.5667 | 4.1437 | 25.6671 | 25 | 20.5295 | 48.229 | 12.1411 |  |  |  | 1.2431 | 2.4862 | 0.41437
1 | 2045 | 2045-01-07 | 0.40318 | 2.4851 | 4.0318 | 24.8507 | 25 | 19.975 | 46.9262 | 11.8131 |  |  |  | 1.2095 | 2.4191 | 0.40318
1 | 2045 | 2045-01-08 | 0.40277 | 2.4826 | 4.0277 | 24.8264 | 23 | 19.9546 | 45.9298 | 11.8011 |  |  |  | 1.2083 | 2.4166 | 0.40277
1 | 2045 | 2045-01-09 | 0.40869 | 2.5244 | 4.0869 | 25.2437 | 23 | 20.248 | 46.6052 | 11.9746 |  |  |  | 1.2261 | 2.4521 | 0.40869
1 | 2045 | 2045-01-10 | 0.41039 | 2.5253 | 4.1039 | 25.2526 | 23 | 20.3321 | 46.7988 | 12.0244 |  |  |  | 1.2312 | 2.4623 | 0.41039
1 | 2045 | 2045-01-11 | 0.40625 | 2.4964 | 4.0625 | 24.9637 | 24 | 20.1272 | 46.8006 | 11.9032 |  |  |  | 1.2188 | 2.4375 | 0.40625
1 | 2045 | 2045-01-12 | 0.40832 | 2.5103 | 4.0832 | 25.1032 | 24 | 20.2296 | 47.0386 | 11.9637 |  |  |  | 1.225 | 2.4499 | 0.40832
1 | 2045 | 2045-01-13 | 0.40458 | 2.4927 | 4.0458 | 24.9267 | 22 | 20.0444 | 45.6746 | 11.8542 |  |  |  | 1.2137 | 2.4275 | 0.40458
1 | 2045 | 2045-01-14 | 0.38812 | 2.3852 | 3.8812 | 23.8515 | 21 | 19.2289 | 43.3818 | 11.372 |  |  |  | 1.1644 | 2.3287 | 0.38812
1 | 2045 | 2045-01-15 | 0.3866 | 2.3804 | 3.866 | 23.8035 | 22 | 19.1534 | 43.6442 | 11.3273 |  |  |  | 1.1598 | 2.3196 | 0.3866
1 | 2045 | 2045-01-16 | 0.39491 | 2.4302 | 3.9491 | 24.302 | 21 | 19.5654 | 44.141 | 11.571 |  |  |  | 1.1847 | 2.3695 | 0.39491
1 | 2045 | 2045-01-17 | 0.39746 | 2.4446 | 3.9746 | 24.4457 | 19 | 19.6916 | 43.5618 | 11.6456 |  |  |  | 1.1924 | 2.3848 | 0.39746
1 | 2045 | 2045-01-18 | 0.39707 | 2.4397 | 3.9707 | 24.3973 | 21 | 19.6722 | 44.3818 | 11.6341 |  |  |  | 1.1912 | 2.3824 | 0.39707
1 | 2045 | 2045-01-19 | 0.39978 | 2.4502 | 3.9978 | 24.5018 | 23 | 19.8067 | 45.5895 | 11.7137 |  |  |  | 1.1994 | 2.3987 | 0.39978
1 | 2045 | 2045-01-20 | 0.39907 | 2.4491 | 3.9907 | 24.4914 | 24 | 19.7715 | 45.9735 | 11.6928 |  |  |  | 1.1972 | 2.3944 | 0.39907
1 | 2045 | 2045-01-21 | 0.38648 | 2.3669 | 3.8648 | 23.669 | 24 | 19.1479 | 44.5234 | 11.324 |  |  |  | 1.1595 | 2.3189 | 0.38648
1 | 2045 | 2045-01-22 | 0.38629 | 2.3634 | 3.8629 | 23.6338 | 21 | 19.1384 | 43.1775 | 11.3184 |  |  |  | 1.1589 | 2.3178 | 0.38629
1 | 2045 | 2045-01-23 | 0.38545 | 2.3683 | 3.8545 | 23.6832 | 19 | 19.0964 | 42.2451 | 11.2936 |  |  |  | 1.1563 | 2.3127 | 0.38545
1 | 2045 | 2045-01-24 | 0.38908 | 2.3856 | 3.8908 | 23.8556 | 21 | 19.2762 | 43.4885 | 11.3999 |  |  |  | 1.1672 | 2.3345 | 0.38908
1 | 2045 | 2045-01-25 | 0.39138 | 2.398 | 3.9138 | 23.9799 | 22 | 19.3902 | 44.1838 | 11.4673 |  |  |  | 1.1741 | 2.3483 | 0.39138
1 | 2045 | 2045-01-26 | 0.38732 | 2.3688 | 3.8732 | 23.688 | 20 | 19.1892 | 42.867 | 11.3484 |  |  |  | 1.162 | 2.3239 | 0.38732
1 | 2045 | 2045-01-27 | 0.387 | 2.3698 | 3.87 | 23.6978 | 22 | 19.1732 | 43.6894 | 11.339 |  |  |  | 1.161 | 2.322 | 0.387
1 | 2045 | 2045-01-28 | 0.38006 | 2.3202 | 3.8006 | 23.2019 | 22 | 18.8297 | 42.9067 | 11.1359 |  |  |  | 1.1402 | 2.2804 | 0.38006
1 | 2045 | 2045-01-29 | 0.38477 | 2.3436 | 3.8477 | 23.4365 | 25 | 19.063 | 44.7837 | 11.2738 |  |  |  | 1.1543 | 2.3086 | 0.38477
1 | 2045 | 2045-01-30 | 0.39211 | 2.3923 | 3.9211 | 23.9226 | 25 | 19.4266 | 45.6379 | 11.4888 |  |  |  | 1.1763 | 2.3527 | 0.39211
1 | 2045 | 2045-01-31 | 0.38693 | 2.3551 | 3.8693 | 23.5509 | 23 | 19.1698 | 44.1235 | 11.337 |  |  |  | 1.1608 | 2.3216 | 0.38693
2 | 2045 | 2045-02-01 | 0.38741 | 2.3981 | 3.8741 | 23.9812 | 22 | 19.1937 | 43.736 | 11.3511 |  |  |  | 1.1622 | 2.3245 | 0.38741
2 | 2045 | 2045-02-02 | 0.37788 | 2.3426 | 3.7788 | 23.4262 | 21 | 18.7216 | 42.2373 | 11.0719 |  |  |  | 1.1336 | 2.2673 | 0.37788
2 | 2045 | 2045-02-03 | 0.37179 | 2.307 | 3.7179 | 23.0704 | 20 | 18.4198 | 41.1484 | 10.8934 |  |  |  | 1.1154 | 2.2307 | 0.37179
2 | 2045 | 2045-02-04 | 0.36727 | 2.2694 | 3.6727 | 22.6944 | 20 | 18.1961 | 40.6486 | 10.7611 |  |  |  | 1.1018 | 2.2036 | 0.36727
2 | 2045 | 2045-02-05 | 0.36558 | 2.2592 | 3.6558 | 22.5922 | 19 | 18.1119 | 40.0671 | 10.7113 |  |  |  | 1.0967 | 2.1935 | 0.36558
2 | 2045 | 2045-02-06 | 0.37235 | 2.305 | 3.7235 | 23.0503 | 19 | 18.4475 | 40.8094 | 10.9098 |  |  |  | 1.117 | 2.2341 | 0.37235
2 | 2045 | 2045-02-07 | 0.36512 | 2.2624 | 3.6512 | 22.6241 | 18 | 18.0894 | 39.6319 | 10.698 |  |  |  | 1.0954 | 2.1907 | 0.36512
2 | 2045 | 2045-02-08 | 0.36358 | 2.2531 | 3.6358 | 22.5305 | 18 | 18.0133 | 39.4652 | 10.653 |  |  |  | 1.0908 | 2.1815 | 0.36358
2 | 2045 | 2045-02-09 | 0.35655 | 2.2122 | 3.5655 | 22.1223 | 18 | 17.6649 | 38.7019 | 10.447 |  |  |  | 1.0697 | 2.1393 | 0.35655
2 | 2045 | 2045-02-10 | 0.35144 | 2.1828 | 3.5144 | 21.8277 | 18 | 17.4116 | 38.1469 | 10.2972 |  |  |  | 1.0543 | 2.1086 | 0.35144
2 | 2045 | 2045-02-11 | 0.3392 | 2.1037 | 3.392 | 21.0366 | 17 | 16.8051 | 36.467 | 9.9385 |  |  |  | 1.0176 | 2.0352 | 0.3392
2 | 2045 | 2045-02-12 | 0.33375 | 2.0712 | 3.3375 | 20.7122 | 16 | 16.5353 | 35.5426 | 9.7789 |  |  |  | 1.0013 | 2.0025 | 0.33375
2 | 2045 | 2045-02-13 | 0.33915 | 2.1095 | 3.3915 | 21.0953 | 16 | 16.8027 | 36.1174 | 9.9371 |  |  |  | 1.0175 | 2.0349 | 0.33915
2 | 2045 | 2045-02-14 | 0.34315 | 2.1319 | 3.4315 | 21.3188 | 17 | 17.001 | 36.8921 | 10.0543 |  |  |  | 1.0295 | 2.0589 | 0.34315
2 | 2045 | 2045-02-15 | 0.33676 | 2.0951 | 3.3676 | 20.9509 | 18 | 16.6841 | 36.5532 | 9.867 |  |  |  | 1.0103 | 2.0205 | 0.33676
2 | 2045 | 2045-02-16 | 0.34198 | 2.1229 | 3.4198 | 21.2291 | 18 | 16.943 | 37.1203 | 10.02 |  |  |  | 1.0259 | 2.0519 | 0.34198
2 | 2045 | 2045-02-17 | 0.34016 | 2.1118 | 3.4016 | 21.1182 | 20 | 16.8526 | 37.6473 | 9.9666 |  |  |  | 1.0205 | 2.0409 | 0.34016
2 | 2045 | 2045-02-18 | 0.32071 | 1.9909 | 3.2071 | 19.9092 | 19 | 15.8893 | 35.1502 | 9.3969 |  |  |  | 0.96214 | 1.9243 | 0.32071
2 | 2045 | 2045-02-19 | 0.31953 | 1.9836 | 3.1953 | 19.8363 | 17 | 15.8309 | 34.353 | 9.3624 |  |  |  | 0.9586 | 1.9172 | 0.31953
2 | 2045 | 2045-02-20 | 0.31989 | 1.9935 | 3.1989 | 19.9352 | 17 | 15.8487 | 34.3916 | 9.3729 |  |  |  | 0.95968 | 1.9194 | 0.31989
2 | 2045 | 2045-02-21 | 0.32085 | 1.9981 | 3.2085 | 19.9815 | 16 | 15.896 | 34.1684 | 9.4009 |  |  |  | 0.96254 | 1.9251 | 0.32085
2 | 2045 | 2045-02-22 | 0.31682 | 1.9729 | 3.1682 | 19.7288 | 16 | 15.6966 | 33.7397 | 9.2829 |  |  |  | 0.95047 | 1.9009 | 0.31682
2 | 2045 | 2045-02-23 | 0.30895 | 1.9285 | 3.0895 | 19.2845 | 15 | 15.3067 | 32.5938 | 9.0524 |  |  |  | 0.92686 | 1.8537 | 0.30895
2 | 2045 | 2045-02-24 | 0.30808 | 1.9229 | 3.0808 | 19.229 | 14 | 15.2635 | 32.2004 | 9.0268 |  |  |  | 0.92425 | 1.8485 | 0.30808
2 | 2045 | 2045-02-25 | 0.30362 | 1.8865 | 3.0362 | 18.8651 | 14 | 15.0423 | 31.7338 | 8.896 |  |  |  | 0.91085 | 1.8217 | 0.30362
2 | 2045 | 2045-02-26 | 0.28994 | 1.8097 | 2.8994 | 18.097 | 13 | 14.3645 | 30.0255 | 8.4951 |  |  |  | 0.86981 | 1.7396 | 0.28994
2 | 2045 | 2045-02-27 | 0.29794 | 1.8622 | 2.9794 | 18.6219 | 13 | 14.7613 | 30.8548 | 8.7298 |  |  |  | 0.89383 | 1.7877 | 0.29794
2 | 2045 | 2045-02-28 | 0.29337 | 1.835 | 2.9337 | 18.3498 | 13 | 14.5344 | 30.3806 | 8.5956 |  |  |  | 0.8801 | 1.7602 | 0.29337
3 | 2045 | 2045-03-01 | 0.29982 | 1.9367 | 2.9982 | 19.3671 | 13 | 14.854 | 31.0486 | 8.7846 |  |  |  | 0.89945 | 1.7989 | 0.29982
3 | 2045 | 2045-03-02 | 0.28589 | 1.8479 | 2.8589 | 18.4792 | 12 | 14.1641 | 29.443 | 8.3766 |  |  |  | 0.85767 | 1.7153 | 0.28589
3 | 2045 | 2045-03-03 | 0.28384 | 1.8354 | 2.8384 | 18.3537 | 11 | 31.7302 | 29.0708 | 8.3164 |  |  |  | 2.2707 | 0.28384 | 0.28384
3 | 2045 | 2045-03-04 | 0.26991 | 1.7435 | 2.6991 | 17.4354 | 10 | 30.1739 | 27.4939 | 7.9085 |  |  |  | 2.1593 | 0.26991 | 0.26991
3 | 2045 | 2045-03-05 | 0.26969 | 1.7428 | 2.6969 | 17.4278 | 10 | 30.1494 | 27.4716 | 7.9021 |  |  |  | 2.1576 | 0.26969 | 0.26969
3 | 2045 | 2045-03-06 | 0.2756 | 1.7849 | 2.756 | 17.8487 | 10 | 30.8095 | 28.0731 | 8.0751 |  |  |  | 2.2048 | 0.2756 | 0.2756
3 | 2045 | 2045-03-07 | 0.26696 | 1.7302 | 2.6696 | 17.3017 | 9 | 29.844 | 27.0456 | 7.822 |  |  |  | 2.1357 | 0.26696 | 0.26696
3 | 2045 | 2045-03-08 | 0.26867 | 1.7419 | 2.6867 | 17.4193 | 10 | 30.0352 | 27.3675 | 7.8721 |  |  |  | 2.1494 | 0.26867 | 0.26867
3 | 2045 | 2045-03-09 | 0.26822 | 1.7396 | 2.6822 | 17.3964 | 10 | 29.985 | 27.3219 | 7.859 |  |  |  | 2.1458 | 0.26822 | 0.26822
3 | 2045 | 2045-03-10 | 0.27498 | 1.7836 | 2.7498 | 17.8362 | 12 | 13.6233 | 28.3189 | 8.0568 |  |  |  | 0.82493 | 1.6499 | 0.27498
3 | 2045 | 2045-03-11 | 0.26657 | 1.7271 | 2.6657 | 17.2706 | 14 | 13.2069 | 27.8618 | 7.8105 |  |  |  | 0.79971 | 1.5994 | 0.26657
3 | 2045 | 2045-03-12 | 0.25522 | 1.6547 | 2.5522 | 16.5466 | 13 | 12.6446 | 26.4304 | 7.478 |  |  |  | 0.76566 | 1.5313 | 0.25522
3 | 2045 | 2045-03-13 | 0.26083 | 1.6947 | 2.6083 | 16.9466 | 12 | 12.9226 | 26.8624 | 7.6424 |  |  |  | 0.7825 | 1.565 | 0.26083
3 | 2045 | 2045-03-14 | 0.2584 | 1.6795 | 2.584 | 16.7948 | 11 | 28.8866 | 26.4656 | 7.5711 |  |  |  | 2.0672 | 0.2584 | 0.2584
3 | 2045 | 2045-03-15 | 0.25167 | 1.6367 | 2.5167 | 16.3673 | 11 | 28.1341 | 25.7761 | 7.3738 |  |  |  | 2.0133 | 0.25167 | 0.25167
3 | 2045 | 2045-03-16 | 0.24288 | 1.5808 | 2.4288 | 15.8076 | 9 | 27.1519 | 24.6059 | 7.1164 |  |  |  | 1.943 | 0.24288 | 0.24288
3 | 2045 | 2045-03-17 | 0.24025 | 1.5644 | 2.4025 | 15.6436 | 9 | 26.8578 | 24.3395 | 7.0394 |  |  |  | 1.922 | 0.24025 | 0.24025
3 | 2045 | 2045-03-18 | 0.23015 | 1.4966 | 2.3015 | 14.9657 | 8 | 25.7288 | 23.1904 | 6.7434 |  |  |  | 1.8412 | 0.23015 | 0.23015
3 | 2045 | 2045-03-19 | 0.22203 | 1.4449 | 2.2203 | 14.4487 | 8 | 24.8213 | 22.3723 | 6.5056 |  |  |  | 1.7763 | 0.22203 | 0.22203
3 | 2045 | 2045-03-20 | 0.22897 | 1.4931 | 2.2897 | 14.9312 | 9 | 25.5969 | 23.1967 | 6.7089 |  |  |  | 1.8318 | 0.22897 | 0.22897
3 | 2045 | 2045-03-21 | 0.2283 | 1.4893 | 2.283 | 14.8931 | 9 | 25.5222 | 23.1291 | 6.6893 |  |  |  | 1.8264 | 0.2283 | 0.2283
3 | 2045 | 2045-03-22 | 0.22401 | 1.462 | 2.2401 | 14.6202 | 8 | 25.042 | 22.5713 | 6.5634 |  |  |  | 1.7921 | 0.22401 | 0.22401
3 | 2045 | 2045-03-23 | 0.22377 | 1.4608 | 2.2377 | 14.6077 | 9 | 25.0158 | 22.6702 | 6.5566 |  |  |  | 1.7902 | 0.22377 | 0.22377
3 | 2045 | 2045-03-24 | 0.21892 | 1.4298 | 2.1892 | 14.2983 | 10 | 24.4727 | 22.2991 | 6.4142 |  |  |  | 1.7513 | 0.21892 | 0.21892
3 | 2045 | 2045-03-25 | 0.19925 | 1.3004 | 1.9925 | 13.004 | 8 | 22.2738 | 20.0762 | 5.8379 |  |  |  | 1.594 | 0.19925 | 0.19925
3 | 2045 | 2045-03-26 | 0.19755 | 1.2898 | 1.9755 | 12.8979 | 7 | 22.0844 | 19.7985 | 5.7882 |  |  |  | 1.5804 | 0.19755 | 0.19755
3 | 2045 | 2045-03-27 | 0.20805 | 1.3608 | 2.0805 | 13.6076 | 7 | 23.2586 | 20.8512 | 6.096 |  |  |  | 1.6644 | 0.20805 | 0.20805
3 | 2045 | 2045-03-28 | 0.20212 | 1.3227 | 2.0212 | 13.2268 | 8 | 22.5957 | 20.3664 | 5.9223 |  |  |  | 1.617 | 0.20212 | 0.20212
3 | 2045 | 2045-03-29 | 0.20113 | 1.3165 | 2.0113 | 13.1652 | 8 | 22.484 | 20.2656 | 5.893 |  |  |  | 1.609 | 0.20113 | 0.20113
3 | 2045 | 2045-03-30 | 0.19832 | 1.2986 | 1.9832 | 12.9864 | 8 | 22.1704 | 19.983 | 5.8108 |  |  |  | 1.5866 | 0.19832 | 0.19832
3 | 2045 | 2045-03-31 | 0.18679 | 1.2247 | 1.8679 | 12.2466 | 6 | 20.8817 | 18.6203 | 5.473 |  |  |  | 1.4943 | 0.18679 | 0.18679
4 | 2045 | 2045-04-01 | 0.16884 | 1.0828 | 1.6884 | 10.8277 | 6 | 18.8752 | 16.8311 | 4.9471 |  |  |  | 1.3508 | 0.16884 | 0.16884
4 | 2045 | 2045-04-02 | 0.16734 | 1.0723 | 1.6734 | 10.7227 | 6 | 18.7071 | 16.6812 | 4.9031 |  |  |  | 1.3387 | 0.16734 | 0.16734
4 | 2045 | 2045-04-03 | 0.17523 | 1.124 | 1.7523 | 11.2403 | 7 | 19.5889 | 17.5613 | 5.1342 |  |  |  | 1.4018 | 0.17523 | 0.17523
4 | 2045 | 2045-04-04 | 0.17054 | 1.0957 | 1.7054 | 10.9568 | 7 | 19.0647 | 17.0914 | 4.9968 |  |  |  | 1.3643 | 0.17054 | 0.17054
4 | 2045 | 2045-04-05 | 0.16577 | 1.0667 | 1.6577 | 10.6674 | 6 | 18.5312 | 16.5243 | 4.857 |  |  |  | 1.3261 | 0.16577 | 0.16577
4 | 2045 | 2045-04-06 | 0.16997 | 1.0894 | 1.6997 | 10.8943 | 7 | 19.0009 | 17.0342 | 4.9801 |  |  |  | 1.3597 | 0.16997 | 0.16997
4 | 2045 | 2045-04-07 | 0.16266 | 1.0466 | 1.6266 | 10.4662 | 6 | 18.1834 | 16.2142 | 4.7658 |  |  |  | 1.3012 | 0.16266 | 0.16266
4 | 2045 | 2045-04-08 | 0.15171 | 0.97344 | 1.5171 | 9.7344 | 7 | 16.96 | 15.2046 | 4.4452 |  |  |  | 1.2137 | 0.15171 | 0.15171
4 | 2045 | 2045-04-09 | 0.14694 | 0.94446 | 1.4694 | 9.4446 | 6 | 16.4265 | 14.6475 | 4.3053 |  |  |  | 1.1755 | 0.14694 | 0.14694
4 | 2045 | 2045-04-10 | 0.15181 | 0.9799 | 1.5181 | 9.799 | 6 | 16.9711 | 15.1332 | 4.4481 |  |  |  | 1.2145 | 0.15181 | 0.15181
4 | 2045 | 2045-04-11 | 0.15151 | 0.97661 | 1.5151 | 9.7661 | 6 | 16.937 | 15.1028 | 4.4391 |  |  |  | 1.2121 | 0.15151 | 0.15151
4 | 2045 | 2045-04-12 | 0.14901 | 0.9601 | 1.4901 | 9.601 | 6 | 16.6575 | 14.8536 | 4.3659 |  |  |  | 1.1921 | 0.14901 | 0.14901
4 | 2045 | 2045-04-13 | 0.14079 | 0.91241 | 1.4079 | 9.1241 | 5 | 15.7394 | 13.9602 | 4.1252 |  |  |  | 1.1263 | 0.14079 | 0.14079
4 | 2045 | 2045-04-14 | 0.13171 | 0.85882 | 1.3171 | 8.5882 | 4 | 14.7241 | 12.9906 | 3.8591 |  |  |  | 1.0537 | 0.13171 | 0.13171
4 | 2045 | 2045-04-15 | 0.12744 | 0.82336 | 1.2744 | 8.2336 | 5 | 14.2471 | 12.6366 | 3.7341 |  |  |  | 1.0196 | 0.12744 | 0.12744
4 | 2045 | 2045-04-16 | 0.12915 | 0.83247 | 1.2915 | 8.3247 | 5 | 14.4379 | 12.8059 | 3.7841 |  |  |  | 1.0332 | 0.12915 | 0.12915
4 | 2045 | 2045-04-17 | 0.13313 | 0.86268 | 1.3313 | 8.6268 | 5 | 14.8822 | 13.1999 | 3.9006 |  |  |  | 1.065 | 0.13313 | 0.13313
4 | 2045 | 2045-04-18 | 0.12725 | 0.82749 | 1.2725 | 8.2749 | 5 | 14.2252 | 12.6172 | 3.7284 |  |  |  | 1.018 | 0.12725 | 0.12725
4 | 2045 | 2045-04-19 | 0.12435 | 0.8096 | 1.2435 | 8.096 | 5 | 13.9014 | 12.33 | 3.6435 |  |  |  | 0.99481 | 0.12435 | 0.12435
4 | 2045 | 2045-04-20 | 0.12333 | 0.80277 | 1.2333 | 8.0277 | 4 | 13.7874 | 12.1642 | 3.6136 |  |  |  | 0.98665 | 0.12333 | 0.12333
4 | 2045 | 2045-04-21 | 0.12079 | 0.78735 | 1.2079 | 7.8735 | 5 | 13.5038 | 11.9773 | 3.5393 |  |  |  | 0.96636 | 0.12079 | 0.12079
4 | 2045 | 2045-04-22 | 0.11206 | 0.72755 | 1.1206 | 7.2755 | 4 | 12.5274 | 11.0526 | 3.2834 |  |  |  | 0.89649 | 0.11206 | 0.11206
4 | 2045 | 2045-04-23 | 0.11033 | 0.71675 | 1.1033 | 7.1675 | 4 | 12.3334 | 10.8814 | 3.2326 |  |  |  | 0.88261 | 0.11033 | 0.11033
4 | 2045 | 2045-04-24 | 0.11986 | 0.7789 | 1.1986 | 7.789 | 6 | 13.3995 | 11.9483 | 3.512 |  |  |  | 0.9589 | 0.11986 | 0.11986
4 | 2045 | 2045-04-25 | 0.11617 | 0.75694 | 1.1617 | 7.5694 | 5 | 12.9864 | 11.5184 | 3.4037 |  |  |  | 0.92933 | 0.11617 | 0.11617
4 | 2045 | 2045-04-26 | 0.11472 | 0.74771 | 1.1472 | 7.4771 | 5 | 12.8243 | 11.3747 | 3.3612 |  |  |  | 0.91774 | 0.11472 | 0.11472
4 | 2045 | 2045-04-27 | 0.10899 | 0.71457 | 1.0899 | 7.1457 | 4 | 12.1846 | 10.7501 | 3.1935 |  |  |  | 0.87195 | 0.10899 | 0.10899
4 | 2045 | 2045-04-28 | 0.10061 | 0.66502 | 1.0061 | 6.6502 | 4 | 11.2467 | 9.9227 | 2.9477 |  |  |  | 0.80484 | 0.10061 | 0.10061
4 | 2045 | 2045-04-29 | 0.092606 | 0.61077 | 0.92606 | 6.1077 | 4 | 10.3525 | 9.1337 | 2.7133 |  |  |  | 0.74085 | 0.092606 | 0.092606
4 | 2045 | 2045-04-30 | 0.092148 | 0.60709 | 0.92148 | 6.0709 | 3 | 10.3013 | 9.0407 | 2.6999 |  |  |  | 0.73718 | 0.092148 | 0.092148
5 | 2045 | 2045-05-01 | 0.085375 | 0.5841 | 0.85375 | 5.841 | 3 | 9.5441 | 8.3762 | 2.5015 |  |  |  | 0.683 | 0.085375 | 0.085375
5 | 2045 | 2045-05-02 | 0.085785 | 0.59047 | 0.85785 | 5.9047 | 3 | 9.5899 | 8.4164 | 2.5135 |  |  |  | 0.68628 | 0.085785 | 0.085785
5 | 2045 | 2045-05-03 | 0.083138 | 0.57279 | 0.83138 | 5.7279 | 4 | 9.2941 | 8.1999 | 2.436 |  |  |  | 0.66511 | 0.083138 | 0.083138
5 | 2045 | 2045-05-04 | 0.082554 | 0.56862 | 0.82554 | 5.6862 | 4 | 9.2288 | 8.1423 | 2.4188 |  |  |  | 0.66043 | 0.082554 | 0.082554
5 | 2045 | 2045-05-05 | 0.080089 | 0.5512 | 0.80089 | 5.512 | 3 | 8.9532 | 7.8576 | 2.3466 |  |  |  | 0.64071 | 0.080089 | 0.080089
5 | 2045 | 2045-05-06 | 0.068993 | 0.47535 | 0.68993 | 4.7535 | 2 | 7.7128 | 6.7336 | 2.0215 |  |  |  | 0.55195 | 0.068993 | 0.068993
5 | 2045 | 2045-05-07 | 0.06667 | 0.46165 | 0.6667 | 4.6165 | 2 | 7.4531 | 6.5069 | 1.9534 |  |  |  | 0.53336 | 0.06667 | 0.06667
5 | 2045 | 2045-05-08 | 0.074873 | 0.52043 | 0.74873 | 5.2043 | 3 | 8.3701 | 7.3458 | 2.1938 |  |  |  | 0.59898 | 0.074873 | 0.074873
5 | 2045 | 2045-05-09 | 0.074747 | 0.51977 | 0.74747 | 5.1977 | 3 | 8.3561 | 7.3335 | 2.1901 |  |  |  | 0.59798 | 0.074747 | 0.074747
5 | 2045 | 2045-05-10 | 0.071682 | 0.50087 | 0.71682 | 5.0087 | 3 | 8.0133 | 7.0327 | 2.1003 |  |  |  | 0.57345 | 0.071682 | 0.071682
5 | 2045 | 2045-05-11 | 0.06858 | 0.47827 | 0.6858 | 4.7827 | 2 | 7.6666 | 6.6932 | 2.0094 |  |  |  | 0.54864 | 0.06858 | 0.06858
5 | 2045 | 2045-05-12 | 0.066517 | 0.46594 | 0.66517 | 4.6594 | 1 | 7.4359 | 6.4581 | 1.9489 |  |  |  | 0.53213 | 0.066517 | 0.066517
5 | 2045 | 2045-05-13 | 0.057139 | 0.40222 | 0.57139 | 4.0222 | 1 | 6.3876 | 5.5476 | 1.6742 |  |  |  | 0.45711 | 0.057139 | 0.057139
5 | 2045 | 2045-05-14 | 0.056164 | 0.39809 | 0.56164 | 3.9809 | 1 | 6.2786 | 5.453 | 1.6456 |  |  |  | 0.44931 | 0.056164 | 0.056164
5 | 2045 | 2045-05-15 | 0.063135 | 0.44654 | 0.63135 | 4.4654 | 1 | 7.0579 | 6.1297 | 1.8498 |  |  |  | 0.50508 | 0.063135 | 0.063135
5 | 2045 | 2045-05-16 | 0.062352 | 0.44029 | 0.62352 | 4.4029 | 1 | 6.9703 | 6.0537 | 1.8269 |  |  |  | 0.49881 | 0.062352 | 0.062352
5 | 2045 | 2045-05-17 | 0.061283 | 0.43401 | 0.61283 | 4.3401 | 1 | 6.8509 | 5.95 | 1.7956 |  |  |  | 0.49027 | 0.061283 | 0.061283
5 | 2045 | 2045-05-18 | 0.060545 | 0.43182 | 0.60545 | 4.3182 | 1 | 6.7683 | 5.8783 | 1.774 |  |  |  | 0.48436 | 0.060545 | 0.060545
5 | 2045 | 2045-05-19 | 0.060228 | 0.43294 | 0.60228 | 4.3294 | 1 | 6.7329 | 5.8475 | 1.7647 |  |  |  | 0.48182 | 0.060228 | 0.060228
5 | 2045 | 2045-05-20 | 0.051591 | 0.37506 | 0.51591 | 3.7506 | 1 | 5.7674 | 5.0089 | 1.5116 |  |  |  | 0.41273 | 0.051591 | 0.051591
5 | 2045 | 2045-05-21 | 0.050292 | 0.36606 | 0.50292 | 3.6606 | 1 | 5.6222 | 4.8828 | 1.4735 |  |  |  | 0.40233 | 0.050292 | 0.050292
5 | 2045 | 2045-05-22 | 0.058371 | 0.42288 | 0.58371 | 4.2288 | 1 | 6.5254 | 5.6672 | 1.7103 |  |  |  | 0.46697 | 0.058371 | 0.058371
5 | 2045 | 2045-05-23 | 0.057137 | 0.4164 | 0.57137 | 4.164 | 2 | 6.3874 | 5.5764 | 1.6741 |  |  |  | 0.4571 | 0.057137 | 0.057137
5 | 2045 | 2045-05-24 | 0.055505 | 0.4069 | 0.55505 | 4.069 | 0 | 6.2049 | 0 | 1.6263 |  |  |  | 0.44404 | 0.055505 | 0.055505
5 | 2045 | 2045-05-25 | 0.054526 | 0.4018 | 0.54526 | 4.018 | 0 | 6.0955 | 0 | 1.5976 |  |  |  | 0.43621 | 0.054526 | 0.054526
5 | 2045 | 2045-05-26 | 0.054614 | 0.40303 | 0.54614 | 4.0303 | 0 | 6.1053 | 0 | 1.6002 |  |  |  | 0.43691 | 0.054614 | 0.054614
5 | 2045 | 2045-05-27 | 0.045995 | 0.34746 | 0.45995 | 3.4746 | 1 | 5.1418 | 4.4656 | 1.3476 |  |  |  | 0.36796 | 0.045995 | 0.045995
5 | 2045 | 2045-05-28 | 0.045492 | 0.34525 | 0.45492 | 3.4525 | 1 | 5.0856 | 4.4168 | 1.3329 |  |  |  | 0.36393 | 0.045492 | 0.045492
5 | 2045 | 2045-05-29 | 0.05223 | 0.39265 | 0.5223 | 3.9265 | 1 | 5.8388 | 5.0709 | 1.5303 |  |  |  | 0.41784 | 0.05223 | 0.05223
5 | 2045 | 2045-05-30 | 0.051227 | 0.38902 | 0.51227 | 3.8902 | 1 | 5.7267 | 4.9736 | 1.5009 |  |  |  | 0.40982 | 0.051227 | 0.051227
5 | 2045 | 2045-05-31 | 0.051184 | 0.38918 | 0.51184 | 3.8918 | 1 | 5.7219 | 4.9694 | 1.4997 |  |  |  | 0.40947 | 0.051184 | 0.051184
6 | 2045 | 2045-06-01 | 0.047654 | 0.37429 | 0.47654 | 3.7429 | 0 | 5.3273 | 0 | 1.3963 |  |  |  | 0.38123 | 0.047654 | 0.047654
6 | 2045 | 2045-06-02 | 0.047314 | 0.3729 | 0.47314 | 3.729 | 0 | 5.2893 | 0 | 1.3863 |  |  |  | 0.37851 | 0.047314 | 0.047314
6 | 2045 | 2045-06-03 | 0.039405 | 0.32027 | 0.39405 | 3.2027 | 0 | 4.4051 | 0 | 1.1546 |  |  |  | 0.31524 | 0.039405 | 0.039405
6 | 2045 | 2045-06-04 | 0.039052 | 0.31914 | 0.39052 | 3.1914 | 1 | 4.3657 | 3.7916 | 1.1442 |  |  |  | 0.31242 | 0.039052 | 0.039052
6 | 2045 | 2045-06-05 | 0.046204 | 0.36935 | 0.46204 | 3.6935 | 0 | 5.1652 | 0 | 1.3538 |  |  |  | 0.36963 | 0.046204 | 0.046204
6 | 2045 | 2045-06-06 | 0.046113 | 0.37066 | 0.46113 | 3.7066 | 0 | 5.155 | 0 | 1.3511 |  |  |  | 0.3689 | 0.046113 | 0.046113
6 | 2045 | 2045-06-07 | 0.046001 | 0.37097 | 0.46001 | 3.7097 | 0 | 5.1425 | 0 | 1.3478 |  |  |  | 0.36801 | 0.046001 | 0.046001
6 | 2045 | 2045-06-08 | 0.045762 | 0.37074 | 0.45762 | 3.7074 | 0 | 5.1158 | 0 | 1.3408 |  |  |  | 0.3661 | 0.045762 | 0.045762
6 | 2045 | 2045-06-09 | 0.045826 | 0.37286 | 0.45826 | 3.7286 | 0 | 5.1229 | 0 | 1.3427 |  |  |  | 0.36661 | 0.045826 | 0.045826
6 | 2045 | 2045-06-10 | 0.038104 | 0.32092 | 0.38104 | 3.2092 | 0 | 4.2596 | 0 | 1.1164 |  |  |  | 0.30483 | 0.038104 | 0.038104
6 | 2045 | 2045-06-11 | 0.037962 | 0.32127 | 0.37962 | 3.2127 | 0 | 4.2438 | 0 | 1.1123 |  |  |  | 0.30369 | 0.037962 | 0.037962
6 | 2045 | 2045-06-12 | 0.045504 | 0.37465 | 0.45504 | 3.7465 | 0 | 5.0869 | 0 | 1.3333 |  |  |  | 0.36403 | 0.045504 | 0.045504
6 | 2045 | 2045-06-13 | 0.045627 | 0.37704 | 0.45627 | 3.7704 | 0 | 5.1007 | 0 | 1.3369 |  |  |  | 0.36502 | 0.045627 | 0.045627
6 | 2045 | 2045-06-14 | 0.045343 | 0.37583 | 0.45343 | 3.7583 | 0 | 5.069 | 0 | 1.3286 |  |  |  | 0.36275 | 0.045343 | 0.045343
6 | 2045 | 2045-06-15 | 0.045358 | 0.37734 | 0.45358 | 3.7734 | 0 | 5.0706 | 0 | 1.329 |  |  |  | 0.36286 | 0.045358 | 0.045358
6 | 2045 | 2045-06-16 | 0.045581 | 0.3799 | 0.45581 | 3.799 | 0 | 5.0956 | 0 | 1.3355 |  |  |  | 0.36465 | 0.045581 | 0.045581
6 | 2045 | 2045-06-17 | 0.037987 | 0.32859 | 0.37987 | 3.2859 | 0 | 4.2466 | 0 | 1.113 |  |  |  | 0.3039 | 0.037987 | 0.037987
6 | 2045 | 2045-06-18 | 0.037965 | 0.3297 | 0.37965 | 3.297 | 0 | 4.2442 | 0 | 1.1124 |  |  |  | 0.30372 | 0.037965 | 0.037965
6 | 2045 | 2045-06-19 | 0.045548 | 0.38285 | 0.45548 | 3.8285 | 0 | 5.0918 | 0 | 1.3346 |  |  |  | 0.36438 | 0.045548 | 0.045548
6 | 2045 | 2045-06-20 | 0.045707 | 0.38538 | 0.45707 | 3.8538 | 0 | 5.1096 | 0 | 1.3392 |  |  |  | 0.36565 | 0.045707 | 0.045707
6 | 2045 | 2045-06-21 | 0.045647 | 0.38587 | 0.45647 | 3.8587 | 0 | 5.1029 | 0 | 1.3374 |  |  |  | 0.36517 | 0.045647 | 0.045647
6 | 2045 | 2045-06-22 | 0.045682 | 0.38658 | 0.45682 | 3.8658 | 0 | 5.1068 | 0 | 1.3385 |  |  |  | 0.36545 | 0.045682 | 0.045682
6 | 2045 | 2045-06-23 | 0.046141 | 0.39154 | 0.46141 | 3.9154 | 0 | 5.1582 | 0 | 1.3519 |  |  |  | 0.36913 | 0.046141 | 0.046141
6 | 2045 | 2045-06-24 | 0.038377 | 0.33804 | 0.38377 | 3.3804 | 0 | 4.2902 | 0 | 1.1244 |  |  |  | 0.30701 | 0.038377 | 0.038377
6 | 2045 | 2045-06-25 | 0.038334 | 0.33825 | 0.38334 | 3.3825 | 0 | 4.2854 | 0 | 1.1232 |  |  |  | 0.30667 | 0.038334 | 0.038334
6 | 2045 | 2045-06-26 | 0.045838 | 0.39049 | 0.45838 | 3.9049 | 0 | 5.1242 | 0 | 1.343 |  |  |  | 0.3667 | 0.045838 | 0.045838
6 | 2045 | 2045-06-27 | 0.046114 | 0.39312 | 0.46114 | 3.9312 | 0 | 5.1551 | 0 | 1.3511 |  |  |  | 0.36891 | 0.046114 | 0.046114
6 | 2045 | 2045-06-28 | 0.046257 | 0.39473 | 0.46257 | 3.9473 | 0 | 5.1711 | 0 | 1.3553 |  |  |  | 0.37006 | 0.046257 | 0.046257
6 | 2045 | 2045-06-29 | 0.046266 | 0.39534 | 0.46266 | 3.9534 | 0 | 5.1721 | 0 | 1.3556 |  |  |  | 0.37013 | 0.046266 | 0.046266
6 | 2045 | 2045-06-30 | 0.046326 | 0.39646 | 0.46326 | 3.9646 | 0 | 5.1788 | 0 | 1.3574 |  |  |  | 0.37061 | 0.046326 | 0.046326
7 | 2045 | 2045-07-01 | 0.039814 | 0.37618 | 0.39814 | 3.7618 | 0 | 4.4508 | 0 | 1.1665 |  |  |  | 0.31851 | 0.039814 | 0.039814
7 | 2045 | 2045-07-02 | 0.040149 | 0.38258 | 0.40149 | 3.8258 | 0 | 4.4883 | 0 | 1.1764 |  |  |  | 0.3212 | 0.040149 | 0.040149
7 | 2045 | 2045-07-03 | 0.047965 | 0.43994 | 0.47965 | 4.3994 | 0 | 5.362 | 0 | 1.4054 |  |  |  | 0.38372 | 0.047965 | 0.047965
7 | 2045 | 2045-07-04 | 0.047524 | 0.43031 | 0.47524 | 4.3031 | 0 | 5.3127 | 0 | 1.3924 |  |  |  | 0.38019 | 0.047524 | 0.047524
7 | 2045 | 2045-07-05 | 0.047628 | 0.43214 | 0.47628 | 4.3214 | 0 | 5.3244 | 0 | 1.3955 |  |  |  | 0.38103 | 0.047628 | 0.047628
7 | 2045 | 2045-07-06 | 0.047547 | 0.4302 | 0.47547 | 4.302 | 0 | 5.3153 | 0 | 1.3931 |  |  |  | 0.38037 | 0.047547 | 0.047547
7 | 2045 | 2045-07-07 | 0.047658 | 0.4324 | 0.47658 | 4.324 | 0 | 5.3277 | 0 | 1.3964 |  |  |  | 0.38126 | 0.047658 | 0.047658
7 | 2045 | 2045-07-08 | 0.040064 | 0.37916 | 0.40064 | 3.7916 | 0 | 4.4788 | 0 | 1.1739 |  |  |  | 0.32051 | 0.040064 | 0.040064
7 | 2045 | 2045-07-09 | 0.040178 | 0.38171 | 0.40178 | 3.8171 | 0 | 4.4915 | 0 | 1.1772 |  |  |  | 0.32142 | 0.040178 | 0.040178
7 | 2045 | 2045-07-10 | 0.048028 | 0.44065 | 0.48028 | 4.4065 | 0 | 5.369 | 0 | 1.4072 |  |  |  | 0.38422 | 0.048028 | 0.048028
7 | 2045 | 2045-07-11 | 0.047497 | 0.43013 | 0.47497 | 4.3013 | 0 | 5.3097 | 0 | 1.3917 |  |  |  | 0.37998 | 0.047497 | 0.047497
7 | 2045 | 2045-07-12 | 0.047261 | 0.42594 | 0.47261 | 4.2594 | 0 | 5.2834 | 0 | 1.3848 |  |  |  | 0.37809 | 0.047261 | 0.047261
7 | 2045 | 2045-07-13 | 0.047411 | 0.42998 | 0.47411 | 4.2998 | 0 | 5.3001 | 0 | 1.3891 |  |  |  | 0.37929 | 0.047411 | 0.047411
7 | 2045 | 2045-07-14 | 0.047269 | 0.42816 | 0.47269 | 4.2816 | 0 | 5.2842 | 0 | 1.385 |  |  |  | 0.37815 | 0.047269 | 0.047269
7 | 2045 | 2045-07-15 | 0.039885 | 0.38063 | 0.39885 | 3.8063 | 0 | 4.4588 | 0 | 1.1686 |  |  |  | 0.31908 | 0.039885 | 0.039885
7 | 2045 | 2045-07-16 | 0.039795 | 0.38034 | 0.39795 | 3.8034 | 0 | 4.4487 | 0 | 1.166 |  |  |  | 0.31836 | 0.039795 | 0.039795
7 | 2045 | 2045-07-17 | 0.04729 | 0.43339 | 0.4729 | 4.3339 | 0 | 5.2866 | 0 | 1.3856 |  |  |  | 0.37832 | 0.04729 | 0.04729
7 | 2045 | 2045-07-18 | 0.047104 | 0.43159 | 0.47104 | 4.3159 | 0 | 5.2658 | 0 | 1.3801 |  |  |  | 0.37683 | 0.047104 | 0.047104
7 | 2045 | 2045-07-19 | 0.046811 | 0.42781 | 0.46811 | 4.2781 | 0 | 5.233 | 0 | 1.3715 |  |  |  | 0.37448 | 0.046811 | 0.046811
7 | 2045 | 2045-07-20 | 0.046527 | 0.4245 | 0.46527 | 4.245 | 0 | 5.2013 | 0 | 1.3632 |  |  |  | 0.37222 | 0.046527 | 0.046527
7 | 2045 | 2045-07-21 | 0.046195 | 0.42043 | 0.46195 | 4.2043 | 0 | 5.1642 | 0 | 1.3535 |  |  |  | 0.36956 | 0.046195 | 0.046195
7 | 2045 | 2045-07-22 | 0.038561 | 0.36944 | 0.38561 | 3.6944 | 0 | 4.3108 | 0 | 1.1298 |  |  |  | 0.30849 | 0.038561 | 0.038561
7 | 2045 | 2045-07-23 | 0.038161 | 0.36449 | 0.38161 | 3.6449 | 0 | 4.2661 | 0 | 1.1181 |  |  |  | 0.30529 | 0.038161 | 0.038161
7 | 2045 | 2045-07-24 | 0.045434 | 0.41472 | 0.45434 | 4.1472 | 0 | 5.0791 | 0 | 1.3312 |  |  |  | 0.36347 | 0.045434 | 0.045434
7 | 2045 | 2045-07-25 | 0.045142 | 0.41255 | 0.45142 | 4.1255 | 0 | 5.0465 | 0 | 1.3227 |  |  |  | 0.36114 | 0.045142 | 0.045142
7 | 2045 | 2045-07-26 | 0.04492 | 0.41209 | 0.4492 | 4.1209 | 0 | 5.0216 | 0 | 1.3161 |  |  |  | 0.35936 | 0.04492 | 0.04492
7 | 2045 | 2045-07-27 | 0.044796 | 0.41395 | 0.44796 | 4.1395 | 0 | 5.0078 | 0 | 1.3125 |  |  |  | 0.35837 | 0.044796 | 0.044796
7 | 2045 | 2045-07-28 | 0.043953 | 0.40107 | 0.43953 | 4.0107 | 0 | 4.9135 | 0 | 1.2878 |  |  |  | 0.35162 | 0.043953 | 0.043953
7 | 2045 | 2045-07-29 | 0.036219 | 0.34984 | 0.36219 | 3.4984 | 0 | 4.049 | 0 | 1.0612 |  |  |  | 0.28976 | 0.036219 | 0.036219
7 | 2045 | 2045-07-30 | 0.035869 | 0.34774 | 0.35869 | 3.4774 | 0 | 4.0099 | 0 | 1.051 |  |  |  | 0.28695 | 0.035869 | 0.035869
7 | 2045 | 2045-07-31 | 0.042961 | 0.39599 | 0.42961 | 3.9599 | 0 | 4.8027 | 0 | 1.2588 |  |  |  | 0.34369 | 0.042961 | 0.042961
8 | 2045 | 2045-08-01 | 0.030062 | 0.24388 | 0.30062 | 2.4388 | 0 | 3.3606 | 0 | 0.88081 |  |  |  | 0.24049 | 0.030062 | 0.030062
8 | 2045 | 2045-08-02 | 0.028493 | 0.22875 | 0.28493 | 2.2875 | 0 | 3.1852 | 0 | 0.83483 |  |  |  | 0.22794 | 0.028493 | 0.028493
8 | 2045 | 2045-08-03 | 0.030346 | 0.2501 | 0.30346 | 2.501 | 0 | 3.3925 | 0 | 0.88915 |  |  |  | 0.24277 | 0.030346 | 0.030346
8 | 2045 | 2045-08-04 | 0.029134 | 0.23892 | 0.29134 | 2.3892 | 0 | 3.2569 | 0 | 0.85363 |  |  |  | 0.23307 | 0.029134 | 0.029134
8 | 2045 | 2045-08-05 | 0.020395 | 0.17605 | 0.20395 | 1.7605 | 0 | 2.2799 | 0 | 0.59756 |  |  |  | 0.16316 | 0.020395 | 0.020395
8 | 2045 | 2045-08-06 | 0.020116 | 0.17495 | 0.20116 | 1.7495 | 0 | 2.2488 | 0 | 0.58941 |  |  |  | 0.16093 | 0.020116 | 0.020116
8 | 2045 | 2045-08-07 | 0.027346 | 0.2255 | 0.27346 | 2.255 | 0 | 3.0571 | 0 | 0.80125 |  |  |  | 0.21877 | 0.027346 | 0.027346
8 | 2045 | 2045-08-08 | 0.027053 | 0.22438 | 0.27053 | 2.2438 | 0 | 3.0243 | 0 | 0.79265 |  |  |  | 0.21642 | 0.027053 | 0.027053
8 | 2045 | 2045-08-09 | 0.026563 | 0.22125 | 0.26563 | 2.2125 | 0 | 2.9695 | 0 | 0.77829 |  |  |  | 0.2125 | 0.026563 | 0.026563
8 | 2045 | 2045-08-10 | 0.026451 | 0.22219 | 0.26451 | 2.2219 | 0 | 2.9569 | 0 | 0.775 |  |  |  | 0.2116 | 0.026451 | 0.026451
8 | 2045 | 2045-08-11 | 0.025763 | 0.21707 | 0.25763 | 2.1707 | 0 | 2.8801 | 0 | 0.75486 |  |  |  | 0.2061 | 0.025763 | 0.025763
8 | 2045 | 2045-08-12 | 0.018131 | 0.16643 | 0.18131 | 1.6643 | 0 | 2.0269 | 0 | 0.53123 |  |  |  | 0.14505 | 0.018131 | 0.018131
8 | 2045 | 2045-08-13 | 0.017634 | 0.16345 | 0.17634 | 1.6345 | 0 | 1.9713 | 0 | 0.51667 |  |  |  | 0.14107 | 0.017634 | 0.017634
8 | 2045 | 2045-08-14 | 0.023701 | 0.20205 | 0.23701 | 2.0205 | 0 | 2.6496 | 0 | 0.69445 |  |  |  | 0.18961 | 0.023701 | 0.023701
8 | 2045 | 2045-08-15 | 0.023402 | 0.20126 | 0.23402 | 2.0126 | 0 | 2.6161 | 0 | 0.68567 |  |  |  | 0.18721 | 0.023402 | 0.023402
8 | 2045 | 2045-08-16 | 0.02349 | 0.20463 | 0.2349 | 2.0463 | 0 | 2.6259 | 0 | 0.68825 |  |  |  | 0.18792 | 0.02349 | 0.02349
8 | 2045 | 2045-08-17 | 0.023395 | 0.20609 | 0.23395 | 2.0609 | 0 | 2.6153 | 0 | 0.68547 |  |  |  | 0.18716 | 0.023395 | 0.023395
8 | 2045 | 2045-08-18 | 0.0235 | 0.2097 | 0.235 | 2.097 | 0 | 2.6271 | 0 | 0.68856 |  |  |  | 0.188 | 0.0235 | 0.0235
8 | 2045 | 2045-08-19 | 0.013047 | 0.12932 | 0.13047 | 1.2932 | 0 | 1.4585 | 0 | 0.38227 |  |  |  | 0.10437 | 0.013047 | 0.013047
8 | 2045 | 2045-08-20 | 0.014132 | 0.14339 | 0.14132 | 1.4339 | 0 | 1.5798 | 0 | 0.41407 |  |  |  | 0.11306 | 0.014132 | 0.014132
8 | 2045 | 2045-08-21 | 0.019122 | 0.17071 | 0.19122 | 1.7071 | 0 | 2.1377 | 0 | 0.56028 |  |  |  | 0.15298 | 0.019122 | 0.019122
8 | 2045 | 2045-08-22 | 0.021767 | 0.20138 | 0.21767 | 2.0138 | 0 | 2.4334 | 0 | 0.63779 |  |  |  | 0.17414 | 0.021767 | 0.021767
8 | 2045 | 2045-08-23 | 0.021187 | 0.19774 | 0.21187 | 1.9774 | 0 | 2.3685 | 0 | 0.62078 |  |  |  | 0.1695 | 0.021187 | 0.021187
8 | 2045 | 2045-08-24 | 0.017956 | 0.16589 | 0.17956 | 1.6589 | 0 | 2.0073 | 0 | 0.52611 |  |  |  | 0.14365 | 0.017956 | 0.017956
8 | 2045 | 2045-08-25 | 0.019903 | 0.18908 | 0.19903 | 1.8908 | 0 | 2.2249 | 0 | 0.58315 |  |  |  | 0.15922 | 0.019903 | 0.019903
8 | 2045 | 2045-08-26 | 0.012641 | 0.14259 | 0.12641 | 1.4259 | 0 | 1.4131 | 0 | 0.37037 |  |  |  | 0.10112 | 0.012641 | 0.012641
8 | 2045 | 2045-08-27 | 0.011777 | 0.13584 | 0.11777 | 1.3584 | 0 | 1.3166 | 0 | 0.34508 |  |  |  | 0.09422 | 0.011777 | 0.011777
8 | 2045 | 2045-08-28 | 0.018842 | 0.18507 | 0.18842 | 1.8507 | 0 | 2.1064 | 0 | 0.55208 |  |  |  | 0.15074 | 0.018842 | 0.018842
8 | 2045 | 2045-08-29 | 0.015369 | 0.15045 | 0.15369 | 1.5045 | 0 | 1.7181 | 0 | 0.4503 |  |  |  | 0.12295 | 0.015369 | 0.015369
8 | 2045 | 2045-08-30 | 0.018419 | 0.18516 | 0.18419 | 1.8516 | 0 | 2.0591 | 0 | 0.53969 |  |  |  | 0.14736 | 0.018419 | 0.018419
8 | 2045 | 2045-08-31 | 0.017689 | 0.17957 | 0.17689 | 1.7957 | 0 | 1.9774 | 0 | 0.51827 |  |  |  | 0.14151 | 0.017689 | 0.017689
9 | 2045 | 2045-09-01 | 0.03298 | 0.35188 | 0.3298 | 3.5188 | 0 | 3.6869 | 0 | 0.96632 |  |  |  | 0.26384 | 0.03298 | 0.03298
9 | 2045 | 2045-09-02 | 0.025965 | 0.30831 | 0.25965 | 3.0831 | 0 | 2.9026 | 0 | 0.76077 |  |  |  | 0.20772 | 0.025965 | 0.025965
9 | 2045 | 2045-09-03 | 0.02639 | 0.3157 | 0.2639 | 3.157 | 0 | 2.9501 | 0 | 0.77322 |  |  |  | 0.21112 | 0.02639 | 0.02639
9 | 2045 | 2045-09-04 | 0.033033 | 0.35824 | 0.33033 | 3.5824 | 0 | 3.6928 | 0 | 0.96787 |  |  |  | 0.26426 | 0.033033 | 0.033033
9 | 2045 | 2045-09-05 | 0.032981 | 0.35921 | 0.32981 | 3.5921 | 0 | 3.687 | 0 | 0.96636 |  |  |  | 0.26385 | 0.032981 | 0.032981
9 | 2045 | 2045-09-06 | 0.032874 | 0.35928 | 0.32874 | 3.5928 | 0 | 3.675 | 0 | 0.9632 |  |  |  | 0.26299 | 0.032874 | 0.032874
9 | 2045 | 2045-09-07 | 0.033324 | 0.36637 | 0.33324 | 3.6637 | 0 | 3.7253 | 0 | 0.97638 |  |  |  | 0.26659 | 0.033324 | 0.033324
9 | 2045 | 2045-09-08 | 0.033853 | 0.3734 | 0.33853 | 3.734 | 0 | 3.7845 | 0 | 0.99189 |  |  |  | 0.27082 | 0.033853 | 0.033853
9 | 2045 | 2045-09-09 | 0.02725 | 0.33424 | 0.2725 | 3.3424 | 0 | 3.0463 | 0 | 0.79843 |  |  |  | 0.218 | 0.02725 | 0.02725
9 | 2045 | 2045-09-10 | 0.027621 | 0.33902 | 0.27621 | 3.3902 | 0 | 3.0877 | 0 | 0.80928 |  |  |  | 0.22096 | 0.027621 | 0.027621
9 | 2045 | 2045-09-11 | 0.034834 | 0.38693 | 0.34834 | 3.8693 | 0 | 3.8941 | 0 | 1.0206 |  |  |  | 0.27867 | 0.034834 | 0.034834
9 | 2045 | 2045-09-12 | 0.035143 | 0.391 | 0.35143 | 3.91 | 0 | 3.9287 | 0 | 1.0297 |  |  |  | 0.28114 | 0.035143 | 0.035143
9 | 2045 | 2045-09-13 | 0.035838 | 0.39913 | 0.35838 | 3.9913 | 0 | 4.0064 | 0 | 1.0501 |  |  |  | 0.28671 | 0.035838 | 0.035838
9 | 2045 | 2045-09-14 | 0.036269 | 0.40409 | 0.36269 | 4.0409 | 0 | 4.0545 | 0 | 1.0627 |  |  |  | 0.29015 | 0.036269 | 0.036269
9 | 2045 | 2045-09-15 | 0.036731 | 0.40853 | 0.36731 | 4.0853 | 0 | 4.1062 | 0 | 1.0762 |  |  |  | 0.29385 | 0.036731 | 0.036731
9 | 2045 | 2045-09-16 | 0.029532 | 0.35921 | 0.29532 | 3.5921 | 0 | 3.3014 | 0 | 0.86528 |  |  |  | 0.23625 | 0.029532 | 0.029532
9 | 2045 | 2045-09-17 | 0.030885 | 0.37451 | 0.30885 | 3.7451 | 0 | 3.4527 | 0 | 0.90493 |  |  |  | 0.24708 | 0.030885 | 0.030885
9 | 2045 | 2045-09-18 | 0.03945 | 0.43757 | 0.3945 | 4.3757 | 1 | 4.4101 | 3.8301 | 1.1559 |  |  |  | 0.3156 | 0.03945 | 0.03945
9 | 2045 | 2045-09-19 | 0.040711 | 0.45003 | 0.40711 | 4.5003 | 0 | 4.5511 | 0 | 1.1928 |  |  |  | 0.32569 | 0.040711 | 0.040711
9 | 2045 | 2045-09-20 | 0.040522 | 0.44453 | 0.40522 | 4.4453 | 0 | 4.53 | 0 | 1.1873 |  |  |  | 0.32417 | 0.040522 | 0.040522
9 | 2045 | 2045-09-21 | 0.041164 | 0.44945 | 0.41164 | 4.4945 | 0 | 4.6017 | 0 | 1.2061 |  |  |  | 0.32931 | 0.041164 | 0.041164
9 | 2045 | 2045-09-22 | 0.043337 | 0.47276 | 0.43337 | 4.7276 | 0 | 4.8447 | 0 | 1.2698 |  |  |  | 0.3467 | 0.043337 | 0.043337
9 | 2045 | 2045-09-23 | 0.036963 | 0.43157 | 0.36963 | 4.3157 | 0 | 4.1321 | 0 | 1.083 |  |  |  | 0.2957 | 0.036963 | 0.036963
9 | 2045 | 2045-09-24 | 0.038761 | 0.45087 | 0.38761 | 4.5087 | 0 | 4.3332 | 0 | 1.1357 |  |  |  | 0.31009 | 0.038761 | 0.038761
9 | 2045 | 2045-09-25 | 0.0478 | 0.51604 | 0.478 | 5.1604 | 0 | 5.3436 | 0 | 1.4006 |  |  |  | 0.3824 | 0.0478 | 0.0478
9 | 2045 | 2045-09-26 | 0.048784 | 0.52212 | 0.48784 | 5.2212 | 0 | 5.4536 | 0 | 1.4294 |  |  |  | 0.39027 | 0.048784 | 0.048784
9 | 2045 | 2045-09-27 | 0.051767 | 0.55389 | 0.51767 | 5.5389 | 0 | 5.7871 | 0 | 1.5168 |  |  |  | 0.41414 | 0.051767 | 0.051767
9 | 2045 | 2045-09-28 | 0.054633 | 0.58479 | 0.54633 | 5.8479 | 0 | 6.1075 | 0 | 1.6007 |  |  |  | 0.43706 | 0.054633 | 0.054633
9 | 2045 | 2045-09-29 | 0.057854 | 0.619 | 0.57854 | 6.19 | 0 | 6.4675 | 0 | 1.6951 |  |  |  | 0.46283 | 0.057854 | 0.057854
9 | 2045 | 2045-09-30 | 0.049062 | 0.54236 | 0.49062 | 5.4236 | 1 | 5.4847 | 4.7634 | 1.4375 |  |  |  | 0.39249 | 0.049062 | 0.049062
10 | 2045 | 2045-10-01 | 0.049708 | 0.56635 | 0.49708 | 5.6635 | 1 | 5.5569 | 4.8261 | 1.4564 |  |  |  | 0.39766 | 0.049708 | 0.049708
10 | 2045 | 2045-10-02 | 0.059312 | 0.63256 | 0.59312 | 6.3256 | 1 | 6.6305 | 5.7586 | 1.7378 |  |  |  | 0.4745 | 0.059312 | 0.059312
10 | 2045 | 2045-10-03 | 0.060537 | 0.63853 | 0.60537 | 6.3853 | 2 | 6.7675 | 5.9082 | 1.7737 |  |  |  | 0.48429 | 0.060537 | 0.060537
10 | 2045 | 2045-10-04 | 0.060073 | 0.62692 | 0.60073 | 6.2692 | 2 | 6.7156 | 5.8629 | 1.7601 |  |  |  | 0.48058 | 0.060073 | 0.060073
10 | 2045 | 2045-10-05 | 0.061919 | 0.63683 | 0.61919 | 6.3683 | 1 | 6.9219 | 6.0116 | 1.8142 |  |  |  | 0.49535 | 0.061919 | 0.061919
10 | 2045 | 2045-10-06 | 0.065879 | 0.68233 | 0.65879 | 6.8233 | 1 | 7.3647 | 6.3962 | 1.9303 |  |  |  | 0.52704 | 0.065879 | 0.065879
10 | 2045 | 2045-10-07 | 0.059381 | 0.63802 | 0.59381 | 6.3802 | 2 | 6.6383 | 5.7955 | 1.7399 |  |  |  | 0.47505 | 0.059381 | 0.059381
10 | 2045 | 2045-10-08 | 0.064377 | 0.68197 | 0.64377 | 6.8197 | 2 | 7.1968 | 6.2831 | 1.8863 |  |  |  | 0.51502 | 0.064377 | 0.064377
10 | 2045 | 2045-10-09 | 0.075395 | 0.7544 | 0.75395 | 7.544 | 2 | 8.4285 | 7.3584 | 2.2091 |  |  |  | 0.60316 | 0.075395 | 0.075395
10 | 2045 | 2045-10-10 | 0.077796 | 0.77773 | 0.77796 | 7.7773 | 2 | 8.6969 | 7.5927 | 2.2794 |  |  |  | 0.62237 | 0.077796 | 0.077796
10 | 2045 | 2045-10-11 | 0.084505 | 0.84631 | 0.84505 | 8.4631 | 3 | 9.4468 | 8.2908 | 2.476 |  |  |  | 0.67604 | 0.084505 | 0.084505
10 | 2045 | 2045-10-12 | 0.086188 | 0.84718 | 0.86188 | 8.4718 | 3 | 9.635 | 8.456 | 2.5253 |  |  |  | 0.6895 | 0.086188 | 0.086188
10 | 2045 | 2045-10-13 | 0.086088 | 0.84451 | 0.86088 | 8.4451 | 2 | 9.6239 | 8.402 | 2.5224 |  |  |  | 0.68871 | 0.086088 | 0.086088
10 | 2045 | 2045-10-14 | 0.07967 | 0.79397 | 0.7967 | 7.9397 | 2 | 8.9063 | 7.7755 | 2.3343 |  |  |  | 0.63736 | 0.07967 | 0.07967
10 | 2045 | 2045-10-15 | 0.084723 | 0.84293 | 0.84723 | 8.4293 | 2 | 9.4712 | 8.2687 | 2.4824 |  |  |  | 0.67778 | 0.084723 | 0.084723
10 | 2045 | 2045-10-16 | 0.095312 | 0.91717 | 0.95312 | 9.1717 | 3 | 10.655 | 9.3512 | 2.7926 |  |  |  | 0.7625 | 0.095312 | 0.095312
10 | 2045 | 2045-10-17 | 0.098443 | 0.94004 | 0.98443 | 9.4004 | 2 | 11.0051 | 9.6078 | 2.8844 |  |  |  | 0.78755 | 0.098443 | 0.098443
10 | 2045 | 2045-10-18 | 0.10038 | 0.95111 | 1.0038 | 9.5111 | 2 | 11.2219 | 9.7971 | 2.9412 |  |  |  | 0.80307 | 0.10038 | 0.10038
10 | 2045 | 2045-10-19 | 0.10643 | 1.0016 | 1.0643 | 10.0156 | 4 | 11.8981 | 10.4974 | 3.1185 |  |  |  | 0.85146 | 0.10643 | 0.10643
10 | 2045 | 2045-10-20 | 0.1102 | 1.0282 | 1.102 | 10.2825 | 4 | 12.3197 | 10.8693 | 3.2289 |  |  |  | 0.88162 | 0.1102 | 0.1102
10 | 2045 | 2045-10-21 | 0.11062 | 1.0511 | 1.1062 | 10.5115 | 4 | 12.3664 | 10.9105 | 3.2412 |  |  |  | 0.88497 | 0.11062 | 0.11062
10 | 2045 | 2045-10-22 | 0.11787 | 1.1283 | 1.1787 | 11.2832 | 5 | 13.1772 | 11.6876 | 3.4537 |  |  |  | 0.94299 | 0.11787 | 0.11787
10 | 2045 | 2045-10-23 | 0.12442 | 1.1506 | 1.2442 | 11.5063 | 5 | 13.9091 | 12.3368 | 3.6455 |  |  |  | 0.99536 | 0.12442 | 0.12442
10 | 2045 | 2045-10-24 | 0.12919 | 1.1898 | 1.2919 | 11.8983 | 5 | 14.4421 | 12.8096 | 3.7852 |  |  |  | 1.0335 | 0.12919 | 0.12919
10 | 2045 | 2045-10-25 | 0.13604 | 1.2558 | 1.3604 | 12.5583 | 7 | 15.2077 | 13.6336 | 3.9859 |  |  |  | 1.0883 | 0.13604 | 0.13604
10 | 2045 | 2045-10-26 | 0.14246 | 1.3075 | 1.4246 | 13.0751 | 6 | 15.926 | 14.2012 | 4.1741 |  |  |  | 1.1397 | 0.14246 | 0.14246
10 | 2045 | 2045-10-27 | 0.1459 | 1.3321 | 1.459 | 13.3208 | 7 | 16.31 | 14.6218 | 4.2748 |  |  |  | 1.1672 | 0.1459 | 0.1459
10 | 2045 | 2045-10-28 | 0.14626 | 1.3586 | 1.4626 | 13.5858 | 8 | 16.3503 | 14.7372 | 4.2854 |  |  |  | 1.1701 | 0.14626 | 0.14626
10 | 2045 | 2045-10-29 | 0.14649 | 1.3418 | 1.4649 | 13.4177 | 8 | 16.3761 | 14.7604 | 4.2921 |  |  |  | 1.1719 | 0.14649 | 0.14649
10 | 2045 | 2045-10-30 | 0.15894 | 1.4332 | 1.5894 | 14.3315 | 9 | 17.7681 | 16.102 | 4.657 |  |  |  | 1.2715 | 0.15894 | 0.15894
10 | 2045 | 2045-10-31 | 0.16514 | 1.4906 | 1.6514 | 14.9061 | 9 | 18.4609 | 16.7299 | 4.8385 |  |  |  | 1.3211 | 0.16514 | 0.16514
11 | 2045 | 2045-11-01 | 0.17414 | 1.3749 | 1.7414 | 13.7491 | 10 | 19.4672 | 17.7382 | 5.1023 |  |  |  | 1.3931 | 0.17414 | 0.17414
11 | 2045 | 2045-11-02 | 0.1794 | 1.4099 | 1.794 | 14.0985 | 11 | 20.0557 | 18.3748 | 5.2565 |  |  |  | 1.4352 | 0.1794 | 0.1794
11 | 2045 | 2045-11-03 | 0.18708 | 1.4649 | 1.8708 | 14.6485 | 12 | 9.2688 | 19.2672 | 5.4816 |  |  |  | 0.56125 | 1.1225 | 0.18708
11 | 2045 | 2045-11-04 | 0.18609 | 1.4588 | 1.8609 | 14.5879 | 12 | 9.2195 | 19.1647 | 5.4524 |  |  |  | 0.55827 | 1.1165 | 0.18609
11 | 2045 | 2045-11-05 | 0.19243 | 1.5035 | 1.9243 | 15.0353 | 11 | 21.5114 | 19.7085 | 5.6381 |  |  |  | 1.5394 | 0.19243 | 0.19243
11 | 2045 | 2045-11-06 | 0.20619 | 1.5971 | 2.0619 | 15.9711 | 12 | 10.2155 | 21.235 | 6.0414 |  |  |  | 0.61857 | 1.2371 | 0.20619
11 | 2045 | 2045-11-07 | 0.20613 | 1.5892 | 2.0613 | 15.8919 | 12 | 10.2126 | 21.229 | 6.0397 |  |  |  | 0.6184 | 1.2368 | 0.20613
11 | 2045 | 2045-11-08 | 0.21058 | 1.6178 | 2.1058 | 16.1782 | 12 | 10.4329 | 21.687 | 6.17 |  |  |  | 0.63174 | 1.2635 | 0.21058
11 | 2045 | 2045-11-09 | 0.21606 | 1.6539 | 2.1606 | 16.5393 | 13 | 10.7043 | 22.3747 | 6.3305 |  |  |  | 0.64817 | 1.2963 | 0.21606
11 | 2045 | 2045-11-10 | 0.22256 | 1.6998 | 2.2256 | 16.9983 | 14 | 11.0264 | 23.2617 | 6.521 |  |  |  | 0.66768 | 1.3354 | 0.22256
11 | 2045 | 2045-11-11 | 0.21885 | 1.6679 | 2.1885 | 16.6794 | 14 | 10.8427 | 22.8741 | 6.4123 |  |  |  | 0.65655 | 1.3131 | 0.21885
11 | 2045 | 2045-11-12 | 0.22578 | 1.7141 | 2.2578 | 17.1406 | 15 | 11.1861 | 23.8195 | 6.6154 |  |  |  | 0.67735 | 1.3547 | 0.22578
11 | 2045 | 2045-11-13 | 0.2271 | 1.7078 | 2.271 | 17.0784 | 16 | 11.2515 | 24.185 | 6.6541 |  |  |  | 0.68131 | 1.3626 | 0.2271
11 | 2045 | 2045-11-14 | 0.2365 | 1.7764 | 2.365 | 17.7636 | 18 | 11.7173 | 25.6713 | 6.9296 |  |  |  | 0.70951 | 1.419 | 0.2365
11 | 2045 | 2045-11-15 | 0.24369 | 1.823 | 2.4369 | 18.2298 | 16 | 12.0733 | 25.9515 | 7.1401 |  |  |  | 0.73107 | 1.4621 | 0.24369
11 | 2045 | 2045-11-16 | 0.24106 | 1.7999 | 2.4106 | 17.9991 | 16 | 11.9431 | 25.6716 | 7.0631 |  |  |  | 0.72319 | 1.4464 | 0.24106
11 | 2045 | 2045-11-17 | 0.24204 | 1.7957 | 2.4204 | 17.9567 | 14 | 11.9915 | 25.2978 | 7.0918 |  |  |  | 0.72612 | 1.4522 | 0.24204
11 | 2045 | 2045-11-18 | 0.23993 | 1.7842 | 2.3993 | 17.8418 | 14 | 11.8868 | 25.0768 | 7.0298 |  |  |  | 0.71978 | 1.4396 | 0.23993
11 | 2045 | 2045-11-19 | 0.23879 | 1.7688 | 2.3879 | 17.6883 | 14 | 11.8307 | 24.9584 | 6.9966 |  |  |  | 0.71638 | 1.4328 | 0.23879
11 | 2045 | 2045-11-20 | 0.26013 | 1.9184 | 2.6013 | 19.1836 | 15 | 12.8877 | 27.4427 | 7.6217 |  |  |  | 0.78038 | 1.5608 | 0.26013
11 | 2045 | 2045-11-21 | 0.26603 | 1.9599 | 2.6603 | 19.5993 | 16 | 13.18 | 28.3304 | 7.7946 |  |  |  | 0.79808 | 1.5962 | 0.26603
11 | 2045 | 2045-11-22 | 0.26974 | 1.9809 | 2.6974 | 19.8087 | 17 | 13.364 | 28.9999 | 7.9034 |  |  |  | 0.80923 | 1.6185 | 0.26974
11 | 2045 | 2045-11-23 | 0.26955 | 1.9685 | 2.6955 | 19.6848 | 17 | 13.3546 | 28.9795 | 7.8979 |  |  |  | 0.80866 | 1.6173 | 0.26955
11 | 2045 | 2045-11-24 | 0.28176 | 2.0544 | 2.8176 | 20.5444 | 16 | 13.9592 | 30.0053 | 8.2554 |  |  |  | 0.84527 | 1.6905 | 0.28176
11 | 2045 | 2045-11-25 | 0.2793 | 2.0355 | 2.793 | 20.3551 | 18 | 13.8375 | 30.3166 | 8.1835 |  |  |  | 0.8379 | 1.6758 | 0.2793
11 | 2045 | 2045-11-26 | 0.2827 | 2.0556 | 2.827 | 20.5557 | 18 | 14.006 | 30.6856 | 8.2831 |  |  |  | 0.8481 | 1.6962 | 0.2827
11 | 2045 | 2045-11-27 | 0.28892 | 2.0838 | 2.8892 | 20.8375 | 17 | 14.3143 | 31.0619 | 8.4654 |  |  |  | 0.86677 | 1.7335 | 0.28892
11 | 2045 | 2045-11-28 | 0.29389 | 2.119 | 2.9389 | 21.1901 | 18 | 14.5603 | 31.9 | 8.6109 |  |  |  | 0.88166 | 1.7633 | 0.29389
11 | 2045 | 2045-11-29 | 0.30223 | 2.1792 | 3.0223 | 21.7921 | 18 | 14.9735 | 32.8053 | 8.8553 |  |  |  | 0.90669 | 1.8134 | 0.30223
11 | 2045 | 2045-11-30 | 0.30518 | 2.1931 | 3.0518 | 21.9314 | 18 | 15.1198 | 33.1259 | 8.9418 |  |  |  | 0.91555 | 1.8311 | 0.30518
12 | 2045 | 2045-12-01 | 0.31251 | 2.0576 | 3.1251 | 20.5756 | 17 | 15.483 | 33.5981 | 9.1566 |  |  |  | 0.93754 | 1.8751 | 0.31251
12 | 2045 | 2045-12-02 | 0.31414 | 2.0488 | 3.1414 | 20.4881 | 19 | 15.5635 | 34.4296 | 9.2042 |  |  |  | 0.94241 | 1.8848 | 0.31414
12 | 2045 | 2045-12-03 | 0.31797 | 2.0726 | 3.1797 | 20.7258 | 21 | 15.7534 | 35.5409 | 9.3165 |  |  |  | 0.95391 | 1.9078 | 0.31797
12 | 2045 | 2045-12-04 | 0.3368 | 2.1849 | 3.368 | 21.8493 | 22 | 16.6862 | 38.0222 | 9.8682 |  |  |  | 1.0104 | 2.0208 | 0.3368
12 | 2045 | 2045-12-05 | 0.34643 | 2.2344 | 3.4643 | 22.3439 | 21 | 17.1636 | 38.7223 | 10.1505 |  |  |  | 1.0393 | 2.0786 | 0.34643
12 | 2045 | 2045-12-06 | 0.33829 | 2.186 | 3.3829 | 21.8598 | 23 | 16.7604 | 38.5776 | 9.912 |  |  |  | 1.0149 | 2.0298 | 0.33829
12 | 2045 | 2045-12-07 | 0.34433 | 2.2233 | 3.4433 | 22.2326 | 23 | 17.0593 | 39.2657 | 10.0888 |  |  |  | 1.033 | 2.066 | 0.34433
12 | 2045 | 2045-12-08 | 0.35512 | 2.2871 | 3.5512 | 22.8712 | 23 | 17.5941 | 40.4967 | 10.4051 |  |  |  | 1.0654 | 2.1307 | 0.35512
12 | 2045 | 2045-12-09 | 0.3485 | 2.2375 | 3.485 | 22.3746 | 22 | 17.266 | 39.3433 | 10.2111 |  |  |  | 1.0455 | 2.091 | 0.3485
12 | 2045 | 2045-12-10 | 0.34805 | 2.2321 | 3.4805 | 22.3214 | 22 | 17.2437 | 39.2926 | 10.1979 |  |  |  | 1.0442 | 2.0883 | 0.34805
12 | 2045 | 2045-12-11 | 0.35894 | 2.3022 | 3.5894 | 23.0216 | 19 | 17.7834 | 39.3404 | 10.5171 |  |  |  | 1.0768 | 2.1537 | 0.35894
12 | 2045 | 2045-12-12 | 0.35055 | 2.2476 | 3.5055 | 22.4756 | 21 | 17.3675 | 39.1823 | 10.2711 |  |  |  | 1.0516 | 2.1033 | 0.35055
12 | 2045 | 2045-12-13 | 0.35623 | 2.275 | 3.5623 | 22.7498 | 21 | 17.6491 | 39.8177 | 10.4377 |  |  |  | 1.0687 | 2.1374 | 0.35623
12 | 2045 | 2045-12-14 | 0.3582 | 2.2834 | 3.582 | 22.8339 | 22 | 17.7465 | 40.4383 | 10.4952 |  |  |  | 1.0746 | 2.1492 | 0.3582
12 | 2045 | 2045-12-15 | 0.36492 | 2.3237 | 3.6492 | 23.2367 | 22 | 18.0795 | 41.1972 | 10.6922 |  |  |  | 1.0948 | 2.1895 | 0.36492
12 | 2045 | 2045-12-16 | 0.35489 | 2.2477 | 3.5489 | 22.4769 | 22 | 17.5826 | 40.0648 | 10.3983 |  |  |  | 1.0647 | 2.1293 | 0.35489
12 | 2045 | 2045-12-17 | 0.35968 | 2.2742 | 3.5968 | 22.7425 | 19 | 17.8196 | 39.4206 | 10.5385 |  |  |  | 1.079 | 2.1581 | 0.35968
12 | 2045 | 2045-12-18 | 0.37249 | 2.3509 | 3.7249 | 23.5091 | 22 | 18.4545 | 42.0515 | 10.9139 |  |  |  | 1.1175 | 2.2349 | 0.37249
12 | 2045 | 2045-12-19 | 0.37873 | 2.3873 | 3.7873 | 23.8729 | 24 | 18.7635 | 43.6297 | 11.0967 |  |  |  | 1.1362 | 2.2724 | 0.37873
12 | 2045 | 2045-12-20 | 0.37081 | 2.3231 | 3.7081 | 23.2306 | 23 | 18.3711 | 42.2851 | 10.8646 |  |  |  | 1.1124 | 2.2248 | 0.37081
12 | 2045 | 2045-12-21 | 0.4947 | 2.9966 | 4.947 | 29.9656 | 61 | 2.2467 | 102.0821 | 4.3484 |  |  |  | 0.24735 | 4.5513 | 0.14841
12 | 2045 | 2045-12-22 | 0.38356 | 2.4067 | 3.8356 | 24.0665 | 24 | 19.0031 | 44.1867 | 11.2384 |  |  |  | 1.1507 | 2.3014 | 0.38356
12 | 2045 | 2045-12-23 | 0.38017 | 2.3661 | 3.8017 | 23.6608 | 24 | 18.8352 | 43.7965 | 11.1391 |  |  |  | 1.1405 | 2.281 | 0.38017
12 | 2045 | 2045-12-24 | 0.37988 | 2.3668 | 3.7988 | 23.6676 | 23 | 18.8206 | 43.3197 | 11.1305 |  |  |  | 1.1396 | 2.2793 | 0.37988
12 | 2045 | 2045-12-25 | 0.38648 | 2.4133 | 3.8648 | 24.1328 | 21 | 19.1477 | 43.1986 | 11.3239 |  |  |  | 1.1594 | 2.3189 | 0.38648
12 | 2045 | 2045-12-26 | 0.37935 | 2.369 | 3.7935 | 23.6903 | 23 | 18.7946 | 43.2599 | 11.1151 |  |  |  | 1.1381 | 2.2761 | 0.37935
12 | 2045 | 2045-12-27 | 0.37867 | 2.3658 | 3.7867 | 23.6581 | 22 | 18.7608 | 42.7497 | 11.0951 |  |  |  | 1.136 | 2.272 | 0.37867
12 | 2045 | 2045-12-28 | 0.3791 | 2.3653 | 3.791 | 23.6533 | 23 | 18.7818 | 43.2303 | 11.1075 |  |  |  | 1.1373 | 2.2746 | 0.3791
12 | 2045 | 2045-12-29 | 0.37578 | 2.3246 | 3.7578 | 23.246 | 23 | 18.6177 | 42.8526 | 11.0104 |  |  |  | 1.1273 | 2.2547 | 0.37578
12 | 2045 | 2045-12-30 | 0.37014 | 2.2824 | 3.7014 | 22.8237 | 24 | 18.338 | 42.6403 | 10.8451 |  |  |  | 1.1104 | 2.2208 | 0.37014
12 | 2045 | 2045-12-31 | 0.37295 | 2.3032 | 3.7295 | 23.0321 | 22 | 18.4773 | 42.1035 | 10.9274 |  |  |  | 1.1188 | 2.2377 | 0.37295
1 | 2046 | 2046-01-01 | 0.41277 | 2.559 | 4.1277 | 25.5899 | 25 | 20.4503 | 48.0429 | 12.0943 |  |  |  | 1.2383 | 2.4766 | 0.41277
1 | 2046 | 2046-01-02 | 0.41514 | 2.5762 | 4.1514 | 25.7619 | 23 | 20.5674 | 47.3402 | 12.1635 |  |  |  | 1.2454 | 2.4908 | 0.41514
1 | 2046 | 2046-01-03 | 0.41038 | 2.5441 | 4.1038 | 25.4409 | 23 | 20.3318 | 46.798 | 12.0242 |  |  |  | 1.2311 | 2.4623 | 0.41038
1 | 2046 | 2046-01-04 | 0.41217 | 2.5562 | 4.1217 | 25.5616 | 24 | 20.4203 | 47.482 | 12.0765 |  |  |  | 1.2365 | 2.473 | 0.41217
1 | 2046 | 2046-01-05 | 0.40854 | 2.5344 | 4.0854 | 25.3435 | 22 | 20.2408 | 46.122 | 11.9704 |  |  |  | 1.2256 | 2.4513 | 0.40854
1 | 2046 | 2046-01-06 | 0.3974 | 2.4634 | 3.974 | 24.6339 | 20 | 19.6889 | 43.9834 | 11.644 |  |  |  | 1.1922 | 2.3844 | 0.3974
1 | 2046 | 2046-01-07 | 0.3942 | 2.436 | 3.942 | 24.3599 | 20 | 19.5299 | 43.6282 | 11.5499 |  |  |  | 1.1826 | 2.3652 | 0.3942
1 | 2046 | 2046-01-08 | 0.40087 | 2.4828 | 4.0087 | 24.8283 | 19 | 19.8606 | 43.9355 | 11.7455 |  |  |  | 1.2026 | 2.4052 | 0.40087
1 | 2046 | 2046-01-09 | 0.40019 | 2.478 | 4.0019 | 24.7797 | 19 | 19.827 | 43.8613 | 11.7257 |  |  |  | 1.2006 | 2.4012 | 0.40019
1 | 2046 | 2046-01-10 | 0.39203 | 2.4242 | 3.9203 | 24.2425 | 18 | 19.4226 | 42.5528 | 11.4865 |  |  |  | 1.1761 | 2.3522 | 0.39203
1 | 2046 | 2046-01-11 | 0.38746 | 2.393 | 3.8746 | 23.9296 | 16 | 19.1963 | 41.2624 | 11.3526 |  |  |  | 1.1624 | 2.3248 | 0.38746
1 | 2046 | 2046-01-12 | 0.3891 | 2.4045 | 3.891 | 24.0451 | 19 | 19.2773 | 42.6452 | 11.4006 |  |  |  | 1.1673 | 2.3346 | 0.3891
1 | 2046 | 2046-01-13 | 0.38145 | 2.3552 | 3.8145 | 23.5518 | 17 | 18.8986 | 41.01 | 11.1766 |  |  |  | 1.1444 | 2.2887 | 0.38145
1 | 2046 | 2046-01-14 | 0.37657 | 2.3218 | 3.7657 | 23.2178 | 18 | 18.6566 | 40.8747 | 11.0335 |  |  |  | 1.1297 | 2.2594 | 0.37657
1 | 2046 | 2046-01-15 | 0.39291 | 2.4259 | 3.9291 | 24.2591 | 20 | 19.466 | 43.4855 | 11.5122 |  |  |  | 1.1787 | 2.3574 | 0.39291
1 | 2046 | 2046-01-16 | 0.39911 | 2.454 | 3.9911 | 24.5401 | 21 | 19.7735 | 44.6104 | 11.694 |  |  |  | 1.1973 | 2.3947 | 0.39911
1 | 2046 | 2046-01-17 | 0.40302 | 2.4759 | 4.0302 | 24.7592 | 21 | 19.9672 | 45.0475 | 11.8086 |  |  |  | 1.2091 | 2.4181 | 0.40302
1 | 2046 | 2046-01-18 | 0.39456 | 2.4264 | 3.9456 | 24.264 | 21 | 19.5481 | 44.1019 | 11.5607 |  |  |  | 1.1837 | 2.3674 | 0.39456
1 | 2046 | 2046-01-19 | 0.39146 | 2.4046 | 3.9146 | 24.046 | 20 | 19.3942 | 43.3251 | 11.4697 |  |  |  | 1.1744 | 2.3487 | 0.39146
1 | 2046 | 2046-01-20 | 0.39223 | 2.4017 | 3.9223 | 24.017 | 22 | 19.4323 | 44.2797 | 11.4922 |  |  |  | 1.1767 | 2.3534 | 0.39223
1 | 2046 | 2046-01-21 | 0.38942 | 2.3836 | 3.8942 | 23.8362 | 22 | 19.2931 | 43.9625 | 11.4099 |  |  |  | 1.1682 | 2.3365 | 0.38942
1 | 2046 | 2046-01-22 | 0.39226 | 2.407 | 3.9226 | 24.0697 | 21 | 19.4342 | 43.845 | 11.4934 |  |  |  | 1.1768 | 2.3536 | 0.39226
1 | 2046 | 2046-01-23 | 0.38437 | 2.3628 | 3.8437 | 23.6281 | 20 | 19.0429 | 42.5403 | 11.2619 |  |  |  | 1.1531 | 2.3062 | 0.38437
1 | 2046 | 2046-01-24 | 0.38037 | 2.3378 | 3.8037 | 23.3785 | 19 | 18.8452 | 41.6892 | 11.145 |  |  |  | 1.1411 | 2.2822 | 0.38037
1 | 2046 | 2046-01-25 | 0.38089 | 2.3404 | 3.8089 | 23.4039 | 18 | 18.8709 | 41.3441 | 11.1602 |  |  |  | 1.1427 | 2.2854 | 0.38089
1 | 2046 | 2046-01-26 | 0.38134 | 2.3361 | 3.8134 | 23.3613 | 20 | 18.893 | 42.2053 | 11.1733 |  |  |  | 1.144 | 2.288 | 0.38134
1 | 2046 | 2046-01-27 | 0.37486 | 2.293 | 3.7486 | 22.9298 | 20 | 18.5721 | 41.4885 | 10.9835 |  |  |  | 1.1246 | 2.2492 | 0.37486
1 | 2046 | 2046-01-28 | 0.37501 | 2.2926 | 3.7501 | 22.9262 | 20 | 18.5793 | 41.5047 | 10.9878 |  |  |  | 1.125 | 2.2501 | 0.37501
1 | 2046 | 2046-01-29 | 0.38096 | 2.333 | 3.8096 | 23.3298 | 20 | 18.8741 | 42.1632 | 11.1621 |  |  |  | 1.1429 | 2.2858 | 0.38096
1 | 2046 | 2046-01-30 | 0.37585 | 2.3026 | 3.7585 | 23.0264 | 20 | 18.6212 | 41.5982 | 11.0125 |  |  |  | 1.1276 | 2.2551 | 0.37585
1 | 2046 | 2046-01-31 | 0.37742 | 2.3028 | 3.7742 | 23.0282 | 21 | 18.6988 | 42.1857 | 11.0584 |  |  |  | 1.1323 | 2.2645 | 0.37742
2 | 2046 | 2046-02-01 | 0.37981 | 2.3549 | 3.7981 | 23.5488 | 21 | 18.8174 | 42.4533 | 11.1285 |  |  |  | 1.1394 | 2.2789 | 0.37981
2 | 2046 | 2046-02-02 | 0.37702 | 2.3379 | 3.7702 | 23.3794 | 20 | 18.6788 | 41.7268 | 11.0466 |  |  |  | 1.131 | 2.2621 | 0.37702
2 | 2046 | 2046-02-03 | 0.3672 | 2.2724 | 3.672 | 22.7242 | 19 | 18.1924 | 40.2451 | 10.7589 |  |  |  | 1.1016 | 2.2032 | 0.3672
2 | 2046 | 2046-02-04 | 0.36895 | 2.2793 | 3.6895 | 22.7931 | 20 | 18.2791 | 40.8341 | 10.8102 |  |  |  | 1.1069 | 2.2137 | 0.36895
2 | 2046 | 2046-02-05 | 0.37562 | 2.3256 | 3.7562 | 23.256 | 21 | 18.6095 | 41.9843 | 11.0056 |  |  |  | 1.1269 | 2.2537 | 0.37562
2 | 2046 | 2046-02-06 | 0.37068 | 2.2957 | 3.7068 | 22.9574 | 20 | 18.3651 | 41.0261 | 10.8611 |  |  |  | 1.1121 | 2.2241 | 0.37068
2 | 2046 | 2046-02-07 | 0.36137 | 2.2411 | 3.6137 | 22.4113 | 17 | 17.9034 | 38.8504 | 10.5881 |  |  |  | 1.0841 | 2.1682 | 0.36137
2 | 2046 | 2046-02-08 | 0.35438 | 2.2005 | 3.5438 | 22.0053 | 17 | 17.5574 | 38.0994 | 10.3834 |  |  |  | 1.0631 | 2.1263 | 0.35438
2 | 2046 | 2046-02-09 | 0.34862 | 2.167 | 3.4862 | 21.6697 | 17 | 17.2718 | 37.4798 | 10.2145 |  |  |  | 1.0459 | 2.0917 | 0.34862
2 | 2046 | 2046-02-10 | 0.3465 | 2.1461 | 3.465 | 21.4608 | 17 | 17.1667 | 37.2517 | 10.1523 |  |  |  | 1.0395 | 2.079 | 0.3465
2 | 2046 | 2046-02-11 | 0.33884 | 2.1018 | 3.3884 | 21.0181 | 16 | 16.7874 | 36.0845 | 9.928 |  |  |  | 1.0165 | 2.033 | 0.33884
2 | 2046 | 2046-02-12 | 0.34596 | 2.15 | 3.4596 | 21.4996 | 16 | 17.1401 | 36.8426 | 10.1366 |  |  |  | 1.0379 | 2.0758 | 0.34596
2 | 2046 | 2046-02-13 | 0.34133 | 2.1222 | 3.4133 | 21.2221 | 17 | 16.9107 | 36.6962 | 10.0009 |  |  |  | 1.024 | 2.048 | 0.34133
2 | 2046 | 2046-02-14 | 0.33694 | 2.0965 | 3.3694 | 20.9646 | 15 | 16.6932 | 35.5461 | 9.8723 |  |  |  | 1.0108 | 2.0216 | 0.33694
2 | 2046 | 2046-02-15 | 0.33349 | 2.0766 | 3.3349 | 20.7656 | 15 | 16.5224 | 35.1824 | 9.7713 |  |  |  | 1.0005 | 2.0009 | 0.33349
2 | 2046 | 2046-02-16 | 0.33242 | 2.0683 | 3.3242 | 20.6832 | 14 | 16.4695 | 34.7445 | 9.74 |  |  |  | 0.99727 | 1.9945 | 0.33242
2 | 2046 | 2046-02-17 | 0.32015 | 1.9888 | 3.2015 | 19.8876 | 16 | 15.8614 | 34.094 | 9.3804 |  |  |  | 0.96045 | 1.9209 | 0.32015
2 | 2046 | 2046-02-18 | 0.31705 | 1.9701 | 3.1705 | 19.7009 | 16 | 15.7077 | 33.7637 | 9.2895 |  |  |  | 0.95115 | 1.9023 | 0.31705
2 | 2046 | 2046-02-19 | 0.31919 | 1.9904 | 3.1919 | 19.9043 | 15 | 15.814 | 33.674 | 9.3524 |  |  |  | 0.95758 | 1.9152 | 0.31919
2 | 2046 | 2046-02-20 | 0.31246 | 1.9511 | 3.1246 | 19.511 | 15 | 15.4805 | 32.9638 | 9.1551 |  |  |  | 0.93738 | 1.8748 | 0.31246
2 | 2046 | 2046-02-21 | 0.31636 | 1.9726 | 3.1636 | 19.7261 | 16 | 15.6737 | 33.6906 | 9.2694 |  |  |  | 0.94909 | 1.8982 | 0.31636
2 | 2046 | 2046-02-22 | 0.3157 | 1.9666 | 3.157 | 19.6663 | 16 | 15.641 | 33.6203 | 9.2501 |  |  |  | 0.94711 | 1.8942 | 0.3157
2 | 2046 | 2046-02-23 | 0.30952 | 1.9319 | 3.0952 | 19.3187 | 15 | 15.3347 | 32.6533 | 9.0689 |  |  |  | 0.92856 | 1.8571 | 0.30952
2 | 2046 | 2046-02-24 | 0.30491 | 1.8964 | 3.0491 | 18.9635 | 16 | 15.1066 | 32.4716 | 8.934 |  |  |  | 0.91474 | 1.8295 | 0.30491
2 | 2046 | 2046-02-25 | 0.30293 | 1.8828 | 3.0293 | 18.8277 | 15 | 15.0083 | 31.9585 | 8.8759 |  |  |  | 0.9088 | 1.8176 | 0.30293
2 | 2046 | 2046-02-26 | 0.30601 | 1.9106 | 3.0601 | 19.106 | 16 | 15.1609 | 32.5883 | 8.9661 |  |  |  | 0.91803 | 1.8361 | 0.30601
2 | 2046 | 2046-02-27 | 0.30399 | 1.897 | 3.0399 | 18.9702 | 15 | 15.0606 | 32.0698 | 8.9068 |  |  |  | 0.91196 | 1.8239 | 0.30399
2 | 2046 | 2046-02-28 | 0.29815 | 1.8626 | 2.9815 | 18.6261 | 14 | 14.7715 | 31.1626 | 8.7359 |  |  |  | 0.89446 | 1.7889 | 0.29815
3 | 2046 | 2046-03-01 | 0.30423 | 1.9649 | 3.0423 | 19.6486 | 16 | 15.0724 | 32.3982 | 8.9138 |  |  |  | 0.91268 | 1.8254 | 0.30423
3 | 2046 | 2046-03-02 | 0.30176 | 1.9498 | 3.0176 | 19.4977 | 15 | 14.9503 | 31.8348 | 8.8416 |  |  |  | 0.90528 | 1.8106 | 0.30176
3 | 2046 | 2046-03-03 | 0.2898 | 1.8702 | 2.898 | 18.7023 | 15 | 14.358 | 30.5736 | 8.4913 |  |  |  | 0.86941 | 1.7388 | 0.2898
3 | 2046 | 2046-03-04 | 0.28722 | 1.8546 | 2.8722 | 18.5464 | 14 | 14.23 | 30.02 | 8.4156 |  |  |  | 0.86166 | 1.7233 | 0.28722
3 | 2046 | 2046-03-05 | 0.28688 | 1.8564 | 2.8688 | 18.5645 | 13 | 14.2133 | 29.7093 | 8.4057 |  |  |  | 0.86065 | 1.7213 | 0.28688
3 | 2046 | 2046-03-06 | 0.28098 | 1.8193 | 2.8098 | 18.1928 | 12 | 13.9208 | 28.9372 | 8.2327 |  |  |  | 0.84294 | 1.6859 | 0.28098
3 | 2046 | 2046-03-07 | 0.27664 | 1.7922 | 2.7664 | 17.9223 | 11 | 30.9259 | 28.3339 | 8.1056 |  |  |  | 2.2131 | 0.27664 | 0.27664
3 | 2046 | 2046-03-08 | 0.26881 | 1.7426 | 2.6881 | 17.4261 | 11 | 30.0502 | 27.5316 | 7.8761 |  |  |  | 2.1505 | 0.26881 | 0.26881
3 | 2046 | 2046-03-09 | 0.27361 | 1.7741 | 2.7361 | 17.7411 | 12 | 13.5557 | 28.1784 | 8.0168 |  |  |  | 0.82083 | 1.6417 | 0.27361
3 | 2046 | 2046-03-10 | 0.26282 | 1.702 | 2.6282 | 17.0199 | 14 | 13.0213 | 27.4701 | 7.7007 |  |  |  | 0.78847 | 1.5769 | 0.26282
3 | 2046 | 2046-03-11 | 0.25526 | 1.6541 | 2.5526 | 16.5413 | 12 | 12.6463 | 26.288 | 7.479 |  |  |  | 0.76577 | 1.5315 | 0.25526
3 | 2046 | 2046-03-12 | 0.26192 | 1.7009 | 2.6192 | 17.0093 | 12 | 12.9767 | 26.9747 | 7.6744 |  |  |  | 0.78577 | 1.5715 | 0.26192
3 | 2046 | 2046-03-13 | 0.25238 | 1.6402 | 2.5238 | 16.4018 | 10 | 28.2142 | 25.7083 | 7.3949 |  |  |  | 2.0191 | 0.25238 | 0.25238
3 | 2046 | 2046-03-14 | 0.24565 | 1.5974 | 2.4565 | 15.9738 | 9 | 27.4619 | 24.8869 | 7.1977 |  |  |  | 1.9652 | 0.24565 | 0.24565
3 | 2046 | 2046-03-15 | 0.24561 | 1.5976 | 2.4561 | 15.9761 | 9 | 27.4565 | 24.882 | 7.1963 |  |  |  | 1.9648 | 0.24561 | 0.24561
3 | 2046 | 2046-03-16 | 0.23968 | 1.5601 | 2.3968 | 15.6007 | 9 | 26.7945 | 24.2821 | 7.0227 |  |  |  | 1.9175 | 0.23968 | 0.23968
3 | 2046 | 2046-03-17 | 0.22715 | 1.4767 | 2.2715 | 14.7668 | 9 | 25.3934 | 23.0124 | 6.6555 |  |  |  | 1.8172 | 0.22715 | 0.22715
3 | 2046 | 2046-03-18 | 0.226 | 1.4698 | 2.26 | 14.6976 | 9 | 25.2648 | 22.8958 | 6.6218 |  |  |  | 1.808 | 0.226 | 0.226
3 | 2046 | 2046-03-19 | 0.23399 | 1.525 | 2.3399 | 15.2498 | 9 | 26.1579 | 23.7052 | 6.8559 |  |  |  | 1.8719 | 0.23399 | 0.23399
3 | 2046 | 2046-03-20 | 0.2315 | 1.5093 | 2.315 | 15.093 | 8 | 25.8798 | 23.3264 | 6.783 |  |  |  | 1.852 | 0.2315 | 0.2315
3 | 2046 | 2046-03-21 | 0.23036 | 1.5024 | 2.3036 | 15.0242 | 10 | 25.7516 | 23.4645 | 6.7494 |  |  |  | 1.8428 | 0.23036 | 0.23036
3 | 2046 | 2046-03-22 | 0.23274 | 1.5181 | 2.3274 | 15.181 | 9 | 26.0184 | 23.5788 | 6.8193 |  |  |  | 1.8619 | 0.23274 | 0.23274
3 | 2046 | 2046-03-23 | 0.22105 | 1.4432 | 2.2105 | 14.4319 | 8 | 24.7115 | 22.2734 | 6.4768 |  |  |  | 1.7684 | 0.22105 | 0.22105
3 | 2046 | 2046-03-24 | 0.21345 | 1.3913 | 2.1345 | 13.9128 | 8 | 23.8615 | 21.5073 | 6.254 |  |  |  | 1.7076 | 0.21345 | 0.21345
3 | 2046 | 2046-03-25 | 0.20607 | 1.3442 | 2.0607 | 13.442 | 8 | 23.0363 | 20.7635 | 6.0377 |  |  |  | 1.6485 | 0.20607 | 0.20607
3 | 2046 | 2046-03-26 | 0.21236 | 1.3883 | 2.1236 | 13.8831 | 10 | 23.7403 | 21.6318 | 6.2223 |  |  |  | 1.6989 | 0.21236 | 0.21236
3 | 2046 | 2046-03-27 | 0.20962 | 1.3708 | 2.0962 | 13.7078 | 9 | 23.4338 | 21.2365 | 6.1419 |  |  |  | 1.677 | 0.20962 | 0.20962
3 | 2046 | 2046-03-28 | 0.20035 | 1.3112 | 2.0035 | 13.112 | 7 | 22.3971 | 20.0789 | 5.8702 |  |  |  | 1.6028 | 0.20035 | 0.20035
3 | 2046 | 2046-03-29 | 0.19696 | 1.2897 | 1.9696 | 12.8969 | 6 | 22.0183 | 19.6337 | 5.7709 |  |  |  | 1.5757 | 0.19696 | 0.19696
3 | 2046 | 2046-03-30 | 0.19558 | 1.281 | 1.9558 | 12.81 | 7 | 21.8645 | 19.6014 | 5.7306 |  |  |  | 1.5647 | 0.19558 | 0.19558
3 | 2046 | 2046-03-31 | 0.18179 | 1.1891 | 1.8179 | 11.8912 | 7 | 20.3222 | 18.2187 | 5.3264 |  |  |  | 1.4543 | 0.18179 | 0.18179
4 | 2046 | 2046-04-01 | 0.17593 | 1.1239 | 1.7593 | 11.2389 | 6 | 19.6677 | 17.5377 | 5.1548 |  |  |  | 1.4075 | 0.17593 | 0.17593
4 | 2046 | 2046-04-02 | 0.1791 | 1.1487 | 1.791 | 11.4871 | 7 | 20.022 | 17.9496 | 5.2477 |  |  |  | 1.4328 | 0.1791 | 0.1791
4 | 2046 | 2046-04-03 | 0.17704 | 1.1348 | 1.7704 | 11.348 | 7 | 19.7911 | 17.7426 | 5.1872 |  |  |  | 1.4163 | 0.17704 | 0.17704
4 | 2046 | 2046-04-04 | 0.17316 | 1.1111 | 1.7316 | 11.1109 | 7 | 19.3571 | 17.3536 | 5.0734 |  |  |  | 1.3852 | 0.17316 | 0.17316
4 | 2046 | 2046-04-05 | 0.16473 | 1.0611 | 1.6473 | 10.6114 | 5 | 18.415 | 16.3334 | 4.8265 |  |  |  | 1.3178 | 0.16473 | 0.16473
4 | 2046 | 2046-04-06 | 0.16365 | 1.0535 | 1.6365 | 10.5349 | 6 | 18.2947 | 16.3134 | 4.795 |  |  |  | 1.3092 | 0.16365 | 0.16365
4 | 2046 | 2046-04-07 | 0.15328 | 0.98464 | 1.5328 | 9.8464 | 6 | 17.1353 | 15.2796 | 4.4911 |  |  |  | 1.2262 | 0.15328 | 0.15328
4 | 2046 | 2046-04-08 | 0.15025 | 0.96542 | 1.5025 | 9.6542 | 6 | 16.7969 | 14.9779 | 4.4024 |  |  |  | 1.202 | 0.15025 | 0.15025
4 | 2046 | 2046-04-09 | 0.15624 | 1.0067 | 1.5624 | 10.0672 | 7 | 17.4659 | 15.658 | 4.5777 |  |  |  | 1.2499 | 0.15624 | 0.15624
4 | 2046 | 2046-04-10 | 0.15683 | 1.0091 | 1.5683 | 10.0913 | 7 | 17.5324 | 15.7177 | 4.5952 |  |  |  | 1.2547 | 0.15683 | 0.15683
4 | 2046 | 2046-04-11 | 0.15125 | 0.97548 | 1.5125 | 9.7548 | 7 | 16.9082 | 15.1581 | 4.4316 |  |  |  | 1.21 | 0.15125 | 0.15125
4 | 2046 | 2046-04-12 | 0.14631 | 0.94494 | 1.4631 | 9.4494 | 6 | 16.3559 | 14.5846 | 4.2868 |  |  |  | 1.1705 | 0.14631 | 0.14631
4 | 2046 | 2046-04-13 | 0.14701 | 0.94851 | 1.4701 | 9.4851 | 7 | 16.4347 | 14.7336 | 4.3075 |  |  |  | 1.1761 | 0.14701 | 0.14701
4 | 2046 | 2046-04-14 | 0.14055 | 0.90151 | 1.4055 | 9.0151 | 7 | 15.7121 | 14.0858 | 4.1181 |  |  |  | 1.1244 | 0.14055 | 0.14055
4 | 2046 | 2046-04-15 | 0.14298 | 0.91299 | 1.4298 | 9.1299 | 7 | 15.9839 | 14.3295 | 4.1893 |  |  |  | 1.1438 | 0.14298 | 0.14298
4 | 2046 | 2046-04-16 | 0.13841 | 0.89444 | 1.3841 | 8.9444 | 7 | 15.4725 | 13.871 | 4.0553 |  |  |  | 1.1072 | 0.13841 | 0.13841
4 | 2046 | 2046-04-17 | 0.13932 | 0.89859 | 1.3932 | 8.9859 | 6 | 15.5746 | 13.8879 | 4.082 |  |  |  | 1.1146 | 0.13932 | 0.13932
4 | 2046 | 2046-04-18 | 0.13303 | 0.86102 | 1.3303 | 8.6102 | 6 | 14.8714 | 13.2609 | 3.8977 |  |  |  | 1.0642 | 0.13303 | 0.13303
4 | 2046 | 2046-04-19 | 0.12972 | 0.84074 | 1.2972 | 8.4074 | 5 | 14.5014 | 12.8622 | 3.8008 |  |  |  | 1.0378 | 0.12972 | 0.12972
4 | 2046 | 2046-04-20 | 0.12626 | 0.81987 | 1.2626 | 8.1987 | 5 | 14.1145 | 12.519 | 3.6994 |  |  |  | 1.0101 | 0.12626 | 0.12626
4 | 2046 | 2046-04-21 | 0.11579 | 0.7504 | 1.1579 | 7.504 | 5 | 12.9444 | 11.4812 | 3.3927 |  |  |  | 0.92633 | 0.11579 | 0.11579
4 | 2046 | 2046-04-22 | 0.11497 | 0.74453 | 1.1497 | 7.4453 | 5 | 12.8527 | 11.3999 | 3.3687 |  |  |  | 0.91977 | 0.11497 | 0.11497
4 | 2046 | 2046-04-23 | 0.11588 | 0.75735 | 1.1588 | 7.5735 | 5 | 12.9539 | 11.4896 | 3.3952 |  |  |  | 0.92701 | 0.11588 | 0.11588
4 | 2046 | 2046-04-24 | 0.11586 | 0.75612 | 1.1586 | 7.5612 | 6 | 12.952 | 11.5493 | 3.3947 |  |  |  | 0.92688 | 0.11586 | 0.11586
4 | 2046 | 2046-04-25 | 0.11175 | 0.73176 | 1.1175 | 7.3176 | 4 | 12.4926 | 11.0219 | 3.2743 |  |  |  | 0.894 | 0.11175 | 0.11175
4 | 2046 | 2046-04-26 | 0.10461 | 0.68983 | 1.0461 | 6.8983 | 3 | 11.6947 | 10.2636 | 3.0651 |  |  |  | 0.8369 | 0.10461 | 0.10461
4 | 2046 | 2046-04-27 | 0.098069 | 0.65195 | 0.98069 | 6.5195 | 2 | 10.9633 | 9.5713 | 2.8734 |  |  |  | 0.78456 | 0.098069 | 0.098069
4 | 2046 | 2046-04-28 | 0.093918 | 0.6183 | 0.93918 | 6.183 | 3 | 10.4992 | 9.2144 | 2.7518 |  |  |  | 0.75135 | 0.093918 | 0.093918
4 | 2046 | 2046-04-29 | 0.095454 | 0.62729 | 0.95454 | 6.2729 | 3 | 10.6709 | 9.3651 | 2.7968 |  |  |  | 0.76363 | 0.095454 | 0.095454
4 | 2046 | 2046-04-30 | 0.098446 | 0.65189 | 0.98446 | 6.5189 | 3 | 11.0054 | 9.6587 | 2.8845 |  |  |  | 0.78757 | 0.098446 | 0.098446
5 | 2046 | 2046-05-01 | 0.083619 | 0.56944 | 0.83619 | 5.6944 | 2 | 9.3478 | 8.161 | 2.45 |  |  |  | 0.66895 | 0.083619 | 0.083619
5 | 2046 | 2046-05-02 | 0.080476 | 0.54766 | 0.80476 | 5.4766 | 1 | 8.9965 | 7.8134 | 2.358 |  |  |  | 0.64381 | 0.080476 | 0.080476
5 | 2046 | 2046-05-03 | 0.080856 | 0.55398 | 0.80856 | 5.5398 | 2 | 9.039 | 7.8914 | 2.3691 |  |  |  | 0.64685 | 0.080856 | 0.080856
5 | 2046 | 2046-05-04 | 0.079883 | 0.54672 | 0.79883 | 5.4672 | 2 | 8.9302 | 7.7964 | 2.3406 |  |  |  | 0.63906 | 0.079883 | 0.079883
5 | 2046 | 2046-05-05 | 0.069891 | 0.47757 | 0.69891 | 4.7757 | 2 | 7.8131 | 6.8211 | 2.0478 |  |  |  | 0.55913 | 0.069891 | 0.069891
5 | 2046 | 2046-05-06 | 0.06782 | 0.46533 | 0.6782 | 4.6533 | 2 | 7.5816 | 6.619 | 1.9871 |  |  |  | 0.54256 | 0.06782 | 0.06782
5 | 2046 | 2046-05-07 | 0.07313 | 0.50423 | 0.7313 | 5.0423 | 1 | 8.1752 | 7.1001 | 2.1427 |  |  |  | 0.58504 | 0.07313 | 0.07313
5 | 2046 | 2046-05-08 | 0.072919 | 0.50424 | 0.72919 | 5.0424 | 1 | 8.1517 | 7.0797 | 2.1365 |  |  |  | 0.58335 | 0.072919 | 0.072919
5 | 2046 | 2046-05-09 | 0.072657 | 0.50251 | 0.72657 | 5.0251 | 2 | 8.1224 | 7.0911 | 2.1289 |  |  |  | 0.58126 | 0.072657 | 0.072657
5 | 2046 | 2046-05-10 | 0.071732 | 0.50058 | 0.71732 | 5.0058 | 3 | 8.019 | 7.0377 | 2.1017 |  |  |  | 0.57385 | 0.071732 | 0.071732
5 | 2046 | 2046-05-11 | 0.069758 | 0.48693 | 0.69758 | 4.8693 | 2 | 7.7983 | 6.8082 | 2.0439 |  |  |  | 0.55806 | 0.069758 | 0.069758
5 | 2046 | 2046-05-12 | 0.060548 | 0.42588 | 0.60548 | 4.2588 | 2 | 6.7687 | 5.9093 | 1.774 |  |  |  | 0.48438 | 0.060548 | 0.060548
5 | 2046 | 2046-05-13 | 0.060068 | 0.42476 | 0.60068 | 4.2476 | 2 | 6.715 | 5.8625 | 1.76 |  |  |  | 0.48054 | 0.060068 | 0.060068
5 | 2046 | 2046-05-14 | 0.064954 | 0.45918 | 0.64954 | 4.5918 | 2 | 7.2612 | 6.3393 | 1.9031 |  |  |  | 0.51963 | 0.064954 | 0.064954
5 | 2046 | 2046-05-15 | 0.066042 | 0.46893 | 0.66042 | 4.6893 | 2 | 7.3829 | 6.4455 | 1.935 |  |  |  | 0.52834 | 0.066042 | 0.066042
5 | 2046 | 2046-05-16 | 0.064869 | 0.4596 | 0.64869 | 4.596 | 2 | 7.2517 | 6.331 | 1.9007 |  |  |  | 0.51895 | 0.064869 | 0.064869
5 | 2046 | 2046-05-17 | 0.063284 | 0.44923 | 0.63284 | 4.4923 | 1 | 7.0746 | 6.1442 | 1.8542 |  |  |  | 0.50627 | 0.063284 | 0.063284
5 | 2046 | 2046-05-18 | 0.060764 | 0.43293 | 0.60764 | 4.3293 | 1 | 6.7928 | 5.8995 | 1.7804 |  |  |  | 0.48611 | 0.060764 | 0.060764
5 | 2046 | 2046-05-19 | 0.051528 | 0.37128 | 0.51528 | 3.7128 | 1 | 5.7603 | 5.0028 | 1.5098 |  |  |  | 0.41222 | 0.051528 | 0.051528
5 | 2046 | 2046-05-20 | 0.050144 | 0.36298 | 0.50144 | 3.6298 | 1 | 5.6057 | 4.8685 | 1.4692 |  |  |  | 0.40115 | 0.050144 | 0.050144
5 | 2046 | 2046-05-21 | 0.057616 | 0.4156 | 0.57616 | 4.156 | 1 | 6.441 | 5.5939 | 1.6882 |  |  |  | 0.46093 | 0.057616 | 0.057616
5 | 2046 | 2046-05-22 | 0.058169 | 0.42068 | 0.58169 | 4.2068 | 1 | 6.5028 | 5.6476 | 1.7044 |  |  |  | 0.46535 | 0.058169 | 0.058169
5 | 2046 | 2046-05-23 | 0.057558 | 0.41915 | 0.57558 | 4.1915 | 1 | 6.4345 | 5.5883 | 1.6865 |  |  |  | 0.46047 | 0.057558 | 0.057558
5 | 2046 | 2046-05-24 | 0.055789 | 0.40858 | 0.55789 | 4.0858 | 1 | 6.2367 | 5.4165 | 1.6346 |  |  |  | 0.44631 | 0.055789 | 0.055789
5 | 2046 | 2046-05-25 | 0.054168 | 0.3984 | 0.54168 | 3.984 | 0 | 6.0555 | 0 | 1.5871 |  |  |  | 0.43335 | 0.054168 | 0.054168
5 | 2046 | 2046-05-26 | 0.046097 | 0.34289 | 0.46097 | 3.4289 | 0 | 5.1533 | 0 | 1.3507 |  |  |  | 0.36878 | 0.046097 | 0.046097
5 | 2046 | 2046-05-27 | 0.045871 | 0.34594 | 0.45871 | 3.4594 | 0 | 5.1279 | 0 | 1.344 |  |  |  | 0.36697 | 0.045871 | 0.045871
5 | 2046 | 2046-05-28 | 0.053381 | 0.39933 | 0.53381 | 3.9933 | 1 | 5.9675 | 5.1828 | 1.5641 |  |  |  | 0.42705 | 0.053381 | 0.053381
5 | 2046 | 2046-05-29 | 0.052214 | 0.39201 | 0.52214 | 3.9201 | 1 | 5.8371 | 5.0694 | 1.5299 |  |  |  | 0.41771 | 0.052214 | 0.052214
5 | 2046 | 2046-05-30 | 0.051835 | 0.39333 | 0.51835 | 3.9333 | 1 | 5.7947 | 5.0327 | 1.5188 |  |  |  | 0.41468 | 0.051835 | 0.051835
5 | 2046 | 2046-05-31 | 0.051404 | 0.39043 | 0.51404 | 3.9043 | 1 | 5.7465 | 4.9908 | 1.5061 |  |  |  | 0.41123 | 0.051404 | 0.051404
6 | 2046 | 2046-06-01 | 0.047794 | 0.37509 | 0.47794 | 3.7509 | 0 | 5.3429 | 0 | 1.4004 |  |  |  | 0.38235 | 0.047794 | 0.047794
6 | 2046 | 2046-06-02 | 0.039875 | 0.32138 | 0.39875 | 3.2138 | 0 | 4.4576 | 0 | 1.1683 |  |  |  | 0.319 | 0.039875 | 0.039875
6 | 2046 | 2046-06-03 | 0.039583 | 0.32156 | 0.39583 | 3.2156 | 0 | 4.4251 | 0 | 1.1598 |  |  |  | 0.31667 | 0.039583 | 0.039583
6 | 2046 | 2046-06-04 | 0.046903 | 0.37385 | 0.46903 | 3.7385 | 0 | 5.2433 | 0 | 1.3743 |  |  |  | 0.37522 | 0.046903 | 0.046903
6 | 2046 | 2046-06-05 | 0.046695 | 0.37415 | 0.46695 | 3.7415 | 0 | 5.2201 | 0 | 1.3682 |  |  |  | 0.37356 | 0.046695 | 0.046695
6 | 2046 | 2046-06-06 | 0.046487 | 0.37422 | 0.46487 | 3.7422 | 0 | 5.1968 | 0 | 1.3621 |  |  |  | 0.3719 | 0.046487 | 0.046487
6 | 2046 | 2046-06-07 | 0.046151 | 0.37209 | 0.46151 | 3.7209 | 0 | 5.1593 | 0 | 1.3522 |  |  |  | 0.36921 | 0.046151 | 0.046151
6 | 2046 | 2046-06-08 | 0.04596 | 0.37242 | 0.4596 | 3.7242 | 1 | 5.1379 | 4.4622 | 1.3466 |  |  |  | 0.36768 | 0.04596 | 0.04596
6 | 2046 | 2046-06-09 | 0.038392 | 0.32164 | 0.38392 | 3.2164 | 0 | 4.2919 | 0 | 1.1249 |  |  |  | 0.30714 | 0.038392 | 0.038392
6 | 2046 | 2046-06-10 | 0.038181 | 0.32133 | 0.38181 | 3.2133 | 0 | 4.2683 | 0 | 1.1187 |  |  |  | 0.30545 | 0.038181 | 0.038181
6 | 2046 | 2046-06-11 | 0.045659 | 0.37451 | 0.45659 | 3.7451 | 0 | 5.1042 | 0 | 1.3378 |  |  |  | 0.36527 | 0.045659 | 0.045659
6 | 2046 | 2046-06-12 | 0.045406 | 0.37321 | 0.45406 | 3.7321 | 0 | 5.076 | 0 | 1.3304 |  |  |  | 0.36325 | 0.045406 | 0.045406
6 | 2046 | 2046-06-13 | 0.04558 | 0.37618 | 0.4558 | 3.7618 | 0 | 5.0954 | 0 | 1.3355 |  |  |  | 0.36464 | 0.04558 | 0.04558
6 | 2046 | 2046-06-14 | 0.045292 | 0.37494 | 0.45292 | 3.7494 | 0 | 5.0632 | 0 | 1.327 |  |  |  | 0.36233 | 0.045292 | 0.045292
6 | 2046 | 2046-06-15 | 0.045302 | 0.37643 | 0.45302 | 3.7643 | 0 | 5.0644 | 0 | 1.3274 |  |  |  | 0.36242 | 0.045302 | 0.045302
6 | 2046 | 2046-06-16 | 0.03806 | 0.32792 | 0.3806 | 3.2792 | 0 | 4.2547 | 0 | 1.1152 |  |  |  | 0.30448 | 0.03806 | 0.03806
6 | 2046 | 2046-06-17 | 0.038197 | 0.33065 | 0.38197 | 3.3065 | 0 | 4.27 | 0 | 1.1192 |  |  |  | 0.30557 | 0.038197 | 0.038197
6 | 2046 | 2046-06-18 | 0.045634 | 0.38281 | 0.45634 | 3.8281 | 0 | 5.1014 | 0 | 1.3371 |  |  |  | 0.36507 | 0.045634 | 0.045634
6 | 2046 | 2046-06-19 | 0.045588 | 0.3831 | 0.45588 | 3.831 | 0 | 5.0963 | 0 | 1.3357 |  |  |  | 0.36471 | 0.045588 | 0.045588
6 | 2046 | 2046-06-20 | 0.045854 | 0.38682 | 0.45854 | 3.8682 | 0 | 5.126 | 0 | 1.3435 |  |  |  | 0.36683 | 0.045854 | 0.045854
6 | 2046 | 2046-06-21 | 0.045846 | 0.38791 | 0.45846 | 3.8791 | 0 | 5.1252 | 0 | 1.3433 |  |  |  | 0.36677 | 0.045846 | 0.045846
6 | 2046 | 2046-06-22 | 0.045771 | 0.38742 | 0.45771 | 3.8742 | 0 | 5.1167 | 0 | 1.3411 |  |  |  | 0.36616 | 0.045771 | 0.045771
6 | 2046 | 2046-06-23 | 0.03844 | 0.33773 | 0.3844 | 3.3773 | 0 | 4.2972 | 0 | 1.1263 |  |  |  | 0.30752 | 0.03844 | 0.03844
6 | 2046 | 2046-06-24 | 0.038463 | 0.33889 | 0.38463 | 3.3889 | 0 | 4.2998 | 0 | 1.127 |  |  |  | 0.30771 | 0.038463 | 0.038463
6 | 2046 | 2046-06-25 | 0.045937 | 0.39077 | 0.45937 | 3.9077 | 0 | 5.1353 | 0 | 1.3459 |  |  |  | 0.36749 | 0.045937 | 0.045937
6 | 2046 | 2046-06-26 | 0.046032 | 0.39256 | 0.46032 | 3.9256 | 0 | 5.146 | 0 | 1.3488 |  |  |  | 0.36826 | 0.046032 | 0.046032
6 | 2046 | 2046-06-27 | 0.046145 | 0.3934 | 0.46145 | 3.934 | 0 | 5.1586 | 0 | 1.3521 |  |  |  | 0.36916 | 0.046145 | 0.046145
6 | 2046 | 2046-06-28 | 0.046234 | 0.39443 | 0.46234 | 3.9443 | 0 | 5.1686 | 0 | 1.3547 |  |  |  | 0.36988 | 0.046234 | 0.046234
6 | 2046 | 2046-06-29 | 0.046299 | 0.39565 | 0.46299 | 3.9565 | 0 | 5.1758 | 0 | 1.3566 |  |  |  | 0.37039 | 0.046299 | 0.046299
6 | 2046 | 2046-06-30 | 0.038735 | 0.34394 | 0.38735 | 3.4394 | 0 | 4.3302 | 0 | 1.1349 |  |  |  | 0.30988 | 0.038735 | 0.038735
7 | 2046 | 2046-07-01 | 0.039795 | 0.37593 | 0.39795 | 3.7593 | 0 | 4.4487 | 0 | 1.166 |  |  |  | 0.31836 | 0.039795 | 0.039795
7 | 2046 | 2046-07-02 | 0.047648 | 0.43402 | 0.47648 | 4.3402 | 0 | 5.3266 | 0 | 1.3961 |  |  |  | 0.38119 | 0.047648 | 0.047648
7 | 2046 | 2046-07-03 | 0.047949 | 0.43975 | 0.47949 | 4.3975 | 0 | 5.3603 | 0 | 1.4049 |  |  |  | 0.38359 | 0.047949 | 0.047949
7 | 2046 | 2046-07-04 | 0.04751 | 0.43014 | 0.4751 | 4.3014 | 0 | 5.3112 | 0 | 1.3921 |  |  |  | 0.38008 | 0.04751 | 0.04751
7 | 2046 | 2046-07-05 | 0.047618 | 0.432 | 0.47618 | 4.32 | 0 | 5.3232 | 0 | 1.3952 |  |  |  | 0.38094 | 0.047618 | 0.047618
7 | 2046 | 2046-07-06 | 0.047539 | 0.43009 | 0.47539 | 4.3009 | 0 | 5.3144 | 0 | 1.3929 |  |  |  | 0.38031 | 0.047539 | 0.047539
7 | 2046 | 2046-07-07 | 0.040137 | 0.38066 | 0.40137 | 3.8066 | 0 | 4.4869 | 0 | 1.176 |  |  |  | 0.32109 | 0.040137 | 0.040137
7 | 2046 | 2046-07-08 | 0.040063 | 0.37911 | 0.40063 | 3.7911 | 0 | 4.4787 | 0 | 1.1738 |  |  |  | 0.3205 | 0.040063 | 0.040063
7 | 2046 | 2046-07-09 | 0.047697 | 0.43335 | 0.47697 | 4.3335 | 0 | 5.332 | 0 | 1.3975 |  |  |  | 0.38157 | 0.047697 | 0.047697
7 | 2046 | 2046-07-10 | 0.048033 | 0.44067 | 0.48033 | 4.4067 | 0 | 5.3697 | 0 | 1.4074 |  |  |  | 0.38427 | 0.048033 | 0.048033
7 | 2046 | 2046-07-11 | 0.047507 | 0.43018 | 0.47507 | 4.3018 | 0 | 5.3108 | 0 | 1.392 |  |  |  | 0.38006 | 0.047507 | 0.047507
7 | 2046 | 2046-07-12 | 0.047275 | 0.42603 | 0.47275 | 4.2603 | 0 | 5.2849 | 0 | 1.3852 |  |  |  | 0.3782 | 0.047275 | 0.047275
7 | 2046 | 2046-07-13 | 0.047429 | 0.43011 | 0.47429 | 4.3011 | 0 | 5.3021 | 0 | 1.3897 |  |  |  | 0.37943 | 0.047429 | 0.047429
7 | 2046 | 2046-07-14 | 0.039775 | 0.37667 | 0.39775 | 3.7667 | 0 | 4.4465 | 0 | 1.1654 |  |  |  | 0.3182 | 0.039775 | 0.039775
7 | 2046 | 2046-07-15 | 0.039912 | 0.38083 | 0.39912 | 3.8083 | 0 | 4.4618 | 0 | 1.1694 |  |  |  | 0.3193 | 0.039912 | 0.039912
7 | 2046 | 2046-07-16 | 0.047343 | 0.43224 | 0.47343 | 4.3224 | 0 | 5.2925 | 0 | 1.3872 |  |  |  | 0.37875 | 0.047343 | 0.047343
7 | 2046 | 2046-07-17 | 0.047327 | 0.43367 | 0.47327 | 4.3367 | 0 | 5.2907 | 0 | 1.3867 |  |  |  | 0.37861 | 0.047327 | 0.047327
7 | 2046 | 2046-07-18 | 0.047145 | 0.4319 | 0.47145 | 4.319 | 0 | 5.2704 | 0 | 1.3813 |  |  |  | 0.37716 | 0.047145 | 0.047145
7 | 2046 | 2046-07-19 | 0.046856 | 0.42816 | 0.46856 | 4.2816 | 0 | 5.2381 | 0 | 1.3729 |  |  |  | 0.37485 | 0.046856 | 0.046856
7 | 2046 | 2046-07-20 | 0.046578 | 0.42488 | 0.46578 | 4.2488 | 0 | 5.207 | 0 | 1.3647 |  |  |  | 0.37262 | 0.046578 | 0.046578
7 | 2046 | 2046-07-21 | 0.038734 | 0.36919 | 0.38734 | 3.6919 | 0 | 4.3301 | 0 | 1.1349 |  |  |  | 0.30987 | 0.038734 | 0.038734
7 | 2046 | 2046-07-22 | 0.038622 | 0.3699 | 0.38622 | 3.699 | 0 | 4.3175 | 0 | 1.1316 |  |  |  | 0.30897 | 0.038622 | 0.038622
7 | 2046 | 2046-07-23 | 0.045743 | 0.41663 | 0.45743 | 4.1663 | 0 | 5.1136 | 0 | 1.3403 |  |  |  | 0.36594 | 0.045743 | 0.045743
7 | 2046 | 2046-07-24 | 0.045504 | 0.41524 | 0.45504 | 4.1524 | 0 | 5.0869 | 0 | 1.3333 |  |  |  | 0.36403 | 0.045504 | 0.045504
7 | 2046 | 2046-07-25 | 0.045217 | 0.4131 | 0.45217 | 4.131 | 0 | 5.0548 | 0 | 1.3249 |  |  |  | 0.36173 | 0.045217 | 0.045217
7 | 2046 | 2046-07-26 | 0.044999 | 0.41267 | 0.44999 | 4.1267 | 0 | 5.0305 | 0 | 1.3185 |  |  |  | 0.35999 | 0.044999 | 0.044999
7 | 2046 | 2046-07-27 | 0.04488 | 0.41456 | 0.4488 | 4.1456 | 0 | 5.0171 | 0 | 1.315 |  |  |  | 0.35904 | 0.04488 | 0.04488
7 | 2046 | 2046-07-28 | 0.036524 | 0.35006 | 0.36524 | 3.5006 | 0 | 4.0831 | 0 | 1.0702 |  |  |  | 0.2922 | 0.036524 | 0.036524
7 | 2046 | 2046-07-29 | 0.036312 | 0.35051 | 0.36312 | 3.5051 | 0 | 4.0593 | 0 | 1.0639 |  |  |  | 0.29049 | 0.036312 | 0.036312
7 | 2046 | 2046-07-30 | 0.043482 | 0.40008 | 0.43482 | 4.0008 | 0 | 4.8609 | 0 | 1.274 |  |  |  | 0.34786 | 0.043482 | 0.043482
7 | 2046 | 2046-07-31 | 0.043061 | 0.3967 | 0.43061 | 3.967 | 0 | 4.8139 | 0 | 1.2617 |  |  |  | 0.34449 | 0.043061 | 0.043061
8 | 2046 | 2046-08-01 | 0.030166 | 0.24461 | 0.30166 | 2.4461 | 0 | 3.3722 | 0 | 0.88385 |  |  |  | 0.24132 | 0.030166 | 0.030166
8 | 2046 | 2046-08-02 | 0.0286 | 0.22949 | 0.286 | 2.2949 | 0 | 3.1972 | 0 | 0.83797 |  |  |  | 0.2288 | 0.0286 | 0.0286
8 | 2046 | 2046-08-03 | 0.030457 | 0.25086 | 0.30457 | 2.5086 | 0 | 3.4048 | 0 | 0.89238 |  |  |  | 0.24365 | 0.030457 | 0.030457
8 | 2046 | 2046-08-04 | 0.021731 | 0.18804 | 0.21731 | 1.8804 | 0 | 2.4293 | 0 | 0.63672 |  |  |  | 0.17385 | 0.021731 | 0.021731
8 | 2046 | 2046-08-05 | 0.02051 | 0.17683 | 0.2051 | 1.7683 | 0 | 2.2929 | 0 | 0.60096 |  |  |  | 0.16408 | 0.02051 | 0.02051
8 | 2046 | 2046-08-06 | 0.027751 | 0.2274 | 0.27751 | 2.274 | 0 | 3.1023 | 0 | 0.8131 |  |  |  | 0.22201 | 0.027751 | 0.027751
8 | 2046 | 2046-08-07 | 0.027466 | 0.22629 | 0.27466 | 2.2629 | 0 | 3.0705 | 0 | 0.80477 |  |  |  | 0.21973 | 0.027466 | 0.027466
8 | 2046 | 2046-08-08 | 0.027175 | 0.22517 | 0.27175 | 2.2517 | 0 | 3.0379 | 0 | 0.79621 |  |  |  | 0.2174 | 0.027175 | 0.027175
8 | 2046 | 2046-08-09 | 0.026686 | 0.22203 | 0.26686 | 2.2203 | 0 | 2.9832 | 0 | 0.78189 |  |  |  | 0.21349 | 0.026686 | 0.026686
8 | 2046 | 2046-08-10 | 0.026574 | 0.22296 | 0.26574 | 2.2296 | 0 | 2.9708 | 0 | 0.77863 |  |  |  | 0.2126 | 0.026574 | 0.026574
8 | 2046 | 2046-08-11 | 0.018371 | 0.16618 | 0.18371 | 1.6618 | 0 | 2.0537 | 0 | 0.53827 |  |  |  | 0.14697 | 0.018371 | 0.018371
8 | 2046 | 2046-08-12 | 0.018255 | 0.16719 | 0.18255 | 1.6719 | 0 | 2.0408 | 0 | 0.53488 |  |  |  | 0.14604 | 0.018255 | 0.018255
8 | 2046 | 2046-08-13 | 0.025274 | 0.21585 | 0.25274 | 2.1585 | 0 | 2.8254 | 0 | 0.74054 |  |  |  | 0.2022 | 0.025274 | 0.025274
8 | 2046 | 2046-08-14 | 0.023825 | 0.20277 | 0.23825 | 2.0277 | 0 | 2.6634 | 0 | 0.69806 |  |  |  | 0.1906 | 0.023825 | 0.023825
8 | 2046 | 2046-08-15 | 0.023524 | 0.20196 | 0.23524 | 2.0196 | 0 | 2.6297 | 0 | 0.68925 |  |  |  | 0.18819 | 0.023524 | 0.023524
8 | 2046 | 2046-08-16 | 0.02361 | 0.2053 | 0.2361 | 2.053 | 0 | 2.6394 | 0 | 0.69178 |  |  |  | 0.18888 | 0.02361 | 0.02361
8 | 2046 | 2046-08-17 | 0.023513 | 0.20673 | 0.23513 | 2.0673 | 0 | 2.6286 | 0 | 0.68894 |  |  |  | 0.18811 | 0.023513 | 0.023513
8 | 2046 | 2046-08-18 | 0.0161 | 0.15865 | 0.161 | 1.5865 | 0 | 1.7998 | 0 | 0.47172 |  |  |  | 0.1288 | 0.0161 | 0.0161
8 | 2046 | 2046-08-19 | 0.01316 | 0.12989 | 0.1316 | 1.2989 | 0 | 1.4711 | 0 | 0.38558 |  |  |  | 0.10528 | 0.01316 | 0.01316
8 | 2046 | 2046-08-20 | 0.021758 | 0.19557 | 0.21758 | 1.9557 | 0 | 2.4323 | 0 | 0.6375 |  |  |  | 0.17406 | 0.021758 | 0.021758
8 | 2046 | 2046-08-21 | 0.019227 | 0.17119 | 0.19227 | 1.7119 | 0 | 2.1494 | 0 | 0.56335 |  |  |  | 0.15382 | 0.019227 | 0.019227
8 | 2046 | 2046-08-22 | 0.021868 | 0.20182 | 0.21868 | 2.0182 | 0 | 2.4446 | 0 | 0.64073 |  |  |  | 0.17494 | 0.021868 | 0.021868
8 | 2046 | 2046-08-23 | 0.021283 | 0.19812 | 0.21283 | 1.9812 | 0 | 2.3792 | 0 | 0.62358 |  |  |  | 0.17026 | 0.021283 | 0.021283
8 | 2046 | 2046-08-24 | 0.018046 | 0.16622 | 0.18046 | 1.6622 | 0 | 2.0173 | 0 | 0.52874 |  |  |  | 0.14437 | 0.018046 | 0.018046
8 | 2046 | 2046-08-25 | 0.01247 | 0.13769 | 0.1247 | 1.3769 | 0 | 1.394 | 0 | 0.36537 |  |  |  | 0.099759 | 0.01247 | 0.01247
8 | 2046 | 2046-08-26 | 0.012718 | 0.1428 | 0.12718 | 1.428 | 0 | 1.4217 | 0 | 0.37263 |  |  |  | 0.10174 | 0.012718 | 0.012718
8 | 2046 | 2046-08-27 | 0.019364 | 0.18764 | 0.19364 | 1.8764 | 0 | 2.1647 | 0 | 0.56736 |  |  |  | 0.15491 | 0.019364 | 0.019364
8 | 2046 | 2046-08-28 | 0.018905 | 0.18514 | 0.18905 | 1.8514 | 0 | 2.1134 | 0 | 0.55391 |  |  |  | 0.15124 | 0.018905 | 0.018905
8 | 2046 | 2046-08-29 | 0.015423 | 0.15045 | 0.15423 | 1.5045 | 0 | 1.7241 | 0 | 0.45188 |  |  |  | 0.12338 | 0.015423 | 0.015423
8 | 2046 | 2046-08-30 | 0.018465 | 0.18508 | 0.18465 | 1.8508 | 0 | 2.0642 | 0 | 0.54102 |  |  |  | 0.14772 | 0.018465 | 0.018465
8 | 2046 | 2046-08-31 | 0.017725 | 0.17941 | 0.17725 | 1.7941 | 0 | 1.9814 | 0 | 0.51933 |  |  |  | 0.1418 | 0.017725 | 0.017725
9 | 2046 | 2046-09-01 | 0.025341 | 0.29795 | 0.25341 | 2.9795 | 0 | 2.8329 | 0 | 0.74248 |  |  |  | 0.20273 | 0.025341 | 0.025341
9 | 2046 | 2046-09-02 | 0.02643 | 0.31409 | 0.2643 | 3.1409 | 0 | 2.9546 | 0 | 0.77439 |  |  |  | 0.21144 | 0.02643 | 0.02643
9 | 2046 | 2046-09-03 | 0.034211 | 0.37101 | 0.34211 | 3.7101 | 0 | 3.8244 | 0 | 1.0024 |  |  |  | 0.27368 | 0.034211 | 0.034211
9 | 2046 | 2046-09-04 | 0.033326 | 0.36181 | 0.33326 | 3.6181 | 0 | 3.7256 | 0 | 0.97646 |  |  |  | 0.26661 | 0.033326 | 0.033326
9 | 2046 | 2046-09-05 | 0.033562 | 0.36675 | 0.33562 | 3.6675 | 0 | 3.7519 | 0 | 0.98337 |  |  |  | 0.2685 | 0.033562 | 0.033562
9 | 2046 | 2046-09-06 | 0.033592 | 0.36876 | 0.33592 | 3.6876 | 0 | 3.7553 | 0 | 0.98424 |  |  |  | 0.26873 | 0.033592 | 0.033592
9 | 2046 | 2046-09-07 | 0.03358 | 0.36964 | 0.3358 | 3.6964 | 0 | 3.754 | 0 | 0.98391 |  |  |  | 0.26864 | 0.03358 | 0.03358
9 | 2046 | 2046-09-08 | 0.027328 | 0.33509 | 0.27328 | 3.3509 | 0 | 3.055 | 0 | 0.80071 |  |  |  | 0.21863 | 0.027328 | 0.027328
9 | 2046 | 2046-09-09 | 0.027779 | 0.34138 | 0.27779 | 3.4138 | 0 | 3.1055 | 0 | 0.81394 |  |  |  | 0.22223 | 0.027779 | 0.027779
9 | 2046 | 2046-09-10 | 0.035203 | 0.39161 | 0.35203 | 3.9161 | 0 | 3.9354 | 0 | 1.0315 |  |  |  | 0.28163 | 0.035203 | 0.035203
9 | 2046 | 2046-09-11 | 0.034587 | 0.38368 | 0.34587 | 3.8368 | 0 | 3.8665 | 0 | 1.0134 |  |  |  | 0.2767 | 0.034587 | 0.034587
9 | 2046 | 2046-09-12 | 0.034731 | 0.38561 | 0.34731 | 3.8561 | 0 | 3.8827 | 0 | 1.0176 |  |  |  | 0.27785 | 0.034731 | 0.034731
9 | 2046 | 2046-09-13 | 0.03601 | 0.40176 | 0.3601 | 4.0176 | 0 | 4.0256 | 0 | 1.0551 |  |  |  | 0.28808 | 0.03601 | 0.03601
9 | 2046 | 2046-09-14 | 0.036126 | 0.40255 | 0.36126 | 4.0255 | 0 | 4.0385 | 0 | 1.0585 |  |  |  | 0.28901 | 0.036126 | 0.036126
9 | 2046 | 2046-09-15 | 0.029055 | 0.35521 | 0.29055 | 3.5521 | 0 | 3.2481 | 0 | 0.85133 |  |  |  | 0.23244 | 0.029055 | 0.029055
9 | 2046 | 2046-09-16 | 0.029357 | 0.35743 | 0.29357 | 3.5743 | 0 | 3.2818 | 0 | 0.86015 |  |  |  | 0.23485 | 0.029357 | 0.029357
9 | 2046 | 2046-09-17 | 0.037911 | 0.4202 | 0.37911 | 4.202 | 0 | 4.2381 | 0 | 1.1108 |  |  |  | 0.30329 | 0.037911 | 0.037911
9 | 2046 | 2046-09-18 | 0.038643 | 0.42742 | 0.38643 | 4.2742 | 0 | 4.3199 | 0 | 1.1322 |  |  |  | 0.30914 | 0.038643 | 0.038643
9 | 2046 | 2046-09-19 | 0.040037 | 0.4418 | 0.40037 | 4.418 | 0 | 4.4758 | 0 | 1.1731 |  |  |  | 0.3203 | 0.040037 | 0.040037
9 | 2046 | 2046-09-20 | 0.041177 | 0.4545 | 0.41177 | 4.545 | 0 | 4.6032 | 0 | 1.2065 |  |  |  | 0.32941 | 0.041177 | 0.041177
9 | 2046 | 2046-09-21 | 0.041652 | 0.45726 | 0.41652 | 4.5726 | 0 | 4.6563 | 0 | 1.2204 |  |  |  | 0.33321 | 0.041652 | 0.041652
9 | 2046 | 2046-09-22 | 0.035393 | 0.41658 | 0.35393 | 4.1658 | 0 | 3.9566 | 0 | 1.037 |  |  |  | 0.28315 | 0.035393 | 0.035393
9 | 2046 | 2046-09-23 | 0.036667 | 0.42896 | 0.36667 | 4.2896 | 0 | 4.099 | 0 | 1.0743 |  |  |  | 0.29334 | 0.036667 | 0.036667
9 | 2046 | 2046-09-24 | 0.045067 | 0.4876 | 0.45067 | 4.876 | 0 | 5.038 | 0 | 1.3205 |  |  |  | 0.36053 | 0.045067 | 0.045067
9 | 2046 | 2046-09-25 | 0.047169 | 0.50913 | 0.47169 | 5.0913 | 0 | 5.2731 | 0 | 1.3821 |  |  |  | 0.37736 | 0.047169 | 0.047169
9 | 2046 | 2046-09-26 | 0.048284 | 0.51712 | 0.48284 | 5.1712 | 1 | 5.3977 | 4.6879 | 1.4147 |  |  |  | 0.38627 | 0.048284 | 0.048284
9 | 2046 | 2046-09-27 | 0.0511 | 0.54675 | 0.511 | 5.4675 | 0 | 5.7125 | 0 | 1.4972 |  |  |  | 0.4088 | 0.0511 | 0.0511
9 | 2046 | 2046-09-28 | 0.054695 | 0.5877 | 0.54695 | 5.877 | 1 | 6.1144 | 5.3103 | 1.6026 |  |  |  | 0.43756 | 0.054695 | 0.054695
9 | 2046 | 2046-09-29 | 0.050232 | 0.56811 | 0.50232 | 5.6811 | 1 | 5.6154 | 4.877 | 1.4718 |  |  |  | 0.40185 | 0.050232 | 0.050232
9 | 2046 | 2046-09-30 | 0.049985 | 0.55726 | 0.49985 | 5.5726 | 1 | 5.5878 | 4.853 | 1.4645 |  |  |  | 0.39988 | 0.049985 | 0.049985
10 | 2046 | 2046-10-01 | 0.053954 | 0.58171 | 0.53954 | 5.8171 | 1 | 6.0316 | 5.2384 | 1.5809 |  |  |  | 0.43164 | 0.053954 | 0.053954
10 | 2046 | 2046-10-02 | 0.056538 | 0.60211 | 0.56538 | 6.0211 | 2 | 6.3204 | 5.518 | 1.6566 |  |  |  | 0.4523 | 0.056538 | 0.056538
10 | 2046 | 2046-10-03 | 0.05903 | 0.62286 | 0.5903 | 6.2286 | 1 | 6.599 | 5.7312 | 1.7296 |  |  |  | 0.47224 | 0.05903 | 0.05903
10 | 2046 | 2046-10-04 | 0.060347 | 0.632 | 0.60347 | 6.32 | 1 | 6.7463 | 5.8591 | 1.7682 |  |  |  | 0.48278 | 0.060347 | 0.060347
10 | 2046 | 2046-10-05 | 0.062175 | 0.64181 | 0.62175 | 6.4181 | 1 | 6.9506 | 6.0366 | 1.8217 |  |  |  | 0.4974 | 0.062175 | 0.062175
10 | 2046 | 2046-10-06 | 0.056545 | 0.61171 | 0.56545 | 6.1171 | 1 | 6.3212 | 5.4899 | 1.6568 |  |  |  | 0.45236 | 0.056545 | 0.056545
10 | 2046 | 2046-10-07 | 0.060631 | 0.65471 | 0.60631 | 6.5471 | 2 | 6.778 | 5.9174 | 1.7765 |  |  |  | 0.48505 | 0.060631 | 0.060631
10 | 2046 | 2046-10-08 | 0.072098 | 0.73831 | 0.72098 | 7.3831 | 2 | 8.0598 | 7.0365 | 2.1125 |  |  |  | 0.57678 | 0.072098 | 0.072098
10 | 2046 | 2046-10-09 | 0.074554 | 0.74707 | 0.74554 | 7.4707 | 2 | 8.3344 | 7.2762 | 2.1844 |  |  |  | 0.59643 | 0.074554 | 0.074554
10 | 2046 | 2046-10-10 | 0.077709 | 0.77924 | 0.77709 | 7.7924 | 2 | 8.6872 | 7.5842 | 2.2769 |  |  |  | 0.62167 | 0.077709 | 0.077709
10 | 2046 | 2046-10-11 | 0.081573 | 0.81497 | 0.81573 | 8.1497 | 2 | 9.1191 | 7.9613 | 2.3901 |  |  |  | 0.65258 | 0.081573 | 0.081573
10 | 2046 | 2046-10-12 | 0.085039 | 0.83661 | 0.85039 | 8.3661 | 2 | 9.5066 | 8.2996 | 2.4917 |  |  |  | 0.68031 | 0.085039 | 0.085039
10 | 2046 | 2046-10-13 | 0.079978 | 0.81199 | 0.79978 | 8.1199 | 3 | 8.9408 | 7.8467 | 2.3434 |  |  |  | 0.63983 | 0.079978 | 0.079978
10 | 2046 | 2046-10-14 | 0.085688 | 0.86665 | 0.85688 | 8.6665 | 4 | 9.5791 | 8.4514 | 2.5107 |  |  |  | 0.6855 | 0.085688 | 0.085688
10 | 2046 | 2046-10-15 | 0.095928 | 0.94038 | 0.95928 | 9.4038 | 5 | 10.7239 | 9.5117 | 2.8107 |  |  |  | 0.76743 | 0.095928 | 0.095928
10 | 2046 | 2046-10-16 | 0.098473 | 0.95694 | 0.98473 | 9.5694 | 4 | 11.0083 | 9.7123 | 2.8853 |  |  |  | 0.78778 | 0.098473 | 0.098473
10 | 2046 | 2046-10-17 | 0.10288 | 0.99463 | 1.0288 | 9.9463 | 4 | 11.5005 | 10.1465 | 3.0142 |  |  |  | 0.823 | 0.10288 | 0.10288
10 | 2046 | 2046-10-18 | 0.10711 | 1.0325 | 1.0711 | 10.3246 | 5 | 11.9744 | 10.6209 | 3.1385 |  |  |  | 0.85692 | 0.10711 | 0.10711
10 | 2046 | 2046-10-19 | 0.11469 | 1.1007 | 1.1469 | 11.0073 | 5 | 12.8216 | 11.3723 | 3.3605 |  |  |  | 0.91754 | 0.11469 | 0.11469
10 | 2046 | 2046-10-20 | 0.11171 | 1.0846 | 1.1171 | 10.8464 | 6 | 12.4876 | 11.1352 | 3.273 |  |  |  | 0.89364 | 0.11171 | 0.11171
10 | 2046 | 2046-10-21 | 0.11474 | 1.1025 | 1.1474 | 11.0254 | 5 | 12.8272 | 11.3772 | 3.362 |  |  |  | 0.91794 | 0.11474 | 0.11474
10 | 2046 | 2046-10-22 | 0.12436 | 1.1717 | 1.2436 | 11.7174 | 5 | 13.9021 | 12.3306 | 3.6437 |  |  |  | 0.99487 | 0.12436 | 0.12436
10 | 2046 | 2046-10-23 | 0.12903 | 1.2079 | 1.2903 | 12.0789 | 5 | 14.4247 | 12.7942 | 3.7807 |  |  |  | 1.0323 | 0.12903 | 0.12903
10 | 2046 | 2046-10-24 | 0.13251 | 1.2322 | 1.3251 | 12.3216 | 7 | 14.8129 | 13.2796 | 3.8824 |  |  |  | 1.06 | 0.13251 | 0.13251
10 | 2046 | 2046-10-25 | 0.14089 | 1.316 | 1.4089 | 13.16 | 8 | 15.7498 | 14.1959 | 4.128 |  |  |  | 1.1271 | 0.14089 | 0.14089
10 | 2046 | 2046-10-26 | 0.14499 | 1.3408 | 1.4499 | 13.4084 | 9 | 16.2084 | 14.6886 | 4.2482 |  |  |  | 1.1599 | 0.14499 | 0.14499
10 | 2046 | 2046-10-27 | 0.14167 | 1.3227 | 1.4167 | 13.2267 | 9 | 15.8373 | 14.3523 | 4.1509 |  |  |  | 1.1334 | 0.14167 | 0.14167
10 | 2046 | 2046-10-28 | 0.14543 | 1.3531 | 1.4543 | 13.5314 | 9 | 16.2572 | 14.7328 | 4.261 |  |  |  | 1.1634 | 0.14543 | 0.14543
10 | 2046 | 2046-10-29 | 0.15291 | 1.385 | 1.5291 | 13.8499 | 9 | 17.0936 | 15.4908 | 4.4802 |  |  |  | 1.2233 | 0.15291 | 0.15291
10 | 2046 | 2046-10-30 | 0.15989 | 1.4485 | 1.5989 | 14.4854 | 9 | 17.8745 | 16.1984 | 4.6848 |  |  |  | 1.2791 | 0.15989 | 0.15989
10 | 2046 | 2046-10-31 | 0.16146 | 1.4524 | 1.6146 | 14.5237 | 8 | 18.0492 | 16.2685 | 4.7306 |  |  |  | 1.2916 | 0.16146 | 0.16146
11 | 2046 | 2046-11-01 | 0.17157 | 1.3568 | 1.7157 | 13.5677 | 9 | 19.1795 | 17.3811 | 5.0269 |  |  |  | 1.3725 | 0.17157 | 0.17157
11 | 2046 | 2046-11-02 | 0.1758 | 1.3841 | 1.758 | 13.841 | 11 | 19.6525 | 18.0054 | 5.1509 |  |  |  | 1.4064 | 0.1758 | 0.1758
11 | 2046 | 2046-11-03 | 0.17596 | 1.3875 | 1.7596 | 13.8745 | 11 | 19.6704 | 18.0217 | 5.1555 |  |  |  | 1.4077 | 0.17596 | 0.17596
11 | 2046 | 2046-11-04 | 0.18213 | 1.4305 | 1.8213 | 14.3052 | 11 | 20.3606 | 18.6541 | 5.3364 |  |  |  | 1.4571 | 0.18213 | 0.18213
11 | 2046 | 2046-11-05 | 0.19632 | 1.5295 | 1.9632 | 15.2948 | 12 | 9.7266 | 20.2188 | 5.7523 |  |  |  | 0.58897 | 1.1779 | 0.19632
11 | 2046 | 2046-11-06 | 0.20257 | 1.5714 | 2.0257 | 15.7143 | 12 | 10.0361 | 20.8622 | 5.9353 |  |  |  | 0.60771 | 1.2154 | 0.20257
11 | 2046 | 2046-11-07 | 0.20457 | 1.5787 | 2.0457 | 15.7874 | 13 | 10.1351 | 21.1848 | 5.9938 |  |  |  | 0.6137 | 1.2274 | 0.20457
11 | 2046 | 2046-11-08 | 0.19805 | 1.5263 | 1.9805 | 15.2626 | 10 | 22.1399 | 20.1735 | 5.8028 |  |  |  | 1.5844 | 0.19805 | 0.19805
11 | 2046 | 2046-11-09 | 0.20421 | 1.5675 | 2.0421 | 15.6747 | 11 | 22.8288 | 20.9155 | 5.9834 |  |  |  | 1.6337 | 0.20421 | 0.20421
11 | 2046 | 2046-11-10 | 0.20491 | 1.5744 | 2.0491 | 15.7444 | 12 | 10.152 | 21.1031 | 6.0039 |  |  |  | 0.61473 | 1.2295 | 0.20491
11 | 2046 | 2046-11-11 | 0.20495 | 1.5664 | 2.0495 | 15.6636 | 12 | 10.1539 | 21.1071 | 6.005 |  |  |  | 0.61485 | 1.2297 | 0.20495
11 | 2046 | 2046-11-12 | 0.21666 | 1.6439 | 2.1666 | 16.439 | 10 | 24.2203 | 22.0691 | 6.3481 |  |  |  | 1.7333 | 0.21666 | 0.21666
11 | 2046 | 2046-11-13 | 0.218 | 1.6419 | 2.18 | 16.4186 | 12 | 10.8007 | 22.4515 | 6.3875 |  |  |  | 0.65401 | 1.308 | 0.218
11 | 2046 | 2046-11-14 | 0.22844 | 1.718 | 2.2844 | 17.1805 | 13 | 11.3176 | 23.6567 | 6.6932 |  |  |  | 0.68531 | 1.3706 | 0.22844
11 | 2046 | 2046-11-15 | 0.23563 | 1.7647 | 2.3563 | 17.6473 | 15 | 11.6739 | 24.8581 | 6.9039 |  |  |  | 0.70688 | 1.4138 | 0.23563
11 | 2046 | 2046-11-16 | 0.2426 | 1.8127 | 2.426 | 18.1272 | 15 | 12.0194 | 25.5938 | 7.1082 |  |  |  | 0.72781 | 1.4556 | 0.2426
11 | 2046 | 2046-11-17 | 0.23984 | 1.7848 | 2.3984 | 17.8479 | 17 | 11.8825 | 25.7851 | 7.0273 |  |  |  | 0.71952 | 1.439 | 0.23984
11 | 2046 | 2046-11-18 | 0.24696 | 1.8377 | 2.4696 | 18.3771 | 16 | 12.2354 | 26.2999 | 7.236 |  |  |  | 0.74089 | 1.4818 | 0.24696
11 | 2046 | 2046-11-19 | 0.25472 | 1.8842 | 2.5472 | 18.8424 | 17 | 12.6199 | 27.3852 | 7.4634 |  |  |  | 0.76417 | 1.5283 | 0.25472
11 | 2046 | 2046-11-20 | 0.25381 | 1.8732 | 2.5381 | 18.7315 | 15 | 12.5747 | 26.7763 | 7.4367 |  |  |  | 0.76143 | 1.5229 | 0.25381
11 | 2046 | 2046-11-21 | 0.26075 | 1.9224 | 2.6075 | 19.2241 | 13 | 12.9184 | 27.0028 | 7.6399 |  |  |  | 0.78225 | 1.5645 | 0.26075
11 | 2046 | 2046-11-22 | 0.26207 | 1.9257 | 2.6207 | 19.2568 | 13 | 12.984 | 27.1399 | 7.6787 |  |  |  | 0.78622 | 1.5724 | 0.26207
11 | 2046 | 2046-11-23 | 0.26361 | 1.9261 | 2.6361 | 19.2606 | 12 | 13.06 | 27.148 | 7.7237 |  |  |  | 0.79082 | 1.5816 | 0.26361
11 | 2046 | 2046-11-24 | 0.26316 | 1.9224 | 2.6316 | 19.2242 | 13 | 13.038 | 27.2527 | 7.7106 |  |  |  | 0.78949 | 1.579 | 0.26316
11 | 2046 | 2046-11-25 | 0.27098 | 1.9755 | 2.7098 | 19.7553 | 15 | 13.4251 | 28.5872 | 7.9396 |  |  |  | 0.81293 | 1.6259 | 0.27098
11 | 2046 | 2046-11-26 | 0.28122 | 2.0423 | 2.8122 | 20.4227 | 15 | 13.9326 | 29.6677 | 8.2397 |  |  |  | 0.84365 | 1.6873 | 0.28122
11 | 2046 | 2046-11-27 | 0.28473 | 2.0544 | 2.8473 | 20.544 | 16 | 14.1068 | 30.3225 | 8.3427 |  |  |  | 0.8542 | 1.7084 | 0.28473
11 | 2046 | 2046-11-28 | 0.2928 | 2.1126 | 2.928 | 21.1258 | 16 | 14.5062 | 31.1811 | 8.579 |  |  |  | 0.87839 | 1.7568 | 0.2928
11 | 2046 | 2046-11-29 | 0.30047 | 2.1678 | 3.0047 | 21.6781 | 18 | 14.8862 | 32.614 | 8.8036 |  |  |  | 0.9014 | 1.8028 | 0.30047
11 | 2046 | 2046-11-30 | 0.30343 | 2.1818 | 3.0343 | 21.8184 | 18 | 15.0332 | 32.9361 | 8.8906 |  |  |  | 0.9103 | 1.8206 | 0.30343
12 | 2046 | 2046-12-01 | 0.30641 | 2.0137 | 3.0641 | 20.1372 | 18 | 15.1806 | 33.259 | 8.9778 |  |  |  | 0.91922 | 1.8384 | 0.30641
12 | 2046 | 2046-12-02 | 0.30921 | 2.0225 | 3.0921 | 20.2255 | 18 | 15.3194 | 33.5631 | 9.0598 |  |  |  | 0.92763 | 1.8553 | 0.30921
12 | 2046 | 2046-12-03 | 0.32185 | 2.1049 | 3.2185 | 21.0493 | 18 | 15.9454 | 34.9346 | 9.4301 |  |  |  | 0.96554 | 1.9311 | 0.32185
12 | 2046 | 2046-12-04 | 0.32597 | 2.127 | 3.2597 | 21.2699 | 17 | 16.1497 | 35.0448 | 9.5509 |  |  |  | 0.97791 | 1.9558 | 0.32597
12 | 2046 | 2046-12-05 | 0.32884 | 2.1401 | 3.2884 | 21.4009 | 19 | 16.2921 | 36.0413 | 9.6351 |  |  |  | 0.98653 | 1.9731 | 0.32884
12 | 2046 | 2046-12-06 | 0.32835 | 2.1328 | 3.2835 | 21.3283 | 19 | 16.2675 | 35.9868 | 9.6205 |  |  |  | 0.98504 | 1.9701 | 0.32835
12 | 2046 | 2046-12-07 | 0.33567 | 2.1771 | 3.3567 | 21.7706 | 19 | 16.6302 | 36.7893 | 9.8351 |  |  |  | 1.007 | 2.014 | 0.33567
12 | 2046 | 2046-12-08 | 0.33261 | 2.1552 | 3.3261 | 21.5519 | 19 | 16.4787 | 36.4541 | 9.7454 |  |  |  | 0.99783 | 1.9957 | 0.33261
12 | 2046 | 2046-12-09 | 0.33098 | 2.1436 | 3.3098 | 21.4363 | 19 | 16.3978 | 36.2752 | 9.6976 |  |  |  | 0.99293 | 1.9859 | 0.33098
12 | 2046 | 2046-12-10 | 0.33891 | 2.1947 | 3.3891 | 21.9465 | 18 | 16.7908 | 36.7869 | 9.93 |  |  |  | 1.0167 | 2.0335 | 0.33891
12 | 2046 | 2046-12-11 | 0.34612 | 2.2336 | 3.4612 | 22.3364 | 17 | 17.1479 | 37.211 | 10.1412 |  |  |  | 1.0384 | 2.0767 | 0.34612
12 | 2046 | 2046-12-12 | 0.34155 | 2.1997 | 3.4155 | 21.9968 | 17 | 16.9219 | 36.7204 | 10.0076 |  |  |  | 1.0247 | 2.0493 | 0.34155
12 | 2046 | 2046-12-13 | 0.34302 | 2.2044 | 3.4302 | 22.0443 | 17 | 16.9945 | 36.8781 | 10.0505 |  |  |  | 1.0291 | 2.0581 | 0.34302
12 | 2046 | 2046-12-14 | 0.34543 | 2.2152 | 3.4543 | 22.1524 | 18 | 17.1138 | 37.4946 | 10.1211 |  |  |  | 1.0363 | 2.0726 | 0.34543
12 | 2046 | 2046-12-15 | 0.35016 | 2.2336 | 3.5016 | 22.3361 | 17 | 17.3483 | 37.6457 | 10.2597 |  |  |  | 1.0505 | 2.101 | 0.35016
12 | 2046 | 2046-12-16 | 0.34216 | 2.1798 | 3.4216 | 21.7978 | 17 | 16.9518 | 36.7854 | 10.0253 |  |  |  | 1.0265 | 2.053 | 0.34216
12 | 2046 | 2046-12-17 | 0.35109 | 2.2399 | 3.5109 | 22.3988 | 17 | 17.3943 | 37.7457 | 10.287 |  |  |  | 1.0533 | 2.1065 | 0.35109
12 | 2046 | 2046-12-18 | 0.3509 | 2.2354 | 3.509 | 22.3538 | 18 | 17.3849 | 38.0885 | 10.2814 |  |  |  | 1.0527 | 2.1054 | 0.3509
12 | 2046 | 2046-12-19 | 0.36139 | 2.2947 | 3.6139 | 22.9467 | 18 | 17.9048 | 39.2275 | 10.5889 |  |  |  | 1.0842 | 2.1684 | 0.36139
12 | 2046 | 2046-12-20 | 0.35943 | 2.2625 | 3.5943 | 22.6247 | 20 | 17.8072 | 39.7799 | 10.5312 |  |  |  | 1.0783 | 2.1566 | 0.35943
12 | 2046 | 2046-12-21 | 0.49436 | 2.9953 | 4.9436 | 29.9535 | 61 | 2.2451 | 102.0107 | 4.3454 |  |  |  | 0.24718 | 4.5481 | 0.14831
12 | 2046 | 2046-12-22 | 0.35369 | 2.2354 | 3.5369 | 22.3539 | 21 | 17.5231 | 39.5334 | 10.3631 |  |  |  | 1.0611 | 2.1221 | 0.35369
12 | 2046 | 2046-12-23 | 0.36335 | 2.2762 | 3.6335 | 22.7621 | 20 | 18.0015 | 40.2139 | 10.6461 |  |  |  | 1.09 | 2.1801 | 0.36335
12 | 2046 | 2046-12-24 | 0.37525 | 2.3537 | 3.7525 | 23.5374 | 23 | 18.5912 | 42.7917 | 10.9948 |  |  |  | 1.1257 | 2.2515 | 0.37525
12 | 2046 | 2046-12-25 | 0.38367 | 2.3989 | 3.8367 | 23.9886 | 25 | 19.0086 | 44.6561 | 11.2417 |  |  |  | 1.151 | 2.302 | 0.38367
12 | 2046 | 2046-12-26 | 0.39224 | 2.4391 | 3.9224 | 24.3905 | 27 | 13.5724 | 46.616 | 5.7464 |  |  |  | 0.78449 | 2.9418 | 0.19612
12 | 2046 | 2046-12-27 | 0.3937 | 2.4473 | 3.937 | 24.4734 | 25 | 19.5053 | 45.823 | 11.5354 |  |  |  | 1.1811 | 2.3622 | 0.3937
12 | 2046 | 2046-12-28 | 0.38567 | 2.4014 | 3.8567 | 24.0139 | 25 | 19.1075 | 44.8883 | 11.3001 |  |  |  | 1.157 | 2.314 | 0.38567
12 | 2046 | 2046-12-29 | 0.36681 | 2.2658 | 3.6681 | 22.6581 | 23 | 18.1732 | 41.8296 | 10.7476 |  |  |  | 1.1004 | 2.2009 | 0.36681
12 | 2046 | 2046-12-30 | 0.36235 | 2.2412 | 3.6235 | 22.4115 | 23 | 17.9521 | 41.3207 | 10.6168 |  |  |  | 1.087 | 2.1741 | 0.36235
12 | 2046 | 2046-12-31 | 0.37609 | 2.332 | 3.7609 | 23.32 | 21 | 18.6327 | 42.0366 | 11.0193 |  |  |  | 1.1283 | 2.2565 | 0.37609
1 | 2047 | 2047-01-01 | 0.40097 | 2.4944 | 4.0097 | 24.9436 | 24 | 19.8657 | 46.1926 | 11.7485 |  |  |  | 1.2029 | 2.4058 | 0.40097
1 | 2047 | 2047-01-02 | 0.4047 | 2.5191 | 4.047 | 25.1914 | 23 | 20.0505 | 46.1506 | 11.8578 |  |  |  | 1.2141 | 2.4282 | 0.4047
1 | 2047 | 2047-01-03 | 0.40536 | 2.517 | 4.0536 | 25.1697 | 22 | 20.0829 | 45.7622 | 11.877 |  |  |  | 1.2161 | 2.4321 | 0.40536
1 | 2047 | 2047-01-04 | 0.40537 | 2.5192 | 4.0537 | 25.192 | 23 | 20.0833 | 46.2262 | 11.8772 |  |  |  | 1.2161 | 2.4322 | 0.40537
1 | 2047 | 2047-01-05 | 0.39739 | 2.4632 | 3.9739 | 24.6324 | 23 | 19.6882 | 45.3167 | 11.6436 |  |  |  | 1.1922 | 2.3843 | 0.39739
1 | 2047 | 2047-01-06 | 0.39693 | 2.4614 | 3.9693 | 24.6144 | 23 | 19.6653 | 45.2641 | 11.63 |  |  |  | 1.1908 | 2.3816 | 0.39693
1 | 2047 | 2047-01-07 | 0.39901 | 2.4734 | 3.9901 | 24.7336 | 21 | 19.7684 | 44.599 | 11.691 |  |  |  | 1.197 | 2.3941 | 0.39901
1 | 2047 | 2047-01-08 | 0.40762 | 2.5208 | 4.0762 | 25.2085 | 22 | 20.1949 | 46.0174 | 11.9432 |  |  |  | 1.2229 | 2.4457 | 0.40762
1 | 2047 | 2047-01-09 | 0.40606 | 2.5111 | 4.0606 | 25.111 | 22 | 20.1177 | 45.8416 | 11.8976 |  |  |  | 1.2182 | 2.4364 | 0.40606
1 | 2047 | 2047-01-10 | 0.40106 | 2.4749 | 4.0106 | 24.7488 | 23 | 19.87 | 45.7351 | 11.7511 |  |  |  | 1.2032 | 2.4064 | 0.40106
1 | 2047 | 2047-01-11 | 0.401 | 2.4686 | 4.01 | 24.6855 | 22 | 19.8671 | 45.2704 | 11.7493 |  |  |  | 1.203 | 2.406 | 0.401
1 | 2047 | 2047-01-12 | 0.39199 | 2.4111 | 3.9199 | 24.1112 | 20 | 19.4208 | 43.3846 | 11.4854 |  |  |  | 1.176 | 2.352 | 0.39199
1 | 2047 | 2047-01-13 | 0.39278 | 2.4185 | 3.9278 | 24.1851 | 21 | 19.4599 | 43.9029 | 11.5086 |  |  |  | 1.1784 | 2.3567 | 0.39278
1 | 2047 | 2047-01-14 | 0.39633 | 2.4418 | 3.9633 | 24.4183 | 21 | 19.6356 | 44.2994 | 11.6125 |  |  |  | 1.189 | 2.378 | 0.39633
1 | 2047 | 2047-01-15 | 0.39709 | 2.4496 | 3.9709 | 24.4962 | 19 | 19.673 | 43.5207 | 11.6346 |  |  |  | 1.1913 | 2.3825 | 0.39709
1 | 2047 | 2047-01-16 | 0.39522 | 2.4331 | 3.9522 | 24.3305 | 20 | 19.5809 | 43.742 | 11.5801 |  |  |  | 1.1857 | 2.3713 | 0.39522
1 | 2047 | 2047-01-17 | 0.39376 | 2.4252 | 3.9376 | 24.252 | 20 | 19.5084 | 43.5803 | 11.5373 |  |  |  | 1.1813 | 2.3626 | 0.39376
1 | 2047 | 2047-01-18 | 0.39206 | 2.4131 | 3.9206 | 24.1306 | 21 | 19.4238 | 43.8216 | 11.4872 |  |  |  | 1.1762 | 2.3523 | 0.39206
1 | 2047 | 2047-01-19 | 0.38369 | 2.3521 | 3.8369 | 23.521 | 20 | 19.0096 | 42.4659 | 11.2422 |  |  |  | 1.1511 | 2.3022 | 0.38369
1 | 2047 | 2047-01-20 | 0.38975 | 2.3885 | 3.8975 | 23.885 | 20 | 19.3096 | 43.1361 | 11.4197 |  |  |  | 1.1692 | 2.3385 | 0.38975
1 | 2047 | 2047-01-21 | 0.39447 | 2.4222 | 3.9447 | 24.2215 | 23 | 19.5435 | 44.9837 | 11.558 |  |  |  | 1.1834 | 2.3668 | 0.39447
1 | 2047 | 2047-01-22 | 0.39476 | 2.4213 | 3.9476 | 24.2126 | 23 | 19.5578 | 45.0165 | 11.5664 |  |  |  | 1.1843 | 2.3685 | 0.39476
1 | 2047 | 2047-01-23 | 0.40079 | 2.4542 | 4.0079 | 24.5425 | 23 | 19.8568 | 45.7048 | 11.7433 |  |  |  | 1.2024 | 2.4048 | 0.40079
1 | 2047 | 2047-01-24 | 0.39053 | 2.3945 | 3.9053 | 23.9455 | 22 | 19.3483 | 44.0884 | 11.4426 |  |  |  | 1.1716 | 2.3432 | 0.39053
1 | 2047 | 2047-01-25 | 0.39196 | 2.4021 | 3.9196 | 24.0213 | 22 | 19.4192 | 44.2499 | 11.4845 |  |  |  | 1.1759 | 2.3518 | 0.39196
1 | 2047 | 2047-01-26 | 0.38535 | 2.3488 | 3.8535 | 23.4876 | 22 | 19.0919 | 43.504 | 11.2909 |  |  |  | 1.1561 | 2.3121 | 0.38535
1 | 2047 | 2047-01-27 | 0.38012 | 2.3225 | 3.8012 | 23.2252 | 23 | 18.8325 | 43.3472 | 11.1375 |  |  |  | 1.1404 | 2.2807 | 0.38012
1 | 2047 | 2047-01-28 | 0.37837 | 2.3217 | 3.7837 | 23.2166 | 20 | 18.7456 | 41.8762 | 11.0861 |  |  |  | 1.1351 | 2.2702 | 0.37837
1 | 2047 | 2047-01-29 | 0.37547 | 2.303 | 3.7547 | 23.0296 | 18 | 18.6019 | 40.7548 | 11.0011 |  |  |  | 1.1264 | 2.2528 | 0.37547
1 | 2047 | 2047-01-30 | 0.37397 | 2.2926 | 3.7397 | 22.9257 | 18 | 18.5276 | 40.592 | 10.9572 |  |  |  | 1.1219 | 2.2438 | 0.37397
1 | 2047 | 2047-01-31 | 0.37689 | 2.3003 | 3.7689 | 23.0027 | 20 | 18.6725 | 41.7129 | 11.0429 |  |  |  | 1.1307 | 2.2613 | 0.37689
2 | 2047 | 2047-02-01 | 0.37977 | 2.3549 | 3.7977 | 23.5494 | 21 | 18.8154 | 42.4488 | 11.1274 |  |  |  | 1.1393 | 2.2786 | 0.37977
2 | 2047 | 2047-02-02 | 0.36695 | 2.272 | 3.6695 | 22.7196 | 20 | 18.1801 | 40.6129 | 10.7517 |  |  |  | 1.1009 | 2.2017 | 0.36695
2 | 2047 | 2047-02-03 | 0.36424 | 2.2557 | 3.6424 | 22.5575 | 20 | 18.0459 | 40.313 | 10.6723 |  |  |  | 1.0927 | 2.1855 | 0.36424
2 | 2047 | 2047-02-04 | 0.37352 | 2.3143 | 3.7352 | 23.1434 | 21 | 18.5056 | 41.7499 | 10.9442 |  |  |  | 1.1206 | 2.2411 | 0.37352
2 | 2047 | 2047-02-05 | 0.3794 | 2.3475 | 3.794 | 23.4754 | 22 | 18.7969 | 42.832 | 11.1165 |  |  |  | 1.1382 | 2.2764 | 0.3794
2 | 2047 | 2047-02-06 | 0.37532 | 2.3225 | 3.7532 | 23.2254 | 22 | 18.5947 | 42.371 | 10.9968 |  |  |  | 1.126 | 2.2519 | 0.37532
2 | 2047 | 2047-02-07 | 0.36895 | 2.2848 | 3.6895 | 22.8483 | 21 | 18.2792 | 41.2391 | 10.8103 |  |  |  | 1.1069 | 2.2137 | 0.36895
2 | 2047 | 2047-02-08 | 0.36533 | 2.2635 | 3.6533 | 22.6353 | 20 | 18.1 | 40.4339 | 10.7043 |  |  |  | 1.096 | 2.192 | 0.36533
2 | 2047 | 2047-02-09 | 0.3529 | 2.1832 | 3.529 | 21.8317 | 20 | 17.4842 | 39.0582 | 10.3401 |  |  |  | 1.0587 | 2.1174 | 0.3529
2 | 2047 | 2047-02-10 | 0.34529 | 2.1394 | 3.4529 | 21.3936 | 17 | 17.1069 | 37.1218 | 10.117 |  |  |  | 1.0359 | 2.0717 | 0.34529
2 | 2047 | 2047-02-11 | 0.34558 | 2.1492 | 3.4558 | 21.4921 | 17 | 17.1212 | 37.1529 | 10.1254 |  |  |  | 1.0367 | 2.0735 | 0.34558
2 | 2047 | 2047-02-12 | 0.34099 | 2.1217 | 3.4099 | 21.2167 | 17 | 16.8938 | 36.6596 | 9.991 |  |  |  | 1.023 | 2.0459 | 0.34099
2 | 2047 | 2047-02-13 | 0.34393 | 2.1373 | 3.4393 | 21.3728 | 18 | 17.0394 | 37.3314 | 10.077 |  |  |  | 1.0318 | 2.0636 | 0.34393
2 | 2047 | 2047-02-14 | 0.33828 | 2.1044 | 3.3828 | 21.0435 | 18 | 16.7598 | 36.7189 | 9.9117 |  |  |  | 1.0149 | 2.0297 | 0.33828
2 | 2047 | 2047-02-15 | 0.33736 | 2.0989 | 3.3736 | 20.9894 | 19 | 16.7142 | 36.9751 | 9.8847 |  |  |  | 1.0121 | 2.0242 | 0.33736
2 | 2047 | 2047-02-16 | 0.33383 | 2.068 | 3.3383 | 20.6796 | 20 | 16.5389 | 36.9467 | 9.7811 |  |  |  | 1.0015 | 2.003 | 0.33383
2 | 2047 | 2047-02-17 | 0.32614 | 2.0232 | 3.2614 | 20.2325 | 19 | 16.1579 | 35.7446 | 9.5558 |  |  |  | 0.97841 | 1.9568 | 0.32614
2 | 2047 | 2047-02-18 | 0.33014 | 2.0539 | 3.3014 | 20.5387 | 18 | 16.3562 | 35.8348 | 9.673 |  |  |  | 0.99041 | 1.9808 | 0.33014
2 | 2047 | 2047-02-19 | 0.31889 | 1.9889 | 3.1889 | 19.8888 | 17 | 15.7991 | 34.284 | 9.3436 |  |  |  | 0.95668 | 1.9134 | 0.31889
2 | 2047 | 2047-02-20 | 0.31553 | 1.9688 | 3.1553 | 19.6885 | 16 | 15.6324 | 33.6017 | 9.2449 |  |  |  | 0.94658 | 1.8932 | 0.31553
2 | 2047 | 2047-02-21 | 0.31943 | 1.9904 | 3.1943 | 19.9039 | 16 | 15.8259 | 34.0177 | 9.3594 |  |  |  | 0.9583 | 1.9166 | 0.31943
2 | 2047 | 2047-02-22 | 0.31878 | 1.9844 | 3.1878 | 19.8445 | 16 | 15.7935 | 33.948 | 9.3402 |  |  |  | 0.95634 | 1.9127 | 0.31878
2 | 2047 | 2047-02-23 | 0.30592 | 1.9029 | 3.0592 | 19.0287 | 15 | 15.1566 | 32.2742 | 8.9636 |  |  |  | 0.91777 | 1.8355 | 0.30592
2 | 2047 | 2047-02-24 | 0.29414 | 1.8348 | 2.9414 | 18.348 | 13 | 14.5729 | 30.4611 | 8.6184 |  |  |  | 0.88243 | 1.7649 | 0.29414
2 | 2047 | 2047-02-25 | 0.29842 | 1.8657 | 2.9842 | 18.6568 | 11 | 33.3608 | 30.5648 | 8.7438 |  |  |  | 2.3874 | 0.29842 | 0.29842
2 | 2047 | 2047-02-26 | 0.28979 | 1.8178 | 2.8979 | 18.1782 | 11 | 32.3958 | 29.6807 | 8.4908 |  |  |  | 2.3183 | 0.28979 | 0.28979
2 | 2047 | 2047-02-27 | 0.29113 | 1.8235 | 2.9113 | 18.2352 | 11 | 32.5457 | 29.818 | 8.5301 |  |  |  | 2.329 | 0.29113 | 0.29113
2 | 2047 | 2047-02-28 | 0.29118 | 1.8228 | 2.9118 | 18.2284 | 12 | 14.4261 | 29.9876 | 8.5315 |  |  |  | 0.87354 | 1.7471 | 0.29118
3 | 2047 | 2047-03-01 | 0.28334 | 1.8303 | 2.8334 | 18.3031 | 11 | 31.6744 | 29.0197 | 8.3018 |  |  |  | 2.2667 | 0.28334 | 0.28334
3 | 2047 | 2047-03-02 | 0.28052 | 1.8096 | 2.8052 | 18.0963 | 13 | 13.8979 | 29.05 | 8.2192 |  |  |  | 0.84155 | 1.6831 | 0.28052
3 | 2047 | 2047-03-03 | 0.2799 | 1.8063 | 2.799 | 18.0634 | 13 | 13.8673 | 28.9862 | 8.2011 |  |  |  | 0.8397 | 1.6794 | 0.2799
3 | 2047 | 2047-03-04 | 0.28722 | 1.8578 | 2.8722 | 18.5778 | 12 | 14.2301 | 29.5802 | 8.4156 |  |  |  | 0.86167 | 1.7233 | 0.28722
3 | 2047 | 2047-03-05 | 0.2851 | 1.8448 | 2.851 | 18.4478 | 12 | 14.1249 | 29.3616 | 8.3535 |  |  |  | 0.8553 | 1.7106 | 0.2851
3 | 2047 | 2047-03-06 | 0.27872 | 1.8046 | 2.7872 | 18.0457 | 11 | 31.1585 | 28.5471 | 8.1666 |  |  |  | 2.2298 | 0.27872 | 0.27872
3 | 2047 | 2047-03-07 | 0.27725 | 1.796 | 2.7725 | 17.9595 | 11 | 30.994 | 28.3963 | 8.1234 |  |  |  | 2.218 | 0.27725 | 0.27725
3 | 2047 | 2047-03-08 | 0.26942 | 1.7464 | 2.6942 | 17.4636 | 11 | 30.1185 | 27.5942 | 7.894 |  |  |  | 2.1553 | 0.26942 | 0.26942
3 | 2047 | 2047-03-09 | 0.2605 | 1.6863 | 2.605 | 16.8631 | 11 | 29.1218 | 26.681 | 7.6327 |  |  |  | 2.084 | 0.2605 | 0.2605
3 | 2047 | 2047-03-10 | 0.25723 | 1.6659 | 2.5723 | 16.6587 | 11 | 28.7564 | 26.3462 | 7.537 |  |  |  | 2.0579 | 0.25723 | 0.25723
3 | 2047 | 2047-03-11 | 0.26148 | 1.6973 | 2.6148 | 16.9731 | 10 | 29.231 | 26.6348 | 7.6613 |  |  |  | 2.0918 | 0.26148 | 0.26148
3 | 2047 | 2047-03-12 | 0.25443 | 1.6526 | 2.5443 | 16.5257 | 9 | 28.4427 | 25.7757 | 7.4547 |  |  |  | 2.0354 | 0.25443 | 0.25443
3 | 2047 | 2047-03-13 | 0.253 | 1.644 | 2.53 | 16.4401 | 9 | 28.2835 | 25.6314 | 7.413 |  |  |  | 2.024 | 0.253 | 0.253
3 | 2047 | 2047-03-14 | 0.24675 | 1.6043 | 2.4675 | 16.043 | 9 | 27.5846 | 24.9981 | 7.2298 |  |  |  | 1.974 | 0.24675 | 0.24675
3 | 2047 | 2047-03-15 | 0.24766 | 1.6107 | 2.4766 | 16.1068 | 9 | 27.686 | 25.09 | 7.2564 |  |  |  | 1.9813 | 0.24766 | 0.24766
3 | 2047 | 2047-03-16 | 0.2409 | 1.5645 | 2.409 | 15.6447 | 10 | 26.9308 | 24.5389 | 7.0585 |  |  |  | 1.9272 | 0.2409 | 0.2409
3 | 2047 | 2047-03-17 | 0.23732 | 1.5419 | 2.3732 | 15.4195 | 9 | 26.5301 | 24.0425 | 6.9535 |  |  |  | 1.8986 | 0.23732 | 0.23732
3 | 2047 | 2047-03-18 | 0.23796 | 1.5499 | 2.3796 | 15.4986 | 8 | 26.6014 | 23.9769 | 6.9722 |  |  |  | 1.9037 | 0.23796 | 0.23796
3 | 2047 | 2047-03-19 | 0.22888 | 1.492 | 2.2888 | 14.9203 | 8 | 25.5871 | 23.0626 | 6.7063 |  |  |  | 1.8311 | 0.22888 | 0.22888
3 | 2047 | 2047-03-20 | 0.22974 | 1.4978 | 2.2974 | 14.9784 | 9 | 25.6824 | 23.2743 | 6.7313 |  |  |  | 1.8379 | 0.22974 | 0.22974
3 | 2047 | 2047-03-21 | 0.2305 | 1.5032 | 2.305 | 15.0325 | 9 | 25.7677 | 23.3515 | 6.7536 |  |  |  | 1.844 | 0.2305 | 0.2305
3 | 2047 | 2047-03-22 | 0.22716 | 1.4821 | 2.2716 | 14.821 | 8 | 25.3941 | 22.8886 | 6.6557 |  |  |  | 1.8173 | 0.22716 | 0.22716
3 | 2047 | 2047-03-23 | 0.21463 | 1.3985 | 2.1463 | 13.985 | 9 | 23.9938 | 21.744 | 6.2887 |  |  |  | 1.717 | 0.21463 | 0.21463
3 | 2047 | 2047-03-24 | 0.21168 | 1.3798 | 2.1168 | 13.7983 | 9 | 23.6638 | 21.4449 | 6.2022 |  |  |  | 1.6934 | 0.21168 | 0.21168
3 | 2047 | 2047-03-25 | 0.21372 | 1.3967 | 2.1372 | 13.9668 | 9 | 23.8921 | 21.6519 | 6.2621 |  |  |  | 1.7098 | 0.21372 | 0.21372
3 | 2047 | 2047-03-26 | 0.22014 | 1.4382 | 2.2014 | 14.3824 | 9 | 24.6094 | 22.3018 | 6.45 |  |  |  | 1.7611 | 0.22014 | 0.22014
3 | 2047 | 2047-03-27 | 0.21167 | 1.3839 | 2.1167 | 13.8387 | 9 | 23.6623 | 21.4436 | 6.2018 |  |  |  | 1.6933 | 0.21167 | 0.21167
3 | 2047 | 2047-03-28 | 0.20812 | 1.3611 | 2.0812 | 13.6112 | 8 | 23.2657 | 20.9703 | 6.0979 |  |  |  | 1.6649 | 0.20812 | 0.20812
3 | 2047 | 2047-03-29 | 0.20186 | 1.3212 | 2.0186 | 13.2118 | 7 | 22.5665 | 20.2307 | 5.9146 |  |  |  | 1.6149 | 0.20186 | 0.20186
3 | 2047 | 2047-03-30 | 0.19536 | 1.2762 | 1.9536 | 12.7617 | 8 | 21.8389 | 19.6842 | 5.7239 |  |  |  | 1.5628 | 0.19536 | 0.19536
3 | 2047 | 2047-03-31 | 0.18955 | 1.239 | 1.8955 | 12.39 | 8 | 21.1899 | 19.0992 | 5.5538 |  |  |  | 1.5164 | 0.18955 | 0.18955
4 | 2047 | 2047-04-01 | 0.18932 | 1.2097 | 1.8932 | 12.0968 | 8 | 21.1644 | 19.0763 | 5.5471 |  |  |  | 1.5146 | 0.18932 | 0.18932
4 | 2047 | 2047-04-02 | 0.1797 | 1.1525 | 1.797 | 11.5251 | 8 | 20.0886 | 18.1067 | 5.2652 |  |  |  | 1.4376 | 0.1797 | 0.1797
4 | 2047 | 2047-04-03 | 0.17722 | 1.1363 | 1.7722 | 11.3625 | 8 | 19.8119 | 17.8572 | 5.1926 |  |  |  | 1.4178 | 0.17722 | 0.17722
4 | 2047 | 2047-04-04 | 0.17131 | 1.1009 | 1.7131 | 11.0086 | 7 | 19.1508 | 17.1686 | 5.0194 |  |  |  | 1.3705 | 0.17131 | 0.17131
4 | 2047 | 2047-04-05 | 0.16734 | 1.0765 | 1.6734 | 10.7653 | 6 | 18.707 | 16.6811 | 4.9031 |  |  |  | 1.3387 | 0.16734 | 0.16734
4 | 2047 | 2047-04-06 | 0.15915 | 1.0195 | 1.5915 | 10.1953 | 7 | 17.7913 | 15.9498 | 4.6631 |  |  |  | 1.2732 | 0.15915 | 0.15915
4 | 2047 | 2047-04-07 | 0.15751 | 1.0093 | 1.5751 | 10.093 | 6 | 17.6077 | 15.7009 | 4.6149 |  |  |  | 1.26 | 0.15751 | 0.15751
4 | 2047 | 2047-04-08 | 0.15712 | 1.0137 | 1.5712 | 10.1373 | 7 | 17.5649 | 15.7469 | 4.6037 |  |  |  | 1.257 | 0.15712 | 0.15712
4 | 2047 | 2047-04-09 | 0.16573 | 1.0616 | 1.6573 | 10.6164 | 7 | 18.5267 | 16.6091 | 4.8558 |  |  |  | 1.3258 | 0.16573 | 0.16573
4 | 2047 | 2047-04-10 | 0.15861 | 1.0197 | 1.5861 | 10.197 | 8 | 17.731 | 15.9816 | 4.6472 |  |  |  | 1.2689 | 0.15861 | 0.15861
4 | 2047 | 2047-04-11 | 0.15099 | 0.97436 | 1.5099 | 9.7436 | 7 | 16.8795 | 15.1324 | 4.4241 |  |  |  | 1.2079 | 0.15099 | 0.15099
4 | 2047 | 2047-04-12 | 0.14645 | 0.94611 | 1.4645 | 9.4611 | 5 | 16.3719 | 14.5213 | 4.291 |  |  |  | 1.1716 | 0.14645 | 0.14645
4 | 2047 | 2047-04-13 | 0.13598 | 0.877 | 1.3598 | 8.77 | 5 | 15.2017 | 13.4833 | 3.9843 |  |  |  | 1.0879 | 0.13598 | 0.13598
4 | 2047 | 2047-04-14 | 0.13176 | 0.8513 | 1.3176 | 8.513 | 4 | 14.7291 | 12.9951 | 3.8605 |  |  |  | 1.054 | 0.13176 | 0.13176
4 | 2047 | 2047-04-15 | 0.13561 | 0.87942 | 1.3561 | 8.7942 | 5 | 15.1603 | 13.4466 | 3.9735 |  |  |  | 1.0849 | 0.13561 | 0.13561
4 | 2047 | 2047-04-16 | 0.14055 | 0.9071 | 1.4055 | 9.071 | 5 | 15.7124 | 13.9363 | 4.1182 |  |  |  | 1.1244 | 0.14055 | 0.14055
4 | 2047 | 2047-04-17 | 0.14065 | 0.90653 | 1.4065 | 9.0653 | 6 | 15.723 | 14.0202 | 4.1209 |  |  |  | 1.1252 | 0.14065 | 0.14065
4 | 2047 | 2047-04-18 | 0.13678 | 0.8829 | 1.3678 | 8.829 | 6 | 15.2911 | 13.6351 | 4.0077 |  |  |  | 1.0943 | 0.13678 | 0.13678
4 | 2047 | 2047-04-19 | 0.13549 | 0.87423 | 1.3549 | 8.7423 | 6 | 15.147 | 13.5066 | 3.97 |  |  |  | 1.084 | 0.13549 | 0.13549
4 | 2047 | 2047-04-20 | 0.12086 | 0.78066 | 1.2086 | 7.8066 | 5 | 13.5108 | 11.9836 | 3.5411 |  |  |  | 0.96686 | 0.12086 | 0.12086
4 | 2047 | 2047-04-21 | 0.1179 | 0.76279 | 1.179 | 7.6279 | 5 | 13.1801 | 11.6903 | 3.4545 |  |  |  | 0.9432 | 0.1179 | 0.1179
4 | 2047 | 2047-04-22 | 0.12094 | 0.78753 | 1.2094 | 7.8753 | 5 | 13.5197 | 11.9915 | 3.5435 |  |  |  | 0.9675 | 0.12094 | 0.12094
4 | 2047 | 2047-04-23 | 0.11472 | 0.75096 | 1.1472 | 7.5096 | 4 | 12.8251 | 11.3152 | 3.3614 |  |  |  | 0.91779 | 0.11472 | 0.11472
4 | 2047 | 2047-04-24 | 0.11064 | 0.72635 | 1.1064 | 7.2635 | 3 | 12.3688 | 10.8552 | 3.2418 |  |  |  | 0.88514 | 0.11064 | 0.11064
4 | 2047 | 2047-04-25 | 0.1122 | 0.73458 | 1.122 | 7.3458 | 3 | 12.5432 | 11.0083 | 3.2875 |  |  |  | 0.89762 | 0.1122 | 0.1122
4 | 2047 | 2047-04-26 | 0.11074 | 0.72523 | 1.1074 | 7.2523 | 4 | 12.3792 | 10.9218 | 3.2445 |  |  |  | 0.88588 | 0.11074 | 0.11074
4 | 2047 | 2047-04-27 | 0.10194 | 0.66594 | 1.0194 | 6.6594 | 4 | 11.396 | 10.0543 | 2.9869 |  |  |  | 0.81552 | 0.10194 | 0.10194
4 | 2047 | 2047-04-28 | 0.10286 | 0.66989 | 1.0286 | 6.6989 | 5 | 11.4991 | 10.1992 | 3.0139 |  |  |  | 0.8229 | 0.10286 | 0.10286
4 | 2047 | 2047-04-29 | 0.10785 | 0.70715 | 1.0785 | 7.0715 | 4 | 12.0565 | 10.6371 | 3.16 |  |  |  | 0.86279 | 0.10785 | 0.10785
4 | 2047 | 2047-04-30 | 0.10737 | 0.70334 | 1.0737 | 7.0334 | 5 | 12.0032 | 10.6464 | 3.146 |  |  |  | 0.85898 | 0.10737 | 0.10737
5 | 2047 | 2047-05-01 | 0.089204 | 0.61297 | 0.89204 | 6.1297 | 5 | 9.9722 | 8.845 | 2.6137 |  |  |  | 0.71364 | 0.089204 | 0.089204
5 | 2047 | 2047-05-02 | 0.086684 | 0.59614 | 0.86684 | 5.9614 | 4 | 9.6905 | 8.5497 | 2.5399 |  |  |  | 0.69347 | 0.086684 | 0.086684
5 | 2047 | 2047-05-03 | 0.083638 | 0.5753 | 0.83638 | 5.753 | 3 | 9.35 | 8.2058 | 2.4506 |  |  |  | 0.66911 | 0.083638 | 0.083638
5 | 2047 | 2047-05-04 | 0.074506 | 0.51129 | 0.74506 | 5.1129 | 3 | 8.3291 | 7.3098 | 2.183 |  |  |  | 0.59605 | 0.074506 | 0.074506
5 | 2047 | 2047-05-05 | 0.072652 | 0.49874 | 0.72652 | 4.9874 | 3 | 8.1219 | 7.128 | 2.1287 |  |  |  | 0.58122 | 0.072652 | 0.072652
5 | 2047 | 2047-05-06 | 0.079733 | 0.55113 | 0.79733 | 5.5113 | 3 | 8.9134 | 7.8226 | 2.3362 |  |  |  | 0.63786 | 0.079733 | 0.079733
5 | 2047 | 2047-05-07 | 0.077642 | 0.53929 | 0.77642 | 5.3929 | 4 | 8.6797 | 7.6578 | 2.2749 |  |  |  | 0.62114 | 0.077642 | 0.077642
5 | 2047 | 2047-05-08 | 0.076156 | 0.5292 | 0.76156 | 5.292 | 3 | 8.5136 | 7.4718 | 2.2314 |  |  |  | 0.60925 | 0.076156 | 0.076156
5 | 2047 | 2047-05-09 | 0.075124 | 0.52137 | 0.75124 | 5.2137 | 3 | 8.3982 | 7.3705 | 2.2011 |  |  |  | 0.601 | 0.075124 | 0.075124
5 | 2047 | 2047-05-10 | 0.073556 | 0.51435 | 0.73556 | 5.1435 | 3 | 8.2229 | 7.2166 | 2.1552 |  |  |  | 0.58845 | 0.073556 | 0.073556
5 | 2047 | 2047-05-11 | 0.064182 | 0.44996 | 0.64182 | 4.4996 | 3 | 7.1749 | 6.2969 | 1.8805 |  |  |  | 0.51345 | 0.064182 | 0.064182
5 | 2047 | 2047-05-12 | 0.062604 | 0.4415 | 0.62604 | 4.415 | 3 | 6.9985 | 6.1421 | 1.8343 |  |  |  | 0.50083 | 0.062604 | 0.062604
5 | 2047 | 2047-05-13 | 0.067732 | 0.47692 | 0.67732 | 4.7692 | 2 | 7.5718 | 6.6104 | 1.9845 |  |  |  | 0.54185 | 0.067732 | 0.067732
5 | 2047 | 2047-05-14 | 0.065977 | 0.46662 | 0.65977 | 4.6662 | 2 | 7.3756 | 6.4392 | 1.9331 |  |  |  | 0.52781 | 0.065977 | 0.065977
5 | 2047 | 2047-05-15 | 0.066548 | 0.47229 | 0.66548 | 4.7229 | 2 | 7.4395 | 6.4949 | 1.9499 |  |  |  | 0.53239 | 0.066548 | 0.066548
5 | 2047 | 2047-05-16 | 0.066124 | 0.4689 | 0.66124 | 4.689 | 2 | 7.392 | 6.4535 | 1.9374 |  |  |  | 0.52899 | 0.066124 | 0.066124
5 | 2047 | 2047-05-17 | 0.064655 | 0.45946 | 0.64655 | 4.5946 | 3 | 7.2278 | 6.3433 | 1.8944 |  |  |  | 0.51724 | 0.064655 | 0.064655
5 | 2047 | 2047-05-18 | 0.053975 | 0.38641 | 0.53975 | 3.8641 | 2 | 6.0339 | 5.2678 | 1.5815 |  |  |  | 0.4318 | 0.053975 | 0.053975
5 | 2047 | 2047-05-19 | 0.052625 | 0.37935 | 0.52625 | 3.7935 | 1 | 5.8829 | 5.1093 | 1.5419 |  |  |  | 0.421 | 0.052625 | 0.052625
5 | 2047 | 2047-05-20 | 0.057988 | 0.41661 | 0.57988 | 4.1661 | 0 | 6.4825 | 0 | 1.699 |  |  |  | 0.4639 | 0.057988 | 0.057988
5 | 2047 | 2047-05-21 | 0.058946 | 0.42552 | 0.58946 | 4.2552 | 1 | 6.5896 | 5.723 | 1.7271 |  |  |  | 0.47157 | 0.058946 | 0.058946
5 | 2047 | 2047-05-22 | 0.059109 | 0.42753 | 0.59109 | 4.2753 | 1 | 6.6078 | 5.7388 | 1.7319 |  |  |  | 0.47287 | 0.059109 | 0.059109
5 | 2047 | 2047-05-23 | 0.058108 | 0.42292 | 0.58108 | 4.2292 | 2 | 6.4959 | 5.6712 | 1.7026 |  |  |  | 0.46486 | 0.058108 | 0.058108
5 | 2047 | 2047-05-24 | 0.057088 | 0.4183 | 0.57088 | 4.183 | 1 | 6.3819 | 5.5427 | 1.6727 |  |  |  | 0.45671 | 0.057088 | 0.057088
5 | 2047 | 2047-05-25 | 0.047435 | 0.35238 | 0.47435 | 3.5238 | 1 | 5.3028 | 4.6055 | 1.3899 |  |  |  | 0.37948 | 0.047435 | 0.047435
5 | 2047 | 2047-05-26 | 0.048263 | 0.3595 | 0.48263 | 3.595 | 1 | 5.3954 | 4.6858 | 1.4141 |  |  |  | 0.3861 | 0.048263 | 0.048263
5 | 2047 | 2047-05-27 | 0.05567 | 0.41514 | 0.5567 | 4.1514 | 1 | 6.2234 | 5.4049 | 1.6311 |  |  |  | 0.44536 | 0.05567 | 0.05567
5 | 2047 | 2047-05-28 | 0.053883 | 0.40277 | 0.53883 | 4.0277 | 1 | 6.0236 | 5.2315 | 1.5788 |  |  |  | 0.43107 | 0.053883 | 0.053883
5 | 2047 | 2047-05-29 | 0.053087 | 0.3984 | 0.53087 | 3.984 | 1 | 5.9346 | 5.1542 | 1.5554 |  |  |  | 0.42469 | 0.053087 | 0.053087
5 | 2047 | 2047-05-30 | 0.051434 | 0.38963 | 0.51434 | 3.8963 | 0 | 5.7498 | 0 | 1.507 |  |  |  | 0.41147 | 0.051434 | 0.051434
5 | 2047 | 2047-05-31 | 0.050614 | 0.38367 | 0.50614 | 3.8367 | 0 | 5.6582 | 0 | 1.483 |  |  |  | 0.40492 | 0.050614 | 0.050614
6 | 2047 | 2047-06-01 | 0.040365 | 0.32363 | 0.40365 | 3.2363 | 0 | 4.5124 | 0 | 1.1827 |  |  |  | 0.32292 | 0.040365 | 0.040365
6 | 2047 | 2047-06-02 | 0.040227 | 0.32454 | 0.40227 | 3.2454 | 1 | 4.497 | 3.9056 | 1.1786 |  |  |  | 0.32181 | 0.040227 | 0.040227
6 | 2047 | 2047-06-03 | 0.04728 | 0.37452 | 0.4728 | 3.7452 | 1 | 5.2855 | 4.5904 | 1.3853 |  |  |  | 0.37824 | 0.04728 | 0.04728
6 | 2047 | 2047-06-04 | 0.046912 | 0.3733 | 0.46912 | 3.733 | 1 | 5.2444 | 4.5547 | 1.3745 |  |  |  | 0.3753 | 0.046912 | 0.046912
6 | 2047 | 2047-06-05 | 0.046806 | 0.37476 | 0.46806 | 3.7476 | 1 | 5.2324 | 4.5443 | 1.3714 |  |  |  | 0.37445 | 0.046806 | 0.046806
6 | 2047 | 2047-06-06 | 0.046319 | 0.37179 | 0.46319 | 3.7179 | 0 | 5.178 | 0 | 1.3571 |  |  |  | 0.37055 | 0.046319 | 0.046319
6 | 2047 | 2047-06-07 | 0.046412 | 0.37442 | 0.46412 | 3.7442 | 1 | 5.1884 | 4.5061 | 1.3599 |  |  |  | 0.37129 | 0.046412 | 0.046412
6 | 2047 | 2047-06-08 | 0.038698 | 0.32305 | 0.38698 | 3.2305 | 0 | 4.326 | 0 | 1.1338 |  |  |  | 0.30958 | 0.038698 | 0.038698
6 | 2047 | 2047-06-09 | 0.038585 | 0.3233 | 0.38585 | 3.233 | 0 | 4.3135 | 0 | 1.1306 |  |  |  | 0.30868 | 0.038585 | 0.038585
6 | 2047 | 2047-06-10 | 0.045885 | 0.37461 | 0.45885 | 3.7461 | 0 | 5.1295 | 0 | 1.3444 |  |  |  | 0.36708 | 0.045885 | 0.045885
6 | 2047 | 2047-06-11 | 0.045623 | 0.3737 | 0.45623 | 3.737 | 0 | 5.1002 | 0 | 1.3367 |  |  |  | 0.36498 | 0.045623 | 0.045623
6 | 2047 | 2047-06-12 | 0.045529 | 0.37417 | 0.45529 | 3.7417 | 0 | 5.0897 | 0 | 1.334 |  |  |  | 0.36423 | 0.045529 | 0.045529
6 | 2047 | 2047-06-13 | 0.045697 | 0.37711 | 0.45697 | 3.7711 | 1 | 5.1085 | 4.4367 | 1.3389 |  |  |  | 0.36558 | 0.045697 | 0.045697
6 | 2047 | 2047-06-14 | 0.045568 | 0.37766 | 0.45568 | 3.7766 | 0 | 5.0941 | 0 | 1.3351 |  |  |  | 0.36454 | 0.045568 | 0.045568
6 | 2047 | 2047-06-15 | 0.037894 | 0.32567 | 0.37894 | 3.2567 | 0 | 4.2362 | 0 | 1.1103 |  |  |  | 0.30316 | 0.037894 | 0.037894
6 | 2047 | 2047-06-16 | 0.038165 | 0.3288 | 0.38165 | 3.288 | 1 | 4.2665 | 3.7054 | 1.1182 |  |  |  | 0.30532 | 0.038165 | 0.038165
6 | 2047 | 2047-06-17 | 0.045705 | 0.38198 | 0.45705 | 3.8198 | 0 | 5.1094 | 0 | 1.3392 |  |  |  | 0.36564 | 0.045705 | 0.045705
6 | 2047 | 2047-06-18 | 0.045623 | 0.38247 | 0.45623 | 3.8247 | 0 | 5.1002 | 0 | 1.3367 |  |  |  | 0.36498 | 0.045623 | 0.045623
6 | 2047 | 2047-06-19 | 0.045684 | 0.38395 | 0.45684 | 3.8395 | 0 | 5.107 | 0 | 1.3385 |  |  |  | 0.36547 | 0.045684 | 0.045684
6 | 2047 | 2047-06-20 | 0.045565 | 0.38346 | 0.45565 | 3.8346 | 0 | 5.0938 | 0 | 1.3351 |  |  |  | 0.36452 | 0.045565 | 0.045565
6 | 2047 | 2047-06-21 | 0.045501 | 0.38395 | 0.45501 | 3.8395 | 0 | 5.0866 | 0 | 1.3332 |  |  |  | 0.36401 | 0.045501 | 0.045501
6 | 2047 | 2047-06-22 | 0.038071 | 0.3336 | 0.38071 | 3.336 | 0 | 4.256 | 0 | 1.1155 |  |  |  | 0.30457 | 0.038071 | 0.038071
6 | 2047 | 2047-06-23 | 0.03831 | 0.33617 | 0.3831 | 3.3617 | 0 | 4.2827 | 0 | 1.1225 |  |  |  | 0.30648 | 0.03831 | 0.03831
6 | 2047 | 2047-06-24 | 0.045849 | 0.389 | 0.45849 | 3.89 | 0 | 5.1255 | 0 | 1.3434 |  |  |  | 0.36679 | 0.045849 | 0.045849
6 | 2047 | 2047-06-25 | 0.045914 | 0.39042 | 0.45914 | 3.9042 | 0 | 5.1327 | 0 | 1.3453 |  |  |  | 0.36731 | 0.045914 | 0.045914
6 | 2047 | 2047-06-26 | 0.0459 | 0.39103 | 0.459 | 3.9103 | 0 | 5.1312 | 0 | 1.3449 |  |  |  | 0.3672 | 0.0459 | 0.0459
6 | 2047 | 2047-06-27 | 0.046068 | 0.39247 | 0.46068 | 3.9247 | 0 | 5.1499 | 0 | 1.3498 |  |  |  | 0.36854 | 0.046068 | 0.046068
6 | 2047 | 2047-06-28 | 0.046212 | 0.39412 | 0.46212 | 3.9412 | 0 | 5.166 | 0 | 1.354 |  |  |  | 0.36969 | 0.046212 | 0.046212
6 | 2047 | 2047-06-29 | 0.038706 | 0.3431 | 0.38706 | 3.431 | 0 | 4.327 | 0 | 1.1341 |  |  |  | 0.30965 | 0.038706 | 0.038706
6 | 2047 | 2047-06-30 | 0.038714 | 0.34367 | 0.38714 | 3.4367 | 0 | 4.3278 | 0 | 1.1343 |  |  |  | 0.30971 | 0.038714 | 0.038714
7 | 2047 | 2047-07-01 | 0.047291 | 0.42734 | 0.47291 | 4.2734 | 0 | 5.2867 | 0 | 1.3856 |  |  |  | 0.37833 | 0.047291 | 0.047291
7 | 2047 | 2047-07-02 | 0.04763 | 0.43379 | 0.4763 | 4.3379 | 0 | 5.3246 | 0 | 1.3956 |  |  |  | 0.38104 | 0.04763 | 0.04763
7 | 2047 | 2047-07-03 | 0.047933 | 0.43954 | 0.47933 | 4.3954 | 0 | 5.3585 | 0 | 1.4044 |  |  |  | 0.38347 | 0.047933 | 0.047933
7 | 2047 | 2047-07-04 | 0.047497 | 0.42996 | 0.47497 | 4.2996 | 0 | 5.3097 | 0 | 1.3917 |  |  |  | 0.37997 | 0.047497 | 0.047497
7 | 2047 | 2047-07-05 | 0.047606 | 0.43185 | 0.47606 | 4.3185 | 0 | 5.322 | 0 | 1.3949 |  |  |  | 0.38085 | 0.047606 | 0.047606
7 | 2047 | 2047-07-06 | 0.040014 | 0.37831 | 0.40014 | 3.7831 | 0 | 4.4732 | 0 | 1.1724 |  |  |  | 0.32011 | 0.040014 | 0.040014
7 | 2047 | 2047-07-07 | 0.040131 | 0.38057 | 0.40131 | 3.8057 | 0 | 4.4863 | 0 | 1.1758 |  |  |  | 0.32105 | 0.040131 | 0.040131
7 | 2047 | 2047-07-08 | 0.047577 | 0.43071 | 0.47577 | 4.3071 | 0 | 5.3187 | 0 | 1.394 |  |  |  | 0.38062 | 0.047577 | 0.047577
7 | 2047 | 2047-07-09 | 0.047698 | 0.43332 | 0.47698 | 4.3332 | 0 | 5.3322 | 0 | 1.3975 |  |  |  | 0.38158 | 0.047698 | 0.047698
7 | 2047 | 2047-07-10 | 0.048038 | 0.44068 | 0.48038 | 4.4068 | 0 | 5.3702 | 0 | 1.4075 |  |  |  | 0.38431 | 0.048038 | 0.048038
7 | 2047 | 2047-07-11 | 0.047516 | 0.43023 | 0.47516 | 4.3023 | 0 | 5.3118 | 0 | 1.3922 |  |  |  | 0.38013 | 0.047516 | 0.047516
7 | 2047 | 2047-07-12 | 0.047288 | 0.42611 | 0.47288 | 4.2611 | 0 | 5.2864 | 0 | 1.3855 |  |  |  | 0.3783 | 0.047288 | 0.047288
7 | 2047 | 2047-07-13 | 0.03993 | 0.37857 | 0.3993 | 3.7857 | 0 | 4.4638 | 0 | 1.1699 |  |  |  | 0.31944 | 0.03993 | 0.03993
7 | 2047 | 2047-07-14 | 0.039797 | 0.37682 | 0.39797 | 3.7682 | 0 | 4.4489 | 0 | 1.166 |  |  |  | 0.31837 | 0.039797 | 0.039797
7 | 2047 | 2047-07-15 | 0.047455 | 0.43268 | 0.47455 | 4.3268 | 0 | 5.305 | 0 | 1.3904 |  |  |  | 0.37964 | 0.047455 | 0.047455
7 | 2047 | 2047-07-16 | 0.047374 | 0.43247 | 0.47374 | 4.3247 | 0 | 5.2959 | 0 | 1.388 |  |  |  | 0.37899 | 0.047374 | 0.047374
7 | 2047 | 2047-07-17 | 0.047362 | 0.43393 | 0.47362 | 4.3393 | 0 | 5.2946 | 0 | 1.3877 |  |  |  | 0.37889 | 0.047362 | 0.047362
7 | 2047 | 2047-07-18 | 0.047185 | 0.4322 | 0.47185 | 4.322 | 0 | 5.2748 | 0 | 1.3825 |  |  |  | 0.37748 | 0.047185 | 0.047185
7 | 2047 | 2047-07-19 | 0.046901 | 0.4285 | 0.46901 | 4.285 | 0 | 5.2431 | 0 | 1.3742 |  |  |  | 0.37521 | 0.046901 | 0.046901
7 | 2047 | 2047-07-20 | 0.039111 | 0.3736 | 0.39111 | 3.736 | 0 | 4.3722 | 0 | 1.146 |  |  |  | 0.31289 | 0.039111 | 0.039111
7 | 2047 | 2047-07-21 | 0.038789 | 0.36961 | 0.38789 | 3.6961 | 0 | 4.3362 | 0 | 1.1365 |  |  |  | 0.31031 | 0.038789 | 0.038789
7 | 2047 | 2047-07-22 | 0.046197 | 0.422 | 0.46197 | 4.22 | 0 | 5.1644 | 0 | 1.3536 |  |  |  | 0.36958 | 0.046197 | 0.046197
7 | 2047 | 2047-07-23 | 0.045807 | 0.41712 | 0.45807 | 4.1712 | 0 | 5.1208 | 0 | 1.3421 |  |  |  | 0.36645 | 0.045807 | 0.045807
7 | 2047 | 2047-07-24 | 0.045573 | 0.41575 | 0.45573 | 4.1575 | 0 | 5.0946 | 0 | 1.3353 |  |  |  | 0.36458 | 0.045573 | 0.045573
7 | 2047 | 2047-07-25 | 0.04529 | 0.41365 | 0.4529 | 4.1365 | 0 | 5.063 | 0 | 1.327 |  |  |  | 0.36232 | 0.04529 | 0.04529
7 | 2047 | 2047-07-26 | 0.045077 | 0.41325 | 0.45077 | 4.1325 | 0 | 5.0392 | 0 | 1.3208 |  |  |  | 0.36062 | 0.045077 | 0.045077
7 | 2047 | 2047-07-27 | 0.037446 | 0.36351 | 0.37446 | 3.6351 | 0 | 4.1861 | 0 | 1.0972 |  |  |  | 0.29957 | 0.037446 | 0.037446
7 | 2047 | 2047-07-28 | 0.036612 | 0.35069 | 0.36612 | 3.5069 | 0 | 4.0928 | 0 | 1.0727 |  |  |  | 0.29289 | 0.036612 | 0.036612
7 | 2047 | 2047-07-29 | 0.043919 | 0.40282 | 0.43919 | 4.0282 | 0 | 4.9098 | 0 | 1.2868 |  |  |  | 0.35136 | 0.043919 | 0.043919
7 | 2047 | 2047-07-30 | 0.043577 | 0.40077 | 0.43577 | 4.0077 | 0 | 4.8715 | 0 | 1.2768 |  |  |  | 0.34862 | 0.043577 | 0.043577
7 | 2047 | 2047-07-31 | 0.043161 | 0.3974 | 0.43161 | 3.974 | 0 | 4.825 | 0 | 1.2646 |  |  |  | 0.34529 | 0.043161 | 0.043161
8 | 2047 | 2047-08-01 | 0.030269 | 0.24533 | 0.30269 | 2.4533 | 0 | 3.3837 | 0 | 0.88687 |  |  |  | 0.24215 | 0.030269 | 0.030269
8 | 2047 | 2047-08-02 | 0.028706 | 0.23023 | 0.28706 | 2.3023 | 0 | 3.2091 | 0 | 0.84109 |  |  |  | 0.22965 | 0.028706 | 0.028706
8 | 2047 | 2047-08-03 | 0.02305 | 0.19996 | 0.2305 | 1.9996 | 0 | 2.5768 | 0 | 0.67537 |  |  |  | 0.1844 | 0.02305 | 0.02305
8 | 2047 | 2047-08-04 | 0.021844 | 0.1888 | 0.21844 | 1.888 | 0 | 2.4419 | 0 | 0.64002 |  |  |  | 0.17475 | 0.021844 | 0.021844
8 | 2047 | 2047-08-05 | 0.028142 | 0.22926 | 0.28142 | 2.2926 | 0 | 3.146 | 0 | 0.82456 |  |  |  | 0.22514 | 0.028142 | 0.028142
8 | 2047 | 2047-08-06 | 0.027869 | 0.22818 | 0.27869 | 2.2818 | 0 | 3.1154 | 0 | 0.81655 |  |  |  | 0.22295 | 0.027869 | 0.027869
8 | 2047 | 2047-08-07 | 0.027586 | 0.22707 | 0.27586 | 2.2707 | 0 | 3.0839 | 0 | 0.80827 |  |  |  | 0.22069 | 0.027586 | 0.027586
8 | 2047 | 2047-08-08 | 0.027296 | 0.22596 | 0.27296 | 2.2596 | 0 | 3.0514 | 0 | 0.79977 |  |  |  | 0.21837 | 0.027296 | 0.027296
8 | 2047 | 2047-08-09 | 0.026808 | 0.22281 | 0.26808 | 2.2281 | 0 | 2.9969 | 0 | 0.78549 |  |  |  | 0.21447 | 0.026808 | 0.026808
8 | 2047 | 2047-08-10 | 0.019182 | 0.17209 | 0.19182 | 1.7209 | 0 | 2.1443 | 0 | 0.56202 |  |  |  | 0.15345 | 0.019182 | 0.019182
8 | 2047 | 2047-08-11 | 0.018495 | 0.16695 | 0.18495 | 1.6695 | 0 | 2.0676 | 0 | 0.54191 |  |  |  | 0.14796 | 0.018495 | 0.018495
8 | 2047 | 2047-08-12 | 0.025896 | 0.21961 | 0.25896 | 2.1961 | 0 | 2.8949 | 0 | 0.75876 |  |  |  | 0.20717 | 0.025896 | 0.025896
8 | 2047 | 2047-08-13 | 0.025399 | 0.21659 | 0.25399 | 2.1659 | 0 | 2.8393 | 0 | 0.74418 |  |  |  | 0.20319 | 0.025399 | 0.025399
8 | 2047 | 2047-08-14 | 0.023948 | 0.2035 | 0.23948 | 2.035 | 0 | 2.6772 | 0 | 0.70168 |  |  |  | 0.19159 | 0.023948 | 0.023948
8 | 2047 | 2047-08-15 | 0.023646 | 0.20266 | 0.23646 | 2.0266 | 0 | 2.6434 | 0 | 0.69284 |  |  |  | 0.18917 | 0.023646 | 0.023646
8 | 2047 | 2047-08-16 | 0.023731 | 0.20598 | 0.23731 | 2.0598 | 0 | 2.6529 | 0 | 0.69533 |  |  |  | 0.18985 | 0.023731 | 0.023731
8 | 2047 | 2047-08-17 | 0.016116 | 0.15572 | 0.16116 | 1.5572 | 0 | 1.8016 | 0 | 0.47219 |  |  |  | 0.12893 | 0.016116 | 0.016116
8 | 2047 | 2047-08-18 | 0.016216 | 0.15927 | 0.16216 | 1.5927 | 0 | 1.8128 | 0 | 0.47514 |  |  |  | 0.12973 | 0.016216 | 0.016216
8 | 2047 | 2047-08-19 | 0.020789 | 0.18212 | 0.20789 | 1.8212 | 0 | 2.3241 | 0 | 0.60913 |  |  |  | 0.16632 | 0.020789 | 0.020789
8 | 2047 | 2047-08-20 | 0.021868 | 0.19611 | 0.21868 | 1.9611 | 0 | 2.4446 | 0 | 0.64072 |  |  |  | 0.17494 | 0.021868 | 0.021868
8 | 2047 | 2047-08-21 | 0.019333 | 0.17169 | 0.19333 | 1.7169 | 0 | 2.1613 | 0 | 0.56646 |  |  |  | 0.15467 | 0.019333 | 0.019333
8 | 2047 | 2047-08-22 | 0.02197 | 0.20226 | 0.2197 | 2.0226 | 0 | 2.456 | 0 | 0.64371 |  |  |  | 0.17576 | 0.02197 | 0.02197
8 | 2047 | 2047-08-23 | 0.021379 | 0.19852 | 0.21379 | 1.9852 | 0 | 2.39 | 0 | 0.62641 |  |  |  | 0.17103 | 0.021379 | 0.021379
8 | 2047 | 2047-08-24 | 0.010621 | 0.1149 | 0.10621 | 1.149 | 0 | 1.1873 | 0 | 0.31118 |  |  |  | 0.084965 | 0.010621 | 0.010621
8 | 2047 | 2047-08-25 | 0.012555 | 0.13798 | 0.12555 | 1.3798 | 0 | 1.4036 | 0 | 0.36787 |  |  |  | 0.10044 | 0.012555 | 0.012555
8 | 2047 | 2047-08-26 | 0.020313 | 0.19468 | 0.20313 | 1.9468 | 0 | 2.2708 | 0 | 0.59516 |  |  |  | 0.1625 | 0.020313 | 0.020313
8 | 2047 | 2047-08-27 | 0.019435 | 0.18779 | 0.19435 | 1.8779 | 0 | 2.1727 | 0 | 0.56946 |  |  |  | 0.15548 | 0.019435 | 0.019435
8 | 2047 | 2047-08-28 | 0.018969 | 0.18523 | 0.18969 | 1.8523 | 0 | 2.1205 | 0 | 0.55579 |  |  |  | 0.15175 | 0.018969 | 0.018969
8 | 2047 | 2047-08-29 | 0.015479 | 0.15047 | 0.15479 | 1.5047 | 0 | 1.7304 | 0 | 0.45353 |  |  |  | 0.12383 | 0.015479 | 0.015479
8 | 2047 | 2047-08-30 | 0.018512 | 0.18502 | 0.18512 | 1.8502 | 0 | 2.0695 | 0 | 0.54241 |  |  |  | 0.1481 | 0.018512 | 0.018512
8 | 2047 | 2047-08-31 | 0.010247 | 0.12762 | 0.10247 | 1.2762 | 0 | 1.1455 | 0 | 0.30023 |  |  |  | 0.081973 | 0.010247 | 0.010247
9 | 2047 | 2047-09-01 | 0.025519 | 0.29977 | 0.25519 | 2.9977 | 0 | 2.8528 | 0 | 0.74771 |  |  |  | 0.20415 | 0.025519 | 0.025519
9 | 2047 | 2047-09-02 | 0.033965 | 0.36545 | 0.33965 | 3.6545 | 0 | 3.7969 | 0 | 0.99516 |  |  |  | 0.27172 | 0.033965 | 0.033965
9 | 2047 | 2047-09-03 | 0.033919 | 0.36655 | 0.33919 | 3.6655 | 0 | 3.7919 | 0 | 0.99384 |  |  |  | 0.27136 | 0.033919 | 0.033919
9 | 2047 | 2047-09-04 | 0.033024 | 0.35726 | 0.33024 | 3.5726 | 0 | 3.6918 | 0 | 0.9676 |  |  |  | 0.26419 | 0.033024 | 0.033024
9 | 2047 | 2047-09-05 | 0.033248 | 0.36211 | 0.33248 | 3.6211 | 0 | 3.7169 | 0 | 0.97418 |  |  |  | 0.26599 | 0.033248 | 0.033248
9 | 2047 | 2047-09-06 | 0.033415 | 0.36605 | 0.33415 | 3.6605 | 0 | 3.7355 | 0 | 0.97907 |  |  |  | 0.26732 | 0.033415 | 0.033415
9 | 2047 | 2047-09-07 | 0.025426 | 0.30908 | 0.25426 | 3.0908 | 0 | 2.8424 | 0 | 0.74499 |  |  |  | 0.20341 | 0.025426 | 0.025426
9 | 2047 | 2047-09-08 | 0.026528 | 0.32405 | 0.26528 | 3.2405 | 0 | 2.9656 | 0 | 0.77727 |  |  |  | 0.21222 | 0.026528 | 0.026528
9 | 2047 | 2047-09-09 | 0.034183 | 0.37782 | 0.34183 | 3.7782 | 0 | 3.8213 | 0 | 1.0016 |  |  |  | 0.27346 | 0.034183 | 0.034183
9 | 2047 | 2047-09-10 | 0.034825 | 0.38646 | 0.34825 | 3.8646 | 0 | 3.8931 | 0 | 1.0204 |  |  |  | 0.2786 | 0.034825 | 0.034825
9 | 2047 | 2047-09-11 | 0.034792 | 0.38657 | 0.34792 | 3.8657 | 0 | 3.8895 | 0 | 1.0194 |  |  |  | 0.27834 | 0.034792 | 0.034792
9 | 2047 | 2047-09-12 | 0.03567 | 0.39856 | 0.3567 | 3.9856 | 0 | 3.9876 | 0 | 1.0451 |  |  |  | 0.28536 | 0.03567 | 0.03567
9 | 2047 | 2047-09-13 | 0.036635 | 0.41053 | 0.36635 | 4.1053 | 0 | 4.0954 | 0 | 1.0734 |  |  |  | 0.29308 | 0.036635 | 0.036635
9 | 2047 | 2047-09-14 | 0.02847 | 0.34937 | 0.2847 | 3.4937 | 0 | 3.1827 | 0 | 0.83418 |  |  |  | 0.22776 | 0.02847 | 0.02847
9 | 2047 | 2047-09-15 | 0.028751 | 0.35154 | 0.28751 | 3.5154 | 0 | 3.2141 | 0 | 0.84241 |  |  |  | 0.23001 | 0.028751 | 0.028751
9 | 2047 | 2047-09-16 | 0.036403 | 0.40327 | 0.36403 | 4.0327 | 0 | 4.0695 | 0 | 1.0666 |  |  |  | 0.29122 | 0.036403 | 0.036403
9 | 2047 | 2047-09-17 | 0.037873 | 0.42037 | 0.37873 | 4.2037 | 1 | 4.2339 | 3.6771 | 1.1097 |  |  |  | 0.30298 | 0.037873 | 0.037873
9 | 2047 | 2047-09-18 | 0.038588 | 0.42748 | 0.38588 | 4.2748 | 0 | 4.3138 | 0 | 1.1306 |  |  |  | 0.30871 | 0.038588 | 0.038588
9 | 2047 | 2047-09-19 | 0.040265 | 0.44581 | 0.40265 | 4.4581 | 0 | 4.5012 | 0 | 1.1798 |  |  |  | 0.32212 | 0.040265 | 0.040265
9 | 2047 | 2047-09-20 | 0.040938 | 0.45228 | 0.40938 | 4.5228 | 0 | 4.5765 | 0 | 1.1995 |  |  |  | 0.32751 | 0.040938 | 0.040938
9 | 2047 | 2047-09-21 | 0.032833 | 0.38903 | 0.32833 | 3.8903 | 0 | 3.6704 | 0 | 0.96199 |  |  |  | 0.26266 | 0.032833 | 0.032833
9 | 2047 | 2047-09-22 | 0.03497 | 0.41209 | 0.3497 | 4.1209 | 0 | 3.9094 | 0 | 1.0246 |  |  |  | 0.27976 | 0.03497 | 0.03497
9 | 2047 | 2047-09-23 | 0.043144 | 0.46787 | 0.43144 | 4.6787 | 0 | 4.8231 | 0 | 1.2641 |  |  |  | 0.34515 | 0.043144 | 0.043144
9 | 2047 | 2047-09-24 | 0.045206 | 0.49101 | 0.45206 | 4.9101 | 0 | 5.0536 | 0 | 1.3245 |  |  |  | 0.36165 | 0.045206 | 0.045206
9 | 2047 | 2047-09-25 | 0.046393 | 0.50022 | 0.46393 | 5.0022 | 1 | 5.1863 | 4.5043 | 1.3593 |  |  |  | 0.37115 | 0.046393 | 0.046393
9 | 2047 | 2047-09-26 | 0.047789 | 0.51216 | 0.47789 | 5.1216 | 0 | 5.3424 | 0 | 1.4002 |  |  |  | 0.38231 | 0.047789 | 0.047789
9 | 2047 | 2047-09-27 | 0.050586 | 0.54167 | 0.50586 | 5.4167 | 0 | 5.6551 | 0 | 1.4822 |  |  |  | 0.40469 | 0.050586 | 0.050586
9 | 2047 | 2047-09-28 | 0.045301 | 0.51254 | 0.45301 | 5.1254 | 0 | 5.0642 | 0 | 1.3273 |  |  |  | 0.3624 | 0.045301 | 0.045301
9 | 2047 | 2047-09-29 | 0.046989 | 0.52617 | 0.46989 | 5.2617 | 0 | 5.2529 | 0 | 1.3768 |  |  |  | 0.37591 | 0.046989 | 0.046989
9 | 2047 | 2047-09-30 | 0.055736 | 0.58721 | 0.55736 | 5.8721 | 0 | 6.2307 | 0 | 1.6331 |  |  |  | 0.44589 | 0.055736 | 0.055736
10 | 2047 | 2047-10-01 | 0.052232 | 0.56331 | 0.52232 | 5.6331 | 1 | 5.839 | 5.0711 | 1.5304 |  |  |  | 0.41785 | 0.052232 | 0.052232
10 | 2047 | 2047-10-02 | 0.055568 | 0.59254 | 0.55568 | 5.9254 | 1 | 6.212 | 5.3951 | 1.6281 |  |  |  | 0.44454 | 0.055568 | 0.055568
10 | 2047 | 2047-10-03 | 0.05907 | 0.62509 | 0.5907 | 6.2509 | 1 | 6.6035 | 5.7351 | 1.7308 |  |  |  | 0.47256 | 0.05907 | 0.05907
10 | 2047 | 2047-10-04 | 0.060369 | 0.63413 | 0.60369 | 6.3413 | 1 | 6.7487 | 5.8612 | 1.7688 |  |  |  | 0.48295 | 0.060369 | 0.060369
10 | 2047 | 2047-10-05 | 0.055948 | 0.60707 | 0.55948 | 6.0707 | 1 | 6.2545 | 5.432 | 1.6393 |  |  |  | 0.44759 | 0.055948 | 0.055948
10 | 2047 | 2047-10-06 | 0.054989 | 0.59575 | 0.54989 | 5.9575 | 1 | 6.1473 | 5.3388 | 1.6112 |  |  |  | 0.43991 | 0.054989 | 0.054989
10 | 2047 | 2047-10-07 | 0.065802 | 0.68138 | 0.65802 | 6.8138 | 1 | 7.3561 | 6.3887 | 1.928 |  |  |  | 0.52642 | 0.065802 | 0.065802
10 | 2047 | 2047-10-08 | 0.066907 | 0.68044 | 0.66907 | 6.8044 | 1 | 7.4796 | 6.496 | 1.9604 |  |  |  | 0.53526 | 0.066907 | 0.066907
10 | 2047 | 2047-10-09 | 0.070631 | 0.70401 | 0.70631 | 7.0401 | 1 | 7.8959 | 6.8575 | 2.0695 |  |  |  | 0.56505 | 0.070631 | 0.070631
10 | 2047 | 2047-10-10 | 0.074798 | 0.74801 | 0.74798 | 7.4801 | 1 | 8.3617 | 7.2621 | 2.1916 |  |  |  | 0.59839 | 0.074798 | 0.074798
10 | 2047 | 2047-10-11 | 0.078902 | 0.78662 | 0.78902 | 7.8662 | 1 | 8.8205 | 7.6606 | 2.3118 |  |  |  | 0.63122 | 0.078902 | 0.078902
10 | 2047 | 2047-10-12 | 0.074579 | 0.75354 | 0.74579 | 7.5354 | 3 | 8.3372 | 7.317 | 2.1852 |  |  |  | 0.59663 | 0.074579 | 0.074579
10 | 2047 | 2047-10-13 | 0.077018 | 0.78049 | 0.77018 | 7.8049 | 2 | 8.6099 | 7.5168 | 2.2566 |  |  |  | 0.61615 | 0.077018 | 0.077018
10 | 2047 | 2047-10-14 | 0.089971 | 0.88376 | 0.89971 | 8.8376 | 3 | 10.058 | 8.8272 | 2.6362 |  |  |  | 0.71977 | 0.089971 | 0.089971
10 | 2047 | 2047-10-15 | 0.09268 | 0.90576 | 0.9268 | 9.0576 | 2 | 10.3608 | 9.0454 | 2.7155 |  |  |  | 0.74144 | 0.09268 | 0.09268
10 | 2047 | 2047-10-16 | 0.097523 | 0.94906 | 0.97523 | 9.4906 | 3 | 10.9022 | 9.5681 | 2.8574 |  |  |  | 0.78019 | 0.097523 | 0.097523
10 | 2047 | 2047-10-17 | 0.10371 | 1.0075 | 1.0371 | 10.0754 | 4 | 11.5939 | 10.229 | 3.0387 |  |  |  | 0.82969 | 0.10371 | 0.10371
10 | 2047 | 2047-10-18 | 0.10717 | 1.0364 | 1.0717 | 10.3637 | 6 | 11.9801 | 10.6827 | 3.1399 |  |  |  | 0.85732 | 0.10717 | 0.10717
10 | 2047 | 2047-10-19 | 0.10798 | 1.0619 | 1.0798 | 10.6185 | 6 | 12.0717 | 10.7644 | 3.164 |  |  |  | 0.86388 | 0.10798 | 0.10798
10 | 2047 | 2047-10-20 | 0.10659 | 1.0288 | 1.0659 | 10.2884 | 6 | 11.9155 | 10.6251 | 3.123 |  |  |  | 0.8527 | 0.10659 | 0.10659
10 | 2047 | 2047-10-21 | 0.1197 | 1.1281 | 1.197 | 11.2814 | 6 | 13.3813 | 11.9322 | 3.5072 |  |  |  | 0.9576 | 0.1197 | 0.1197
10 | 2047 | 2047-10-22 | 0.12641 | 1.1993 | 1.2641 | 11.9927 | 6 | 14.132 | 12.6015 | 3.7039 |  |  |  | 1.0113 | 0.12641 | 0.12641
10 | 2047 | 2047-10-23 | 0.13108 | 1.2354 | 1.3108 | 12.3537 | 9 | 14.6533 | 13.2793 | 3.8406 |  |  |  | 1.0486 | 0.13108 | 0.13108
10 | 2047 | 2047-10-24 | 0.1366 | 1.2834 | 1.366 | 12.8344 | 9 | 15.2701 | 13.8383 | 4.0023 |  |  |  | 1.0928 | 0.1366 | 0.1366
10 | 2047 | 2047-10-25 | 0.14034 | 1.3136 | 1.4034 | 13.1362 | 8 | 15.6886 | 14.1408 | 4.1119 |  |  |  | 1.1227 | 0.14034 | 0.14034
10 | 2047 | 2047-10-26 | 0.14051 | 1.3285 | 1.4051 | 13.2848 | 10 | 15.7082 | 14.313 | 4.1171 |  |  |  | 1.1241 | 0.14051 | 0.14051
10 | 2047 | 2047-10-27 | 0.14136 | 1.3232 | 1.4136 | 13.2321 | 11 | 15.8028 | 14.4783 | 4.1419 |  |  |  | 1.1309 | 0.14136 | 0.14136
10 | 2047 | 2047-10-28 | 0.15211 | 1.3994 | 1.5211 | 13.9936 | 8 | 17.0045 | 15.3268 | 4.4568 |  |  |  | 1.2169 | 0.15211 | 0.15211
10 | 2047 | 2047-10-29 | 0.15695 | 1.4361 | 1.5695 | 14.3615 | 8 | 17.5458 | 15.8147 | 4.5987 |  |  |  | 1.2556 | 0.15695 | 0.15695
10 | 2047 | 2047-10-30 | 0.15493 | 1.3954 | 1.5493 | 13.9541 | 7 | 17.32 | 15.5273 | 4.5395 |  |  |  | 1.2395 | 0.15493 | 0.15493
10 | 2047 | 2047-10-31 | 0.1588 | 1.426 | 1.588 | 14.2604 | 8 | 17.7527 | 16.0012 | 4.6529 |  |  |  | 1.2704 | 0.1588 | 0.1588
11 | 2047 | 2047-11-01 | 0.16248 | 1.2904 | 1.6248 | 12.9044 | 7 | 18.1639 | 16.2839 | 4.7607 |  |  |  | 1.2999 | 0.16248 | 0.16248
11 | 2047 | 2047-11-02 | 0.15816 | 1.2585 | 1.5816 | 12.5851 | 7 | 17.6812 | 15.8511 | 4.6342 |  |  |  | 1.2653 | 0.15816 | 0.15816
11 | 2047 | 2047-11-03 | 0.16823 | 1.3313 | 1.6823 | 13.3128 | 9 | 18.807 | 17.0435 | 4.9292 |  |  |  | 1.3459 | 0.16823 | 0.16823
11 | 2047 | 2047-11-04 | 0.18089 | 1.4184 | 1.8089 | 14.1841 | 8 | 20.2221 | 18.2269 | 5.3001 |  |  |  | 1.4471 | 0.18089 | 0.18089
11 | 2047 | 2047-11-05 | 0.18311 | 1.4328 | 1.8311 | 14.3276 | 9 | 20.47 | 18.5506 | 5.3651 |  |  |  | 1.4649 | 0.18311 | 0.18311
11 | 2047 | 2047-11-06 | 0.19038 | 1.4823 | 1.9038 | 14.8234 | 10 | 21.2831 | 19.3928 | 5.5782 |  |  |  | 1.5231 | 0.19038 | 0.19038
11 | 2047 | 2047-11-07 | 0.19752 | 1.5277 | 1.9752 | 15.2772 | 11 | 22.0809 | 20.2302 | 5.7873 |  |  |  | 1.5802 | 0.19752 | 0.19752
11 | 2047 | 2047-11-08 | 0.2006 | 1.5463 | 2.006 | 15.4627 | 10 | 22.4247 | 20.433 | 5.8774 |  |  |  | 1.6048 | 0.2006 | 0.2006
11 | 2047 | 2047-11-09 | 0.1941 | 1.4978 | 1.941 | 14.9782 | 9 | 21.6986 | 19.664 | 5.6871 |  |  |  | 1.5528 | 0.1941 | 0.1941
11 | 2047 | 2047-11-10 | 0.19855 | 1.5286 | 1.9855 | 15.2859 | 11 | 22.1957 | 20.3355 | 5.8174 |  |  |  | 1.5884 | 0.19855 | 0.19855
11 | 2047 | 2047-11-11 | 0.21193 | 1.6153 | 2.1193 | 16.1532 | 11 | 23.6919 | 21.7062 | 6.2096 |  |  |  | 1.6954 | 0.21193 | 0.21193
11 | 2047 | 2047-11-12 | 0.22092 | 1.6768 | 2.2092 | 16.7675 | 13 | 10.9453 | 22.8785 | 6.473 |  |  |  | 0.66277 | 1.3255 | 0.22092
11 | 2047 | 2047-11-13 | 0.21645 | 1.6317 | 2.1645 | 16.3166 | 12 | 10.7235 | 22.291 | 6.3418 |  |  |  | 0.64934 | 1.2987 | 0.21645
11 | 2047 | 2047-11-14 | 0.22551 | 1.6978 | 2.2551 | 16.9776 | 13 | 11.1727 | 23.3537 | 6.6075 |  |  |  | 0.67653 | 1.3531 | 0.22551
11 | 2047 | 2047-11-15 | 0.22722 | 1.7039 | 2.2722 | 17.0392 | 12 | 11.2574 | 23.4009 | 6.6576 |  |  |  | 0.68167 | 1.3633 | 0.22722
11 | 2047 | 2047-11-16 | 0.2308 | 1.7308 | 2.308 | 17.3076 | 14 | 11.4345 | 24.1227 | 6.7624 |  |  |  | 0.69239 | 1.3848 | 0.2308
11 | 2047 | 2047-11-17 | 0.22836 | 1.7013 | 2.2836 | 17.0129 | 14 | 11.3138 | 23.8679 | 6.6909 |  |  |  | 0.68508 | 1.3702 | 0.22836
11 | 2047 | 2047-11-18 | 0.23786 | 1.7679 | 2.3786 | 17.679 | 12 | 11.7846 | 24.4968 | 6.9694 |  |  |  | 0.71359 | 1.4272 | 0.23786
11 | 2047 | 2047-11-19 | 0.25045 | 1.8541 | 2.5045 | 18.5414 | 14 | 12.4084 | 26.1772 | 7.3383 |  |  |  | 0.75136 | 1.5027 | 0.25045
11 | 2047 | 2047-11-20 | 0.25263 | 1.866 | 2.5263 | 18.6596 | 14 | 12.5164 | 26.405 | 7.4022 |  |  |  | 0.7579 | 1.5158 | 0.25263
11 | 2047 | 2047-11-21 | 0.26404 | 1.9483 | 2.6404 | 19.4826 | 15 | 13.0813 | 27.855 | 7.7362 |  |  |  | 0.79211 | 1.5842 | 0.26404
11 | 2047 | 2047-11-22 | 0.26982 | 1.9846 | 2.6982 | 19.8459 | 18 | 13.3681 | 29.288 | 7.9058 |  |  |  | 0.80947 | 1.6189 | 0.26982
11 | 2047 | 2047-11-23 | 0.26659 | 1.9537 | 2.6659 | 19.5368 | 18 | 13.208 | 28.9373 | 7.8112 |  |  |  | 0.79978 | 1.5996 | 0.26659
11 | 2047 | 2047-11-24 | 0.27059 | 1.979 | 2.7059 | 19.7897 | 18 | 13.406 | 29.3712 | 7.9283 |  |  |  | 0.81177 | 1.6235 | 0.27059
11 | 2047 | 2047-11-25 | 0.28353 | 2.0661 | 2.8353 | 20.6608 | 14 | 14.0472 | 29.6345 | 8.3075 |  |  |  | 0.8506 | 1.7012 | 0.28353
11 | 2047 | 2047-11-26 | 0.28593 | 2.0787 | 2.8593 | 20.7872 | 15 | 14.1658 | 30.1644 | 8.3776 |  |  |  | 0.85778 | 1.7156 | 0.28593
11 | 2047 | 2047-11-27 | 0.27952 | 2.0174 | 2.7952 | 20.1741 | 14 | 13.8482 | 29.2147 | 8.1898 |  |  |  | 0.83855 | 1.6771 | 0.27952
11 | 2047 | 2047-11-28 | 0.28485 | 2.0554 | 2.8485 | 20.554 | 14 | 14.1124 | 29.7721 | 8.3461 |  |  |  | 0.85455 | 1.7091 | 0.28485
11 | 2047 | 2047-11-29 | 0.29733 | 2.1462 | 2.9733 | 21.4624 | 16 | 14.7307 | 31.6637 | 8.7117 |  |  |  | 0.89199 | 1.784 | 0.29733
11 | 2047 | 2047-11-30 | 0.29519 | 2.1265 | 2.9519 | 21.2647 | 18 | 14.6249 | 32.0416 | 8.6491 |  |  |  | 0.88558 | 1.7712 | 0.29519
12 | 2047 | 2047-12-01 | 0.30019 | 1.9805 | 3.0019 | 19.8049 | 18 | 14.8725 | 32.5842 | 8.7956 |  |  |  | 0.90057 | 1.8011 | 0.30019
12 | 2047 | 2047-12-02 | 0.3173 | 2.0775 | 3.173 | 20.7755 | 19 | 15.7203 | 34.7763 | 9.2969 |  |  |  | 0.9519 | 1.9038 | 0.3173
12 | 2047 | 2047-12-03 | 0.32413 | 2.1175 | 3.2413 | 21.175 | 19 | 16.0586 | 35.5248 | 9.497 |  |  |  | 0.97239 | 1.9448 | 0.32413
12 | 2047 | 2047-12-04 | 0.32573 | 2.126 | 3.2573 | 21.26 | 19 | 16.1377 | 35.6999 | 9.5438 |  |  |  | 0.97718 | 1.9544 | 0.32573
12 | 2047 | 2047-12-05 | 0.33201 | 2.1574 | 3.3201 | 21.5745 | 20 | 16.4488 | 36.7453 | 9.7278 |  |  |  | 0.99602 | 1.992 | 0.33201
12 | 2047 | 2047-12-06 | 0.33237 | 2.1549 | 3.3237 | 21.5486 | 19 | 16.467 | 36.4283 | 9.7385 |  |  |  | 0.99712 | 1.9942 | 0.33237
12 | 2047 | 2047-12-07 | 0.32923 | 2.1316 | 3.2923 | 21.316 | 20 | 16.3113 | 36.438 | 9.6464 |  |  |  | 0.98769 | 1.9754 | 0.32923
12 | 2047 | 2047-12-08 | 0.33879 | 2.1889 | 3.3879 | 21.8885 | 19 | 16.7848 | 37.1314 | 9.9265 |  |  |  | 1.0164 | 2.0327 | 0.33879
12 | 2047 | 2047-12-09 | 0.34045 | 2.2063 | 3.4045 | 22.0628 | 19 | 16.8674 | 37.3139 | 9.9753 |  |  |  | 1.0214 | 2.0427 | 0.34045
12 | 2047 | 2047-12-10 | 0.34597 | 2.2331 | 3.4597 | 22.3311 | 20 | 17.1407 | 38.2909 | 10.137 |  |  |  | 1.0379 | 2.0758 | 0.34597
12 | 2047 | 2047-12-11 | 0.35616 | 2.2882 | 3.5616 | 22.8817 | 20 | 17.6456 | 39.4189 | 10.4356 |  |  |  | 1.0685 | 2.137 | 0.35616
12 | 2047 | 2047-12-12 | 0.35204 | 2.2566 | 3.5204 | 22.5661 | 22 | 17.4415 | 39.7433 | 10.3149 |  |  |  | 1.0561 | 2.1123 | 0.35204
12 | 2047 | 2047-12-13 | 0.35522 | 2.2706 | 3.5522 | 22.706 | 22 | 17.599 | 40.1023 | 10.408 |  |  |  | 1.0657 | 2.1313 | 0.35522
12 | 2047 | 2047-12-14 | 0.34929 | 2.2253 | 3.4929 | 22.2531 | 20 | 17.3049 | 38.6578 | 10.2341 |  |  |  | 1.0479 | 2.0957 | 0.34929
12 | 2047 | 2047-12-15 | 0.35266 | 2.2476 | 3.5266 | 22.476 | 19 | 17.4719 | 38.6513 | 10.3329 |  |  |  | 1.058 | 2.1159 | 0.35266
12 | 2047 | 2047-12-16 | 0.36151 | 2.2957 | 3.6151 | 22.9569 | 23 | 17.9106 | 41.2251 | 10.5923 |  |  |  | 1.0845 | 2.1691 | 0.36151
12 | 2047 | 2047-12-17 | 0.3693 | 2.3384 | 3.693 | 23.3844 | 23 | 18.2965 | 42.1134 | 10.8205 |  |  |  | 1.1079 | 2.2158 | 0.3693
12 | 2047 | 2047-12-18 | 0.36998 | 2.3386 | 3.6998 | 23.3862 | 24 | 18.33 | 42.6217 | 10.8403 |  |  |  | 1.1099 | 2.2199 | 0.36998
12 | 2047 | 2047-12-19 | 0.37922 | 2.3912 | 3.7922 | 23.9119 | 26 | 29.5239 | 44.5981 | 22.2223 |  |  |  | 1.1377 | 2.2753 | 0.37922
12 | 2047 | 2047-12-20 | 0.36837 | 2.3112 | 3.6837 | 23.1125 | 25 | 18.2506 | 42.8753 | 10.7934 |  |  |  | 1.1051 | 2.2102 | 0.36837
12 | 2047 | 2047-12-21 | 0.48649 | 2.9424 | 4.8649 | 29.4245 | 61 | 2.2094 | 100.3873 | 4.2762 |  |  |  | 0.24324 | 4.4757 | 0.14595
12 | 2047 | 2047-12-22 | 0.37539 | 2.3528 | 3.7539 | 23.5277 | 23 | 18.5981 | 42.8077 | 10.9989 |  |  |  | 1.1262 | 2.2523 | 0.37539
12 | 2047 | 2047-12-23 | 0.37564 | 2.3542 | 3.7564 | 23.5421 | 21 | 18.6104 | 41.9864 | 11.0061 |  |  |  | 1.1269 | 2.2538 | 0.37564
12 | 2047 | 2047-12-24 | 0.3775 | 2.3665 | 3.775 | 23.6653 | 21 | 18.7027 | 42.1947 | 11.0608 |  |  |  | 1.1325 | 2.265 | 0.3775
12 | 2047 | 2047-12-25 | 0.38298 | 2.3958 | 3.8298 | 23.958 | 21 | 18.9743 | 42.8073 | 11.2214 |  |  |  | 1.1489 | 2.2979 | 0.38298
12 | 2047 | 2047-12-26 | 0.38183 | 2.3837 | 3.8183 | 23.8369 | 22 | 18.917 | 43.1056 | 11.1875 |  |  |  | 1.1455 | 2.291 | 0.38183
12 | 2047 | 2047-12-27 | 0.38161 | 2.383 | 3.8161 | 23.8298 | 23 | 18.9063 | 43.517 | 11.1811 |  |  |  | 1.1448 | 2.2897 | 0.38161
12 | 2047 | 2047-12-28 | 0.38133 | 2.3675 | 3.8133 | 23.6753 | 24 | 18.8927 | 43.93 | 11.1731 |  |  |  | 1.144 | 2.288 | 0.38133
12 | 2047 | 2047-12-29 | 0.36705 | 2.2678 | 3.6705 | 22.6776 | 23 | 18.1848 | 41.8564 | 10.7545 |  |  |  | 1.1011 | 2.2023 | 0.36705
12 | 2047 | 2047-12-30 | 0.37859 | 2.3405 | 3.7859 | 23.4046 | 25 | 18.7569 | 44.0647 | 11.0928 |  |  |  | 1.1358 | 2.2716 | 0.37859
12 | 2047 | 2047-12-31 | 0.38356 | 2.3729 | 3.8356 | 23.7292 | 24 | 19.0031 | 44.1868 | 11.2384 |  |  |  | 1.1507 | 2.3014 | 0.38356
1 | 2048 | 2048-01-01 | 0.41207 | 2.5565 | 4.1207 | 25.5652 | 26 | 32.0816 | 48.4617 | 24.1474 |  |  |  | 1.2362 | 2.4724 | 0.41207
1 | 2048 | 2048-01-02 | 0.41358 | 2.569 | 4.1358 | 25.6897 | 25 | 20.4901 | 48.1364 | 12.1178 |  |  |  | 1.2407 | 2.4815 | 0.41358
1 | 2048 | 2048-01-03 | 0.412 | 2.5545 | 4.12 | 25.5447 | 25 | 20.4122 | 47.9534 | 12.0717 |  |  |  | 1.236 | 2.472 | 0.412
1 | 2048 | 2048-01-04 | 0.40676 | 2.5176 | 4.0676 | 25.1758 | 25 | 20.1525 | 47.3432 | 11.9181 |  |  |  | 1.2203 | 2.4406 | 0.40676
1 | 2048 | 2048-01-05 | 0.40273 | 2.4935 | 4.0273 | 24.9349 | 26 | 31.3542 | 47.3629 | 23.6 |  |  |  | 1.2082 | 2.4164 | 0.40273
1 | 2048 | 2048-01-06 | 0.4134 | 2.5633 | 4.134 | 25.6333 | 25 | 20.4812 | 48.1154 | 12.1125 |  |  |  | 1.2402 | 2.4804 | 0.4134
1 | 2048 | 2048-01-07 | 0.40798 | 2.5237 | 4.0798 | 25.2369 | 23 | 20.2128 | 46.5242 | 11.9538 |  |  |  | 1.2239 | 2.4479 | 0.40798
1 | 2048 | 2048-01-08 | 0.41661 | 2.5713 | 4.1661 | 25.7128 | 25 | 20.6402 | 48.489 | 12.2066 |  |  |  | 1.2498 | 2.4996 | 0.41661
1 | 2048 | 2048-01-09 | 0.41686 | 2.5716 | 4.1686 | 25.7157 | 25 | 20.653 | 48.5191 | 12.2141 |  |  |  | 1.2506 | 2.5012 | 0.41686
1 | 2048 | 2048-01-10 | 0.41458 | 2.5504 | 4.1458 | 25.5036 | 24 | 20.5396 | 47.7596 | 12.1471 |  |  |  | 1.2437 | 2.4875 | 0.41458
1 | 2048 | 2048-01-11 | 0.39983 | 2.4527 | 3.9983 | 24.5268 | 24 | 19.8092 | 46.0613 | 11.7151 |  |  |  | 1.1995 | 2.399 | 0.39983
1 | 2048 | 2048-01-12 | 0.39791 | 2.4445 | 3.9791 | 24.4451 | 22 | 19.714 | 44.9217 | 11.6588 |  |  |  | 1.1937 | 2.3875 | 0.39791
1 | 2048 | 2048-01-13 | 0.40534 | 2.4987 | 4.0534 | 24.9867 | 21 | 20.0819 | 45.3062 | 11.8764 |  |  |  | 1.216 | 2.432 | 0.40534
1 | 2048 | 2048-01-14 | 0.40543 | 2.4928 | 4.0543 | 24.9279 | 22 | 20.0863 | 45.77 | 11.879 |  |  |  | 1.2163 | 2.4326 | 0.40543
1 | 2048 | 2048-01-15 | 0.40575 | 2.4982 | 4.0575 | 24.9817 | 22 | 20.1023 | 45.8065 | 11.8885 |  |  |  | 1.2172 | 2.4345 | 0.40575
1 | 2048 | 2048-01-16 | 0.4048 | 2.4867 | 4.048 | 24.8666 | 21 | 20.0555 | 45.2465 | 11.8608 |  |  |  | 1.2144 | 2.4288 | 0.4048
1 | 2048 | 2048-01-17 | 0.39887 | 2.454 | 3.9887 | 24.5402 | 21 | 19.7614 | 44.5831 | 11.6868 |  |  |  | 1.1966 | 2.3932 | 0.39887
1 | 2048 | 2048-01-18 | 0.38607 | 2.3704 | 3.8607 | 23.7041 | 17 | 19.1272 | 41.5061 | 11.3118 |  |  |  | 1.1582 | 2.3164 | 0.38607
1 | 2048 | 2048-01-19 | 0.3785 | 2.3239 | 3.785 | 23.2389 | 15 | 18.7525 | 39.9311 | 11.0902 |  |  |  | 1.1355 | 2.271 | 0.3785
1 | 2048 | 2048-01-20 | 0.38221 | 2.3573 | 3.8221 | 23.5732 | 15 | 18.9362 | 40.3223 | 11.1988 |  |  |  | 1.1466 | 2.2933 | 0.38221
1 | 2048 | 2048-01-21 | 0.37808 | 2.3319 | 3.7808 | 23.3193 | 14 | 18.7317 | 39.517 | 11.0779 |  |  |  | 1.1343 | 2.2685 | 0.37808
1 | 2048 | 2048-01-22 | 0.3739 | 2.3062 | 3.739 | 23.0625 | 15 | 18.5242 | 39.445 | 10.9552 |  |  |  | 1.1217 | 2.2434 | 0.3739
1 | 2048 | 2048-01-23 | 0.37725 | 2.3244 | 3.7725 | 23.2438 | 17 | 18.6905 | 40.5584 | 11.0535 |  |  |  | 1.1318 | 2.2635 | 0.37725
1 | 2048 | 2048-01-24 | 0.37509 | 2.3095 | 3.7509 | 23.095 | 18 | 18.5832 | 40.7138 | 10.9901 |  |  |  | 1.1253 | 2.2505 | 0.37509
1 | 2048 | 2048-01-25 | 0.36767 | 2.258 | 3.6767 | 22.5803 | 18 | 18.2157 | 39.9086 | 10.7727 |  |  |  | 1.103 | 2.206 | 0.36767
1 | 2048 | 2048-01-26 | 0.36949 | 2.2614 | 3.6949 | 22.6136 | 19 | 18.3059 | 40.4962 | 10.8261 |  |  |  | 1.1085 | 2.2169 | 0.36949
1 | 2048 | 2048-01-27 | 0.37852 | 2.3241 | 3.7852 | 23.2413 | 19 | 18.7533 | 41.486 | 11.0907 |  |  |  | 1.1356 | 2.2711 | 0.37852
1 | 2048 | 2048-01-28 | 0.376 | 2.309 | 3.76 | 23.0897 | 19 | 18.6284 | 41.2097 | 11.0168 |  |  |  | 1.128 | 2.256 | 0.376
1 | 2048 | 2048-01-29 | 0.37311 | 2.2903 | 3.7311 | 22.9034 | 19 | 18.4853 | 40.8931 | 10.9322 |  |  |  | 1.1193 | 2.2387 | 0.37311
1 | 2048 | 2048-01-30 | 0.37567 | 2.3024 | 3.7567 | 23.0238 | 19 | 18.6119 | 41.1731 | 11.007 |  |  |  | 1.127 | 2.254 | 0.37567
1 | 2048 | 2048-01-31 | 0.3786 | 2.3101 | 3.786 | 23.1014 | 19 | 18.7574 | 41.495 | 11.0931 |  |  |  | 1.1358 | 2.2716 | 0.3786
2 | 2048 | 2048-02-01 | 0.36844 | 2.2817 | 3.6844 | 22.8168 | 20 | 18.2536 | 40.7771 | 10.7952 |  |  |  | 1.1053 | 2.2106 | 0.36844
2 | 2048 | 2048-02-02 | 0.36818 | 2.2793 | 3.6818 | 22.7929 | 21 | 18.241 | 41.153 | 10.7877 |  |  |  | 1.1045 | 2.2091 | 0.36818
2 | 2048 | 2048-02-03 | 0.37846 | 2.3461 | 3.7846 | 23.4608 | 20 | 18.7502 | 41.8864 | 11.0888 |  |  |  | 1.1354 | 2.2707 | 0.37846
2 | 2048 | 2048-02-04 | 0.37435 | 2.3194 | 3.7435 | 23.1937 | 19 | 18.5467 | 41.029 | 10.9685 |  |  |  | 1.1231 | 2.2461 | 0.37435
2 | 2048 | 2048-02-05 | 0.3668 | 2.2756 | 3.668 | 22.7559 | 18 | 18.1728 | 39.8148 | 10.7474 |  |  |  | 1.1004 | 2.2008 | 0.3668
2 | 2048 | 2048-02-06 | 0.36399 | 2.2579 | 3.6399 | 22.5786 | 17 | 18.0335 | 39.1326 | 10.665 |  |  |  | 1.092 | 2.184 | 0.36399
2 | 2048 | 2048-02-07 | 0.35889 | 2.2274 | 3.5889 | 22.2742 | 17 | 17.7809 | 38.5845 | 10.5156 |  |  |  | 1.0767 | 2.1534 | 0.35889
2 | 2048 | 2048-02-08 | 0.35155 | 2.1762 | 3.5155 | 21.7617 | 19 | 17.4171 | 38.53 | 10.3004 |  |  |  | 1.0547 | 2.1093 | 0.35155
2 | 2048 | 2048-02-09 | 0.35336 | 2.186 | 3.5336 | 21.8603 | 20 | 17.507 | 39.1092 | 10.3536 |  |  |  | 1.0601 | 2.1202 | 0.35336
2 | 2048 | 2048-02-10 | 0.35915 | 2.2276 | 3.5915 | 22.2762 | 21 | 17.7938 | 40.1441 | 10.5232 |  |  |  | 1.0775 | 2.1549 | 0.35915
2 | 2048 | 2048-02-11 | 0.35572 | 2.2075 | 3.5572 | 22.0752 | 20 | 17.6234 | 39.3693 | 10.4225 |  |  |  | 1.0671 | 2.1343 | 0.35572
2 | 2048 | 2048-02-12 | 0.35114 | 2.18 | 3.5114 | 21.8002 | 19 | 17.3965 | 38.4845 | 10.2883 |  |  |  | 1.0534 | 2.1068 | 0.35114
2 | 2048 | 2048-02-13 | 0.34778 | 2.1596 | 3.4778 | 21.5957 | 18 | 17.2303 | 37.7499 | 10.19 |  |  |  | 1.0433 | 2.0867 | 0.34778
2 | 2048 | 2048-02-14 | 0.34131 | 2.1219 | 3.4131 | 21.2187 | 19 | 16.9096 | 37.4073 | 10.0003 |  |  |  | 1.0239 | 2.0478 | 0.34131
2 | 2048 | 2048-02-15 | 0.33162 | 2.0576 | 3.3162 | 20.5762 | 19 | 16.4295 | 36.3454 | 9.7164 |  |  |  | 0.99485 | 1.9897 | 0.33162
2 | 2048 | 2048-02-16 | 0.33308 | 2.0639 | 3.3308 | 20.6389 | 19 | 16.5022 | 36.5061 | 9.7594 |  |  |  | 0.99925 | 1.9985 | 0.33308
2 | 2048 | 2048-02-17 | 0.3346 | 2.0805 | 3.346 | 20.805 | 18 | 16.5771 | 36.3188 | 9.8037 |  |  |  | 1.0038 | 2.0076 | 0.3346
2 | 2048 | 2048-02-18 | 0.33403 | 2.0764 | 3.3403 | 20.7635 | 18 | 16.549 | 36.2572 | 9.7871 |  |  |  | 1.0021 | 2.0042 | 0.33403
2 | 2048 | 2048-02-19 | 0.32657 | 2.0331 | 3.2657 | 20.3307 | 17 | 16.1795 | 35.1095 | 9.5685 |  |  |  | 0.97971 | 1.9594 | 0.32657
2 | 2048 | 2048-02-20 | 0.31943 | 1.9914 | 3.1943 | 19.914 | 17 | 15.8258 | 34.3419 | 9.3593 |  |  |  | 0.95829 | 1.9166 | 0.31943
2 | 2048 | 2048-02-21 | 0.31578 | 1.9697 | 3.1578 | 19.6965 | 16 | 15.6451 | 33.6291 | 9.2525 |  |  |  | 0.94735 | 1.8947 | 0.31578
2 | 2048 | 2048-02-22 | 0.31056 | 1.9289 | 3.1056 | 19.2894 | 15 | 15.3862 | 32.7631 | 9.0994 |  |  |  | 0.93168 | 1.8634 | 0.31056
2 | 2048 | 2048-02-23 | 0.30901 | 1.9207 | 3.0901 | 19.2071 | 16 | 15.3093 | 32.9072 | 9.0539 |  |  |  | 0.92702 | 1.854 | 0.30901
2 | 2048 | 2048-02-24 | 0.30895 | 1.9284 | 3.0895 | 19.284 | 14 | 15.3063 | 32.2907 | 9.0521 |  |  |  | 0.92684 | 1.8537 | 0.30895
2 | 2048 | 2048-02-25 | 0.30277 | 1.8908 | 3.0277 | 18.9081 | 13 | 15.0005 | 31.3548 | 8.8713 |  |  |  | 0.90832 | 1.8166 | 0.30277
2 | 2048 | 2048-02-26 | 0.30003 | 1.8767 | 3.0003 | 18.7667 | 14 | 14.8644 | 31.3584 | 8.7907 |  |  |  | 0.90008 | 1.8002 | 0.30003
2 | 2048 | 2048-02-27 | 0.30389 | 1.8968 | 3.0389 | 18.9684 | 15 | 15.0558 | 32.0596 | 8.904 |  |  |  | 0.91167 | 1.8233 | 0.30389
2 | 2048 | 2048-02-28 | 0.30016 | 1.8745 | 3.0016 | 18.7453 | 15 | 14.8712 | 31.6664 | 8.7948 |  |  |  | 0.90049 | 1.801 | 0.30016
2 | 2048 | 2048-02-29 | 0.2932 | 1.8248 | 2.932 | 18.2477 | 15 | 14.5262 | 30.9319 | 8.5908 |  |  |  | 0.8796 | 1.7592 | 0.2932
3 | 2048 | 2048-03-01 | 0.29934 | 1.9306 | 2.9934 | 19.3057 | 15 | 14.8306 | 31.58 | 8.7708 |  |  |  | 0.89803 | 1.7961 | 0.29934
3 | 2048 | 2048-03-02 | 0.30248 | 1.9548 | 3.0248 | 19.548 | 14 | 14.9859 | 31.6148 | 8.8626 |  |  |  | 0.90744 | 1.8149 | 0.30248
3 | 2048 | 2048-03-03 | 0.30472 | 1.9699 | 3.0472 | 19.6986 | 15 | 15.0967 | 32.1466 | 8.9282 |  |  |  | 0.91415 | 1.8283 | 0.30472
3 | 2048 | 2048-03-04 | 0.29449 | 1.9051 | 2.9449 | 19.051 | 14 | 14.59 | 30.7796 | 8.6285 |  |  |  | 0.88347 | 1.7669 | 0.29449
3 | 2048 | 2048-03-05 | 0.29045 | 1.8798 | 2.9045 | 18.7976 | 14 | 14.3899 | 30.3574 | 8.5101 |  |  |  | 0.87134 | 1.7427 | 0.29045
3 | 2048 | 2048-03-06 | 0.28693 | 1.8579 | 2.8693 | 18.579 | 12 | 14.2153 | 29.5495 | 8.4069 |  |  |  | 0.86078 | 1.7216 | 0.28693
3 | 2048 | 2048-03-07 | 0.27268 | 1.7638 | 2.7268 | 17.6379 | 13 | 13.5095 | 28.2382 | 7.9895 |  |  |  | 0.81804 | 1.6361 | 0.27268
3 | 2048 | 2048-03-08 | 0.27343 | 1.7694 | 2.7343 | 17.6939 | 14 | 13.5468 | 28.5788 | 8.0116 |  |  |  | 0.8203 | 1.6406 | 0.27343
3 | 2048 | 2048-03-09 | 0.27907 | 1.8095 | 2.7907 | 18.0953 | 13 | 13.8259 | 28.8997 | 8.1766 |  |  |  | 0.8372 | 1.6744 | 0.27907
3 | 2048 | 2048-03-10 | 0.27293 | 1.7706 | 2.7293 | 17.7062 | 13 | 13.5218 | 28.2641 | 7.9968 |  |  |  | 0.81878 | 1.6376 | 0.27293
3 | 2048 | 2048-03-11 | 0.26727 | 1.735 | 2.6727 | 17.3501 | 11 | 29.8778 | 27.3737 | 7.8309 |  |  |  | 2.1381 | 0.26727 | 0.26727
3 | 2048 | 2048-03-12 | 0.26021 | 1.6902 | 2.6021 | 16.9022 | 10 | 29.089 | 26.5054 | 7.6241 |  |  |  | 2.0817 | 0.26021 | 0.26021
3 | 2048 | 2048-03-13 | 0.25114 | 1.6325 | 2.5114 | 16.325 | 9 | 28.0757 | 25.4431 | 7.3585 |  |  |  | 2.0092 | 0.25114 | 0.25114
3 | 2048 | 2048-03-14 | 0.23976 | 1.5564 | 2.3976 | 15.5644 | 8 | 26.8031 | 24.1586 | 7.025 |  |  |  | 1.9181 | 0.23976 | 0.23976
3 | 2048 | 2048-03-15 | 0.23971 | 1.5566 | 2.3971 | 15.5665 | 8 | 26.7975 | 24.1536 | 7.0235 |  |  |  | 1.9177 | 0.23971 | 0.23971
3 | 2048 | 2048-03-16 | 0.24417 | 1.5892 | 2.4417 | 15.8916 | 9 | 27.2958 | 24.7364 | 7.1541 |  |  |  | 1.9533 | 0.24417 | 0.24417
3 | 2048 | 2048-03-17 | 0.23486 | 1.5298 | 2.3486 | 15.2978 | 8 | 26.2547 | 23.6644 | 6.8813 |  |  |  | 1.8788 | 0.23486 | 0.23486
3 | 2048 | 2048-03-18 | 0.238 | 1.5505 | 2.38 | 15.5048 | 8 | 26.6063 | 23.9812 | 6.9734 |  |  |  | 1.904 | 0.238 | 0.238
3 | 2048 | 2048-03-19 | 0.23609 | 1.5387 | 2.3609 | 15.3868 | 9 | 26.3924 | 23.9177 | 6.9174 |  |  |  | 1.8887 | 0.23609 | 0.23609
3 | 2048 | 2048-03-20 | 0.23456 | 1.5291 | 2.3456 | 15.2913 | 10 | 26.2211 | 23.8922 | 6.8725 |  |  |  | 1.8764 | 0.23456 | 0.23456
3 | 2048 | 2048-03-21 | 0.22637 | 1.4737 | 2.2637 | 14.7366 | 9 | 25.3062 | 22.9333 | 6.6327 |  |  |  | 1.811 | 0.22637 | 0.22637
3 | 2048 | 2048-03-22 | 0.2216 | 1.4433 | 2.216 | 14.433 | 9 | 24.7728 | 22.45 | 6.4929 |  |  |  | 1.7728 | 0.2216 | 0.2216
3 | 2048 | 2048-03-23 | 0.22363 | 1.4599 | 2.2363 | 14.5994 | 8 | 25 | 22.5335 | 6.5524 |  |  |  | 1.7891 | 0.22363 | 0.22363
3 | 2048 | 2048-03-24 | 0.21639 | 1.4136 | 2.1639 | 14.1365 | 9 | 24.1903 | 21.9221 | 6.3402 |  |  |  | 1.7311 | 0.21639 | 0.21639
3 | 2048 | 2048-03-25 | 0.21474 | 1.4034 | 2.1474 | 14.0342 | 10 | 24.0057 | 21.8736 | 6.2918 |  |  |  | 1.7179 | 0.21474 | 0.21474
3 | 2048 | 2048-03-26 | 0.2097 | 1.3713 | 2.097 | 13.7132 | 9 | 23.443 | 21.2448 | 6.1443 |  |  |  | 1.6776 | 0.2097 | 0.2097
3 | 2048 | 2048-03-27 | 0.20315 | 1.3293 | 2.0315 | 13.2925 | 7 | 22.71 | 20.3594 | 5.9522 |  |  |  | 1.6252 | 0.20315 | 0.20315
3 | 2048 | 2048-03-28 | 0.1897 | 1.2395 | 1.897 | 12.3952 | 7 | 21.2071 | 19.012 | 5.5583 |  |  |  | 1.5176 | 0.1897 | 0.1897
3 | 2048 | 2048-03-29 | 0.18871 | 1.2334 | 1.8871 | 12.3338 | 8 | 21.0956 | 19.0143 | 5.5291 |  |  |  | 1.5097 | 0.18871 | 0.18871
3 | 2048 | 2048-03-30 | 0.19581 | 1.2825 | 1.9581 | 12.8251 | 8 | 21.8895 | 19.7298 | 5.7372 |  |  |  | 1.5665 | 0.19581 | 0.19581
3 | 2048 | 2048-03-31 | 0.19335 | 1.2669 | 1.9335 | 12.6688 | 7 | 21.6149 | 19.3777 | 5.6652 |  |  |  | 1.5468 | 0.19335 | 0.19335
4 | 2048 | 2048-04-01 | 0.18428 | 1.1796 | 1.8428 | 11.7958 | 7 | 20.601 | 18.4686 | 5.3994 |  |  |  | 1.4743 | 0.18428 | 0.18428
4 | 2048 | 2048-04-02 | 0.18481 | 1.1808 | 1.8481 | 11.8076 | 8 | 20.66 | 18.6216 | 5.4149 |  |  |  | 1.4785 | 0.18481 | 0.18481
4 | 2048 | 2048-04-03 | 0.18113 | 1.1576 | 1.8113 | 11.5757 | 8 | 20.2484 | 18.2507 | 5.3071 |  |  |  | 1.449 | 0.18113 | 0.18113
4 | 2048 | 2048-04-04 | 0.16609 | 1.0613 | 1.6609 | 10.6126 | 8 | 18.567 | 16.7352 | 4.8664 |  |  |  | 1.3287 | 0.16609 | 0.16609
4 | 2048 | 2048-04-05 | 0.16051 | 1.0277 | 1.6051 | 10.2768 | 8 | 17.9432 | 16.1729 | 4.7029 |  |  |  | 1.2841 | 0.16051 | 0.16051
4 | 2048 | 2048-04-06 | 0.16493 | 1.0601 | 1.6493 | 10.6009 | 7 | 18.4375 | 16.5291 | 4.8324 |  |  |  | 1.3194 | 0.16493 | 0.16493
4 | 2048 | 2048-04-07 | 0.16533 | 1.0616 | 1.6533 | 10.6161 | 7 | 18.4822 | 16.5691 | 4.8441 |  |  |  | 1.3226 | 0.16533 | 0.16533
4 | 2048 | 2048-04-08 | 0.16069 | 1.0331 | 1.6069 | 10.3312 | 7 | 17.9635 | 16.1042 | 4.7082 |  |  |  | 1.2855 | 0.16069 | 0.16069
4 | 2048 | 2048-04-09 | 0.1547 | 0.99719 | 1.547 | 9.9719 | 7 | 17.2945 | 15.5044 | 4.5328 |  |  |  | 1.2376 | 0.1547 | 0.1547
4 | 2048 | 2048-04-10 | 0.1476 | 0.95536 | 1.476 | 9.5536 | 6 | 16.5007 | 14.7137 | 4.3248 |  |  |  | 1.1808 | 0.1476 | 0.1476
4 | 2048 | 2048-04-11 | 0.13411 | 0.8678 | 1.3411 | 8.678 | 4 | 14.9921 | 13.2271 | 3.9294 |  |  |  | 1.0729 | 0.13411 | 0.13411
4 | 2048 | 2048-04-12 | 0.12999 | 0.842 | 1.2999 | 8.42 | 4 | 14.5319 | 12.8211 | 3.8088 |  |  |  | 1.0399 | 0.12999 | 0.12999
4 | 2048 | 2048-04-13 | 0.13985 | 0.90664 | 1.3985 | 9.0664 | 5 | 15.6337 | 13.8665 | 4.0975 |  |  |  | 1.1188 | 0.13985 | 0.13985
4 | 2048 | 2048-04-14 | 0.1474 | 0.94869 | 1.474 | 9.4869 | 6 | 16.4783 | 14.6937 | 4.3189 |  |  |  | 1.1792 | 0.1474 | 0.1474
4 | 2048 | 2048-04-15 | 0.14255 | 0.9183 | 1.4255 | 9.183 | 7 | 15.9354 | 14.286 | 4.1766 |  |  |  | 1.1404 | 0.14255 | 0.14255
4 | 2048 | 2048-04-16 | 0.13574 | 0.8785 | 1.3574 | 8.785 | 5 | 15.1747 | 13.4594 | 3.9772 |  |  |  | 1.0859 | 0.13574 | 0.13574
4 | 2048 | 2048-04-17 | 0.1318 | 0.85476 | 1.318 | 8.5476 | 5 | 14.7342 | 13.0686 | 3.8618 |  |  |  | 1.0544 | 0.1318 | 0.1318
4 | 2048 | 2048-04-18 | 0.1245 | 0.80295 | 1.245 | 8.0295 | 5 | 13.9179 | 12.3447 | 3.6478 |  |  |  | 0.996 | 0.1245 | 0.1245
4 | 2048 | 2048-04-19 | 0.12161 | 0.78511 | 1.2161 | 7.8511 | 5 | 13.595 | 12.0582 | 3.5632 |  |  |  | 0.97289 | 0.12161 | 0.12161
4 | 2048 | 2048-04-20 | 0.12406 | 0.80668 | 1.2406 | 8.0668 | 5 | 13.8686 | 12.3009 | 3.6349 |  |  |  | 0.99247 | 0.12406 | 0.12406
4 | 2048 | 2048-04-21 | 0.12437 | 0.80763 | 1.2437 | 8.0763 | 5 | 13.9033 | 12.3317 | 3.644 |  |  |  | 0.99495 | 0.12437 | 0.12437
4 | 2048 | 2048-04-22 | 0.12032 | 0.78322 | 1.2032 | 7.8322 | 4 | 13.4507 | 11.8672 | 3.5254 |  |  |  | 0.96256 | 0.12032 | 0.12032
4 | 2048 | 2048-04-23 | 0.11535 | 0.75383 | 1.1535 | 7.5383 | 4 | 12.8949 | 11.3768 | 3.3797 |  |  |  | 0.92279 | 0.11535 | 0.11535
4 | 2048 | 2048-04-24 | 0.11616 | 0.75739 | 1.1616 | 7.5739 | 4 | 12.9856 | 11.4568 | 3.4035 |  |  |  | 0.92928 | 0.11616 | 0.11616
4 | 2048 | 2048-04-25 | 0.10739 | 0.69783 | 1.0739 | 6.9783 | 5 | 12.0053 | 10.6482 | 3.1465 |  |  |  | 0.85912 | 0.10739 | 0.10739
4 | 2048 | 2048-04-26 | 0.1027 | 0.67002 | 1.027 | 6.7002 | 5 | 11.4814 | 10.1836 | 3.0092 |  |  |  | 0.82164 | 0.1027 | 0.1027
4 | 2048 | 2048-04-27 | 0.10897 | 0.71424 | 1.0897 | 7.1424 | 4 | 12.1818 | 10.7476 | 3.1928 |  |  |  | 0.87176 | 0.10897 | 0.10897
4 | 2048 | 2048-04-28 | 0.10789 | 0.70674 | 1.0789 | 7.0674 | 5 | 12.0612 | 10.6978 | 3.1612 |  |  |  | 0.86313 | 0.10789 | 0.10789
4 | 2048 | 2048-04-29 | 0.10863 | 0.71121 | 1.0863 | 7.1121 | 5 | 12.1443 | 10.7715 | 3.183 |  |  |  | 0.86907 | 0.10863 | 0.10863
4 | 2048 | 2048-04-30 | 0.10859 | 0.70994 | 1.0859 | 7.0994 | 6 | 12.1395 | 10.8248 | 3.1817 |  |  |  | 0.86873 | 0.10859 | 0.10859
5 | 2048 | 2048-05-01 | 0.087007 | 0.59777 | 0.87007 | 5.9777 | 5 | 9.7266 | 8.6271 | 2.5493 |  |  |  | 0.69606 | 0.087007 | 0.087007
5 | 2048 | 2048-05-02 | 0.076114 | 0.52247 | 0.76114 | 5.2247 | 3 | 8.5089 | 7.4676 | 2.2301 |  |  |  | 0.60891 | 0.076114 | 0.076114
5 | 2048 | 2048-05-03 | 0.072465 | 0.49685 | 0.72465 | 4.9685 | 2 | 8.101 | 7.0724 | 2.1232 |  |  |  | 0.57972 | 0.072465 | 0.072465
5 | 2048 | 2048-05-04 | 0.079155 | 0.54239 | 0.79155 | 5.4239 | 2 | 8.8488 | 7.7253 | 2.3192 |  |  |  | 0.63324 | 0.079155 | 0.079155
5 | 2048 | 2048-05-05 | 0.078344 | 0.53809 | 0.78344 | 5.3809 | 2 | 8.7581 | 7.6462 | 2.2955 |  |  |  | 0.62675 | 0.078344 | 0.078344
5 | 2048 | 2048-05-06 | 0.07642 | 0.52701 | 0.7642 | 5.2701 | 3 | 8.5431 | 7.4977 | 2.2391 |  |  |  | 0.61136 | 0.07642 | 0.07642
5 | 2048 | 2048-05-07 | 0.074108 | 0.51339 | 0.74108 | 5.1339 | 2 | 8.2846 | 7.2327 | 2.1714 |  |  |  | 0.59286 | 0.074108 | 0.074108
5 | 2048 | 2048-05-08 | 0.073412 | 0.50955 | 0.73412 | 5.0955 | 2 | 8.2068 | 7.1649 | 2.151 |  |  |  | 0.5873 | 0.073412 | 0.073412
5 | 2048 | 2048-05-09 | 0.065022 | 0.4513 | 0.65022 | 4.513 | 2 | 7.2689 | 6.346 | 1.9051 |  |  |  | 0.52018 | 0.065022 | 0.065022
5 | 2048 | 2048-05-10 | 0.062093 | 0.43348 | 0.62093 | 4.3348 | 2 | 6.9414 | 6.0601 | 1.8193 |  |  |  | 0.49675 | 0.062093 | 0.062093
5 | 2048 | 2048-05-11 | 0.069808 | 0.48868 | 0.69808 | 4.8868 | 2 | 7.8039 | 6.8131 | 2.0454 |  |  |  | 0.55846 | 0.069808 | 0.069808
5 | 2048 | 2048-05-12 | 0.068641 | 0.48346 | 0.68641 | 4.8346 | 2 | 7.6735 | 6.6992 | 2.0112 |  |  |  | 0.54913 | 0.068641 | 0.068641
5 | 2048 | 2048-05-13 | 0.067803 | 0.47949 | 0.67803 | 4.7949 | 2 | 7.5797 | 6.6174 | 1.9866 |  |  |  | 0.54242 | 0.067803 | 0.067803
5 | 2048 | 2048-05-14 | 0.064688 | 0.45839 | 0.64688 | 4.5839 | 2 | 7.2315 | 6.3134 | 1.8953 |  |  |  | 0.5175 | 0.064688 | 0.064688
5 | 2048 | 2048-05-15 | 0.063393 | 0.44924 | 0.63393 | 4.4924 | 1 | 7.0867 | 6.1548 | 1.8574 |  |  |  | 0.50714 | 0.063393 | 0.063393
5 | 2048 | 2048-05-16 | 0.054978 | 0.39041 | 0.54978 | 3.9041 | 1 | 6.146 | 5.3377 | 1.6108 |  |  |  | 0.43982 | 0.054978 | 0.054978
5 | 2048 | 2048-05-17 | 0.05392 | 0.3842 | 0.5392 | 3.842 | 1 | 6.0277 | 5.235 | 1.5798 |  |  |  | 0.43136 | 0.05392 | 0.05392
5 | 2048 | 2048-05-18 | 0.059949 | 0.42773 | 0.59949 | 4.2773 | 1 | 6.7017 | 5.8204 | 1.7565 |  |  |  | 0.47959 | 0.059949 | 0.059949
5 | 2048 | 2048-05-19 | 0.05863 | 0.4209 | 0.5863 | 4.209 | 0 | 6.5543 | 0 | 1.7179 |  |  |  | 0.46904 | 0.05863 | 0.05863
5 | 2048 | 2048-05-20 | 0.057647 | 0.41575 | 0.57647 | 4.1575 | 1 | 6.4444 | 5.5969 | 1.689 |  |  |  | 0.46117 | 0.057647 | 0.057647
5 | 2048 | 2048-05-21 | 0.057623 | 0.41685 | 0.57623 | 4.1685 | 0 | 6.4417 | 0 | 1.6883 |  |  |  | 0.46098 | 0.057623 | 0.057623
5 | 2048 | 2048-05-22 | 0.056804 | 0.41105 | 0.56804 | 4.1105 | 0 | 6.3502 | 0 | 1.6644 |  |  |  | 0.45443 | 0.056804 | 0.056804
5 | 2048 | 2048-05-23 | 0.048064 | 0.35298 | 0.48064 | 3.5298 | 0 | 5.3731 | 0 | 1.4083 |  |  |  | 0.38451 | 0.048064 | 0.048064
5 | 2048 | 2048-05-24 | 0.047706 | 0.35358 | 0.47706 | 3.5358 | 0 | 5.3331 | 0 | 1.3978 |  |  |  | 0.38165 | 0.047706 | 0.047706
5 | 2048 | 2048-05-25 | 0.054633 | 0.40321 | 0.54633 | 4.0321 | 1 | 6.1075 | 5.3043 | 1.6008 |  |  |  | 0.43707 | 0.054633 | 0.054633
5 | 2048 | 2048-05-26 | 0.054604 | 0.40351 | 0.54604 | 4.0351 | 0 | 6.1042 | 0 | 1.5999 |  |  |  | 0.43683 | 0.054604 | 0.054604
5 | 2048 | 2048-05-27 | 0.053004 | 0.39565 | 0.53004 | 3.9565 | 1 | 5.9254 | 5.1462 | 1.553 |  |  |  | 0.42403 | 0.053004 | 0.053004
5 | 2048 | 2048-05-28 | 0.052258 | 0.39149 | 0.52258 | 3.9149 | 1 | 5.8419 | 5.0737 | 1.5311 |  |  |  | 0.41806 | 0.052258 | 0.052258
5 | 2048 | 2048-05-29 | 0.052121 | 0.3923 | 0.52121 | 3.923 | 1 | 5.8266 | 5.0604 | 1.5271 |  |  |  | 0.41697 | 0.052121 | 0.052121
5 | 2048 | 2048-05-30 | 0.042978 | 0.33206 | 0.42978 | 3.3206 | 0 | 4.8045 | 0 | 1.2592 |  |  |  | 0.34382 | 0.042978 | 0.042978
5 | 2048 | 2048-05-31 | 0.04307 | 0.33328 | 0.4307 | 3.3328 | 1 | 4.8148 | 4.1816 | 1.262 |  |  |  | 0.34456 | 0.04307 | 0.04307
6 | 2048 | 2048-06-01 | 0.047789 | 0.37652 | 0.47789 | 3.7652 | 1 | 5.3423 | 4.6398 | 1.4002 |  |  |  | 0.38231 | 0.047789 | 0.047789
6 | 2048 | 2048-06-02 | 0.047729 | 0.37818 | 0.47729 | 3.7818 | 1 | 5.3357 | 4.634 | 1.3985 |  |  |  | 0.38183 | 0.047729 | 0.047729
6 | 2048 | 2048-06-03 | 0.047126 | 0.37485 | 0.47126 | 3.7485 | 1 | 5.2683 | 4.5755 | 1.3808 |  |  |  | 0.37701 | 0.047126 | 0.047126
6 | 2048 | 2048-06-04 | 0.046618 | 0.37197 | 0.46618 | 3.7197 | 0 | 5.2114 | 0 | 1.3659 |  |  |  | 0.37294 | 0.046618 | 0.046618
6 | 2048 | 2048-06-05 | 0.046315 | 0.37116 | 0.46315 | 3.7116 | 0 | 5.1776 | 0 | 1.357 |  |  |  | 0.37052 | 0.046315 | 0.046315
6 | 2048 | 2048-06-06 | 0.038551 | 0.31906 | 0.38551 | 3.1906 | 0 | 4.3096 | 0 | 1.1295 |  |  |  | 0.3084 | 0.038551 | 0.038551
6 | 2048 | 2048-06-07 | 0.0385 | 0.32001 | 0.385 | 3.2001 | 0 | 4.304 | 0 | 1.1281 |  |  |  | 0.308 | 0.0385 | 0.0385
6 | 2048 | 2048-06-08 | 0.045893 | 0.37267 | 0.45893 | 3.7267 | 0 | 5.1304 | 0 | 1.3447 |  |  |  | 0.36714 | 0.045893 | 0.045893
6 | 2048 | 2048-06-09 | 0.045962 | 0.37482 | 0.45962 | 3.7482 | 0 | 5.1382 | 0 | 1.3467 |  |  |  | 0.3677 | 0.045962 | 0.045962
6 | 2048 | 2048-06-10 | 0.045653 | 0.37337 | 0.45653 | 3.7337 | 0 | 5.1036 | 0 | 1.3376 |  |  |  | 0.36523 | 0.045653 | 0.045653
6 | 2048 | 2048-06-11 | 0.045462 | 0.37315 | 0.45462 | 3.7315 | 0 | 5.0823 | 0 | 1.332 |  |  |  | 0.3637 | 0.045462 | 0.045462
6 | 2048 | 2048-06-12 | 0.045493 | 0.3749 | 0.45493 | 3.749 | 0 | 5.0857 | 0 | 1.3329 |  |  |  | 0.36394 | 0.045493 | 0.045493
6 | 2048 | 2048-06-13 | 0.038105 | 0.32566 | 0.38105 | 3.2566 | 0 | 4.2598 | 0 | 1.1165 |  |  |  | 0.30484 | 0.038105 | 0.038105
6 | 2048 | 2048-06-14 | 0.03788 | 0.32506 | 0.3788 | 3.2506 | 0 | 4.2346 | 0 | 1.1099 |  |  |  | 0.30304 | 0.03788 | 0.03788
6 | 2048 | 2048-06-15 | 0.045306 | 0.37705 | 0.45306 | 3.7705 | 0 | 5.0648 | 0 | 1.3275 |  |  |  | 0.36245 | 0.045306 | 0.045306
6 | 2048 | 2048-06-16 | 0.045587 | 0.38023 | 0.45587 | 3.8023 | 0 | 5.0963 | 0 | 1.3357 |  |  |  | 0.3647 | 0.045587 | 0.045587
6 | 2048 | 2048-06-17 | 0.045567 | 0.38118 | 0.45567 | 3.8118 | 0 | 5.094 | 0 | 1.3351 |  |  |  | 0.36454 | 0.045567 | 0.045567
6 | 2048 | 2048-06-18 | 0.045494 | 0.3817 | 0.45494 | 3.817 | 0 | 5.0858 | 0 | 1.333 |  |  |  | 0.36395 | 0.045494 | 0.045494
6 | 2048 | 2048-06-19 | 0.045508 | 0.3826 | 0.45508 | 3.826 | 0 | 5.0874 | 0 | 1.3334 |  |  |  | 0.36407 | 0.045508 | 0.045508
6 | 2048 | 2048-06-20 | 0.038098 | 0.33288 | 0.38098 | 3.3288 | 0 | 4.2591 | 0 | 1.1163 |  |  |  | 0.30479 | 0.038098 | 0.038098
6 | 2048 | 2048-06-21 | 0.03804 | 0.33337 | 0.3804 | 3.3337 | 0 | 4.2526 | 0 | 1.1146 |  |  |  | 0.30432 | 0.03804 | 0.03804
6 | 2048 | 2048-06-22 | 0.045702 | 0.38693 | 0.45702 | 3.8693 | 0 | 5.1091 | 0 | 1.3391 |  |  |  | 0.36562 | 0.045702 | 0.045702
6 | 2048 | 2048-06-23 | 0.04589 | 0.3889 | 0.4589 | 3.889 | 0 | 5.1301 | 0 | 1.3446 |  |  |  | 0.36712 | 0.04589 | 0.04589
6 | 2048 | 2048-06-24 | 0.045861 | 0.38945 | 0.45861 | 3.8945 | 0 | 5.1268 | 0 | 1.3437 |  |  |  | 0.36689 | 0.045861 | 0.045861
6 | 2048 | 2048-06-25 | 0.045873 | 0.39025 | 0.45873 | 3.9025 | 0 | 5.1282 | 0 | 1.3441 |  |  |  | 0.36699 | 0.045873 | 0.045873
6 | 2048 | 2048-06-26 | 0.045861 | 0.39082 | 0.45861 | 3.9082 | 0 | 5.1268 | 0 | 1.3437 |  |  |  | 0.36688 | 0.045861 | 0.045861
6 | 2048 | 2048-06-27 | 0.03862 | 0.34177 | 0.3862 | 3.4177 | 0 | 4.3174 | 0 | 1.1316 |  |  |  | 0.30896 | 0.03862 | 0.03862
6 | 2048 | 2048-06-28 | 0.038763 | 0.34337 | 0.38763 | 3.4337 | 0 | 4.3333 | 0 | 1.1358 |  |  |  | 0.3101 | 0.038763 | 0.038763
6 | 2048 | 2048-06-29 | 0.046288 | 0.39562 | 0.46288 | 3.9562 | 0 | 5.1745 | 0 | 1.3562 |  |  |  | 0.3703 | 0.046288 | 0.046288
6 | 2048 | 2048-06-30 | 0.046292 | 0.39613 | 0.46292 | 3.9613 | 0 | 5.175 | 0 | 1.3563 |  |  |  | 0.37033 | 0.046292 | 0.046292
7 | 2048 | 2048-07-01 | 0.047349 | 0.42807 | 0.47349 | 4.2807 | 0 | 5.2932 | 0 | 1.3873 |  |  |  | 0.37879 | 0.047349 | 0.047349
7 | 2048 | 2048-07-02 | 0.047683 | 0.43446 | 0.47683 | 4.3446 | 0 | 5.3305 | 0 | 1.3971 |  |  |  | 0.38146 | 0.047683 | 0.047683
7 | 2048 | 2048-07-03 | 0.04798 | 0.44013 | 0.4798 | 4.4013 | 0 | 5.3637 | 0 | 1.4058 |  |  |  | 0.38384 | 0.04798 | 0.04798
7 | 2048 | 2048-07-04 | 0.04002 | 0.37882 | 0.4002 | 3.7882 | 0 | 4.4738 | 0 | 1.1726 |  |  |  | 0.32016 | 0.04002 | 0.04002
7 | 2048 | 2048-07-05 | 0.040122 | 0.38062 | 0.40122 | 3.8062 | 0 | 4.4853 | 0 | 1.1756 |  |  |  | 0.32097 | 0.040122 | 0.040122
7 | 2048 | 2048-07-06 | 0.047554 | 0.4303 | 0.47554 | 4.303 | 0 | 5.3161 | 0 | 1.3933 |  |  |  | 0.38043 | 0.047554 | 0.047554
7 | 2048 | 2048-07-07 | 0.047662 | 0.43247 | 0.47662 | 4.3247 | 0 | 5.3281 | 0 | 1.3965 |  |  |  | 0.38129 | 0.047662 | 0.047662
7 | 2048 | 2048-07-08 | 0.047581 | 0.43086 | 0.47581 | 4.3086 | 0 | 5.3191 | 0 | 1.3941 |  |  |  | 0.38065 | 0.047581 | 0.047581
7 | 2048 | 2048-07-09 | 0.047691 | 0.43337 | 0.47691 | 4.3337 | 0 | 5.3314 | 0 | 1.3974 |  |  |  | 0.38153 | 0.047691 | 0.047691
7 | 2048 | 2048-07-10 | 0.048021 | 0.44062 | 0.48021 | 4.4062 | 0 | 5.3683 | 0 | 1.407 |  |  |  | 0.38417 | 0.048021 | 0.048021
7 | 2048 | 2048-07-11 | 0.03997 | 0.37841 | 0.3997 | 3.7841 | 0 | 4.4683 | 0 | 1.1711 |  |  |  | 0.31976 | 0.03997 | 0.03997
7 | 2048 | 2048-07-12 | 0.03973 | 0.37418 | 0.3973 | 3.7418 | 0 | 4.4415 | 0 | 1.1641 |  |  |  | 0.31784 | 0.03973 | 0.03973
7 | 2048 | 2048-07-13 | 0.047392 | 0.42984 | 0.47392 | 4.2984 | 0 | 5.298 | 0 | 1.3886 |  |  |  | 0.37913 | 0.047392 | 0.047392
7 | 2048 | 2048-07-14 | 0.047245 | 0.42799 | 0.47245 | 4.2799 | 0 | 5.2816 | 0 | 1.3843 |  |  |  | 0.37796 | 0.047245 | 0.047245
7 | 2048 | 2048-07-15 | 0.047374 | 0.43208 | 0.47374 | 4.3208 | 0 | 5.2959 | 0 | 1.388 |  |  |  | 0.37899 | 0.047374 | 0.047374
7 | 2048 | 2048-07-16 | 0.047279 | 0.43175 | 0.47279 | 4.3175 | 0 | 5.2853 | 0 | 1.3853 |  |  |  | 0.37823 | 0.047279 | 0.047279
7 | 2048 | 2048-07-17 | 0.047253 | 0.43311 | 0.47253 | 4.3311 | 0 | 5.2824 | 0 | 1.3845 |  |  |  | 0.37802 | 0.047253 | 0.047253
7 | 2048 | 2048-07-18 | 0.039545 | 0.37961 | 0.39545 | 3.7961 | 0 | 4.4208 | 0 | 1.1587 |  |  |  | 0.31636 | 0.039545 | 0.039545
7 | 2048 | 2048-07-19 | 0.039247 | 0.3758 | 0.39247 | 3.758 | 0 | 4.3875 | 0 | 1.1499 |  |  |  | 0.31398 | 0.039247 | 0.039247
7 | 2048 | 2048-07-20 | 0.046475 | 0.4241 | 0.46475 | 4.241 | 0 | 5.1955 | 0 | 1.3617 |  |  |  | 0.3718 | 0.046475 | 0.046475
7 | 2048 | 2048-07-21 | 0.046138 | 0.42 | 0.46138 | 4.2 | 0 | 5.1578 | 0 | 1.3519 |  |  |  | 0.36911 | 0.046138 | 0.046138
7 | 2048 | 2048-07-22 | 0.046016 | 0.42063 | 0.46016 | 4.2063 | 0 | 5.1442 | 0 | 1.3483 |  |  |  | 0.36813 | 0.046016 | 0.046016
7 | 2048 | 2048-07-23 | 0.045611 | 0.41565 | 0.45611 | 4.1565 | 0 | 5.0989 | 0 | 1.3364 |  |  |  | 0.36489 | 0.045611 | 0.045611
7 | 2048 | 2048-07-24 | 0.045363 | 0.41419 | 0.45363 | 4.1419 | 0 | 5.0711 | 0 | 1.3291 |  |  |  | 0.3629 | 0.045363 | 0.045363
7 | 2048 | 2048-07-25 | 0.03755 | 0.36033 | 0.3755 | 3.6033 | 0 | 4.1977 | 0 | 1.1002 |  |  |  | 0.3004 | 0.03755 | 0.03755
7 | 2048 | 2048-07-26 | 0.037323 | 0.35984 | 0.37323 | 3.5984 | 0 | 4.1723 | 0 | 1.0936 |  |  |  | 0.29858 | 0.037323 | 0.037323
7 | 2048 | 2048-07-27 | 0.044711 | 0.41333 | 0.44711 | 4.1333 | 0 | 4.9983 | 0 | 1.31 |  |  |  | 0.35769 | 0.044711 | 0.044711
7 | 2048 | 2048-07-28 | 0.043864 | 0.40043 | 0.43864 | 4.0043 | 0 | 4.9035 | 0 | 1.2852 |  |  |  | 0.35091 | 0.043864 | 0.043864
7 | 2048 | 2048-07-29 | 0.043642 | 0.40083 | 0.43642 | 4.0083 | 0 | 4.8788 | 0 | 1.2787 |  |  |  | 0.34914 | 0.043642 | 0.043642
7 | 2048 | 2048-07-30 | 0.043288 | 0.39871 | 0.43288 | 3.9871 | 0 | 4.8392 | 0 | 1.2683 |  |  |  | 0.34631 | 0.043288 | 0.043288
7 | 2048 | 2048-07-31 | 0.04286 | 0.39527 | 0.4286 | 3.9527 | 0 | 4.7914 | 0 | 1.2558 |  |  |  | 0.34288 | 0.04286 | 0.04286
8 | 2048 | 2048-08-01 | 0.022441 | 0.19149 | 0.22441 | 1.9149 | 0 | 2.5087 | 0 | 0.65751 |  |  |  | 0.17953 | 0.022441 | 0.022441
8 | 2048 | 2048-08-02 | 0.020868 | 0.17634 | 0.20868 | 1.7634 | 0 | 2.3329 | 0 | 0.61144 |  |  |  | 0.16694 | 0.020868 | 0.020868
8 | 2048 | 2048-08-03 | 0.030235 | 0.24934 | 0.30235 | 2.4934 | 0 | 3.38 | 0 | 0.8859 |  |  |  | 0.24188 | 0.030235 | 0.030235
8 | 2048 | 2048-08-04 | 0.02902 | 0.23815 | 0.2902 | 2.3815 | 0 | 3.2442 | 0 | 0.85029 |  |  |  | 0.23216 | 0.02902 | 0.02902
8 | 2048 | 2048-08-05 | 0.027795 | 0.22693 | 0.27795 | 2.2693 | 0 | 3.1072 | 0 | 0.81438 |  |  |  | 0.22236 | 0.027795 | 0.027795
8 | 2048 | 2048-08-06 | 0.027514 | 0.22583 | 0.27514 | 2.2583 | 0 | 3.0758 | 0 | 0.80617 |  |  |  | 0.22011 | 0.027514 | 0.027514
8 | 2048 | 2048-08-07 | 0.027226 | 0.22471 | 0.27226 | 2.2471 | 0 | 3.0436 | 0 | 0.79772 |  |  |  | 0.21781 | 0.027226 | 0.027226
8 | 2048 | 2048-08-08 | 0.019414 | 0.17194 | 0.19414 | 1.7194 | 0 | 2.1704 | 0 | 0.56884 |  |  |  | 0.15532 | 0.019414 | 0.019414
8 | 2048 | 2048-08-09 | 0.018923 | 0.16881 | 0.18923 | 1.6881 | 0 | 2.1155 | 0 | 0.55445 |  |  |  | 0.15139 | 0.018923 | 0.018923
8 | 2048 | 2048-08-10 | 0.026327 | 0.22141 | 0.26327 | 2.2141 | 0 | 2.9431 | 0 | 0.77137 |  |  |  | 0.21061 | 0.026327 | 0.026327
8 | 2048 | 2048-08-11 | 0.025639 | 0.21631 | 0.25639 | 2.1631 | 0 | 2.8662 | 0 | 0.75121 |  |  |  | 0.20511 | 0.025639 | 0.025639
8 | 2048 | 2048-08-12 | 0.025523 | 0.21734 | 0.25523 | 2.1734 | 0 | 2.8532 | 0 | 0.74782 |  |  |  | 0.20418 | 0.025523 | 0.025523
8 | 2048 | 2048-08-13 | 0.025026 | 0.21438 | 0.25026 | 2.1438 | 0 | 2.7977 | 0 | 0.73327 |  |  |  | 0.20021 | 0.025026 | 0.025026
8 | 2048 | 2048-08-14 | 0.023578 | 0.20134 | 0.23578 | 2.0134 | 0 | 2.6358 | 0 | 0.69084 |  |  |  | 0.18863 | 0.023578 | 0.023578
8 | 2048 | 2048-08-15 | 0.015764 | 0.14891 | 0.15764 | 1.4891 | 0 | 1.7622 | 0 | 0.46187 |  |  |  | 0.12611 | 0.015764 | 0.015764
8 | 2048 | 2048-08-16 | 0.015853 | 0.15231 | 0.15853 | 1.5231 | 0 | 1.7723 | 0 | 0.46451 |  |  |  | 0.12683 | 0.015853 | 0.015853
8 | 2048 | 2048-08-17 | 0.023277 | 0.20546 | 0.23277 | 2.0546 | 0 | 2.6022 | 0 | 0.68202 |  |  |  | 0.18622 | 0.023277 | 0.023277
8 | 2048 | 2048-08-18 | 0.023385 | 0.20911 | 0.23385 | 2.0911 | 0 | 2.6143 | 0 | 0.68519 |  |  |  | 0.18708 | 0.023385 | 0.023385
8 | 2048 | 2048-08-19 | 0.020451 | 0.18042 | 0.20451 | 1.8042 | 0 | 2.2863 | 0 | 0.59923 |  |  |  | 0.16361 | 0.020451 | 0.020451
8 | 2048 | 2048-08-20 | 0.02154 | 0.19453 | 0.2154 | 1.9453 | 0 | 2.408 | 0 | 0.63113 |  |  |  | 0.17232 | 0.02154 | 0.02154
8 | 2048 | 2048-08-21 | 0.019018 | 0.17024 | 0.19018 | 1.7024 | 0 | 2.126 | 0 | 0.55723 |  |  |  | 0.15214 | 0.019018 | 0.019018
8 | 2048 | 2048-08-22 | 0.014152 | 0.1493 | 0.14152 | 1.493 | 0 | 1.582 | 0 | 0.41465 |  |  |  | 0.11321 | 0.014152 | 0.014152
8 | 2048 | 2048-08-23 | 0.013577 | 0.14571 | 0.13577 | 1.4571 | 0 | 1.5178 | 0 | 0.3978 |  |  |  | 0.10861 | 0.013577 | 0.013577
8 | 2048 | 2048-08-24 | 0.017868 | 0.16557 | 0.17868 | 1.6557 | 0 | 1.9974 | 0 | 0.52352 |  |  |  | 0.14294 | 0.017868 | 0.017868
8 | 2048 | 2048-08-25 | 0.019821 | 0.18883 | 0.19821 | 1.8883 | 0 | 2.2158 | 0 | 0.58074 |  |  |  | 0.15856 | 0.019821 | 0.019821
8 | 2048 | 2048-08-26 | 0.020082 | 0.19406 | 0.20082 | 1.9406 | 0 | 2.2449 | 0 | 0.58839 |  |  |  | 0.16065 | 0.020082 | 0.020082
8 | 2048 | 2048-08-27 | 0.019226 | 0.18737 | 0.19226 | 1.8737 | 0 | 2.1493 | 0 | 0.56332 |  |  |  | 0.15381 | 0.019226 | 0.019226
8 | 2048 | 2048-08-28 | 0.018782 | 0.18502 | 0.18782 | 1.8502 | 0 | 2.0997 | 0 | 0.55032 |  |  |  | 0.15026 | 0.018782 | 0.018782
8 | 2048 | 2048-08-29 | 0.0078004 | 0.098813 | 0.078004 | 0.98813 | 0 | 0.87201 | 0 | 0.22855 |  |  |  | 0.062403 | 0.0078004 | 0.0078004
8 | 2048 | 2048-08-30 | 0.01086 | 0.1336 | 0.1086 | 1.336 | 0 | 1.2141 | 0 | 0.3182 |  |  |  | 0.086881 | 0.01086 | 0.01086
8 | 2048 | 2048-08-31 | 0.017655 | 0.17975 | 0.17655 | 1.7975 | 0 | 1.9736 | 0 | 0.51729 |  |  |  | 0.14124 | 0.017655 | 0.017655
9 | 2048 | 2048-09-01 | 0.032807 | 0.35011 | 0.32807 | 3.5011 | 0 | 3.6675 | 0 | 0.96124 |  |  |  | 0.26246 | 0.032807 | 0.032807
9 | 2048 | 2048-09-02 | 0.033468 | 0.36031 | 0.33468 | 3.6031 | 0 | 3.7414 | 0 | 0.9806 |  |  |  | 0.26774 | 0.033468 | 0.033468
9 | 2048 | 2048-09-03 | 0.033754 | 0.36575 | 0.33754 | 3.6575 | 0 | 3.7734 | 0 | 0.98899 |  |  |  | 0.27003 | 0.033754 | 0.033754
9 | 2048 | 2048-09-04 | 0.033042 | 0.35877 | 0.33042 | 3.5877 | 0 | 3.6938 | 0 | 0.96812 |  |  |  | 0.26433 | 0.033042 | 0.033042
9 | 2048 | 2048-09-05 | 0.025486 | 0.30817 | 0.25486 | 3.0817 | 0 | 2.8491 | 0 | 0.74673 |  |  |  | 0.20389 | 0.025486 | 0.025486
9 | 2048 | 2048-09-06 | 0.02539 | 0.30834 | 0.2539 | 3.0834 | 0 | 2.8384 | 0 | 0.74394 |  |  |  | 0.20312 | 0.02539 | 0.02539
9 | 2048 | 2048-09-07 | 0.03307 | 0.36312 | 0.3307 | 3.6312 | 0 | 3.6969 | 0 | 0.96896 |  |  |  | 0.26456 | 0.03307 | 0.03307
9 | 2048 | 2048-09-08 | 0.033912 | 0.37432 | 0.33912 | 3.7432 | 0 | 3.791 | 0 | 0.99362 |  |  |  | 0.2713 | 0.033912 | 0.033912
9 | 2048 | 2048-09-09 | 0.03439 | 0.38082 | 0.3439 | 3.8082 | 0 | 3.8445 | 0 | 1.0076 |  |  |  | 0.27512 | 0.03439 | 0.03439
9 | 2048 | 2048-09-10 | 0.034924 | 0.38774 | 0.34924 | 3.8774 | 0 | 3.9042 | 0 | 1.0233 |  |  |  | 0.2794 | 0.034924 | 0.034924
9 | 2048 | 2048-09-11 | 0.034786 | 0.38614 | 0.34786 | 3.8614 | 0 | 3.8887 | 0 | 1.0192 |  |  |  | 0.27829 | 0.034786 | 0.034786
9 | 2048 | 2048-09-12 | 0.027443 | 0.33663 | 0.27443 | 3.3663 | 0 | 3.0679 | 0 | 0.80409 |  |  |  | 0.21955 | 0.027443 | 0.027443
9 | 2048 | 2048-09-13 | 0.028154 | 0.34486 | 0.28154 | 3.4486 | 0 | 3.1474 | 0 | 0.82492 |  |  |  | 0.22523 | 0.028154 | 0.028154
9 | 2048 | 2048-09-14 | 0.035817 | 0.39753 | 0.35817 | 3.9753 | 0 | 4.0041 | 0 | 1.0494 |  |  |  | 0.28654 | 0.035817 | 0.035817
9 | 2048 | 2048-09-15 | 0.036594 | 0.40615 | 0.36594 | 4.0615 | 0 | 4.0909 | 0 | 1.0722 |  |  |  | 0.29275 | 0.036594 | 0.036594
9 | 2048 | 2048-09-16 | 0.037377 | 0.4147 | 0.37377 | 4.147 | 0 | 4.1784 | 0 | 1.0951 |  |  |  | 0.29901 | 0.037377 | 0.037377
9 | 2048 | 2048-09-17 | 0.038747 | 0.43012 | 0.38747 | 4.3012 | 0 | 4.3315 | 0 | 1.1353 |  |  |  | 0.30997 | 0.038747 | 0.038747
9 | 2048 | 2048-09-18 | 0.039064 | 0.43147 | 0.39064 | 4.3147 | 0 | 4.367 | 0 | 1.1446 |  |  |  | 0.31251 | 0.039064 | 0.039064
9 | 2048 | 2048-09-19 | 0.033125 | 0.39646 | 0.33125 | 3.9646 | 0 | 3.7031 | 0 | 0.97056 |  |  |  | 0.265 | 0.033125 | 0.033125
9 | 2048 | 2048-09-20 | 0.033252 | 0.39515 | 0.33252 | 3.9515 | 0 | 3.7173 | 0 | 0.97429 |  |  |  | 0.26602 | 0.033252 | 0.033252
9 | 2048 | 2048-09-21 | 0.042027 | 0.45999 | 0.42027 | 4.5999 | 0 | 4.6982 | 0 | 1.2314 |  |  |  | 0.33621 | 0.042027 | 0.042027
9 | 2048 | 2048-09-22 | 0.043919 | 0.47934 | 0.43919 | 4.7934 | 0 | 4.9097 | 0 | 1.2868 |  |  |  | 0.35135 | 0.043919 | 0.043919
9 | 2048 | 2048-09-23 | 0.045079 | 0.48992 | 0.45079 | 4.8992 | 0 | 5.0394 | 0 | 1.3208 |  |  |  | 0.36063 | 0.045079 | 0.045079
9 | 2048 | 2048-09-24 | 0.045998 | 0.49714 | 0.45998 | 4.9714 | 0 | 5.1421 | 0 | 1.3477 |  |  |  | 0.36798 | 0.045998 | 0.045998
9 | 2048 | 2048-09-25 | 0.047688 | 0.51281 | 0.47688 | 5.1281 | 0 | 5.3311 | 0 | 1.3973 |  |  |  | 0.3815 | 0.047688 | 0.047688
9 | 2048 | 2048-09-26 | 0.041173 | 0.46734 | 0.41173 | 4.6734 | 0 | 4.6028 | 0 | 1.2064 |  |  |  | 0.32939 | 0.041173 | 0.041173
9 | 2048 | 2048-09-27 | 0.045073 | 0.51144 | 0.45073 | 5.1144 | 1 | 5.0387 | 4.3761 | 1.3206 |  |  |  | 0.36058 | 0.045073 | 0.045073
9 | 2048 | 2048-09-28 | 0.054426 | 0.57987 | 0.54426 | 5.7987 | 1 | 6.0843 | 5.2842 | 1.5947 |  |  |  | 0.43541 | 0.054426 | 0.054426
9 | 2048 | 2048-09-29 | 0.057965 | 0.61827 | 0.57965 | 6.1827 | 1 | 6.4799 | 5.6277 | 1.6984 |  |  |  | 0.46372 | 0.057965 | 0.057965
9 | 2048 | 2048-09-30 | 0.057904 | 0.60968 | 0.57904 | 6.0968 | 1 | 6.4731 | 5.6219 | 1.6966 |  |  |  | 0.46323 | 0.057904 | 0.057904
10 | 2048 | 2048-10-01 | 0.054072 | 0.57986 | 0.54072 | 5.7986 | 1 | 6.0447 | 5.2498 | 1.5843 |  |  |  | 0.43257 | 0.054072 | 0.054072
10 | 2048 | 2048-10-02 | 0.055149 | 0.58261 | 0.55149 | 5.8261 | 1 | 6.1652 | 5.3544 | 1.6159 |  |  |  | 0.44119 | 0.055149 | 0.055149
10 | 2048 | 2048-10-03 | 0.05119 | 0.56383 | 0.5119 | 5.6383 | 1 | 5.7225 | 4.97 | 1.4999 |  |  |  | 0.40952 | 0.05119 | 0.05119
10 | 2048 | 2048-10-04 | 0.056142 | 0.6149 | 0.56142 | 6.149 | 2 | 6.2762 | 5.4793 | 1.645 |  |  |  | 0.44914 | 0.056142 | 0.056142
10 | 2048 | 2048-10-05 | 0.066808 | 0.69147 | 0.66808 | 6.9147 | 2 | 7.4685 | 6.5203 | 1.9575 |  |  |  | 0.53446 | 0.066808 | 0.066808
10 | 2048 | 2048-10-06 | 0.066416 | 0.68641 | 0.66416 | 6.8641 | 2 | 7.4247 | 6.482 | 1.946 |  |  |  | 0.53133 | 0.066416 | 0.066416
10 | 2048 | 2048-10-07 | 0.067709 | 0.69684 | 0.67709 | 6.9684 | 1 | 7.5693 | 6.5739 | 1.9839 |  |  |  | 0.54167 | 0.067709 | 0.067709
10 | 2048 | 2048-10-08 | 0.07298 | 0.74387 | 0.7298 | 7.4387 | 2 | 8.1584 | 7.1226 | 2.1383 |  |  |  | 0.58384 | 0.07298 | 0.07298
10 | 2048 | 2048-10-09 | 0.078041 | 0.78262 | 0.78041 | 7.8262 | 3 | 8.7242 | 7.6566 | 2.2866 |  |  |  | 0.62433 | 0.078041 | 0.078041
10 | 2048 | 2048-10-10 | 0.071914 | 0.74246 | 0.71914 | 7.4246 | 3 | 8.0393 | 7.0556 | 2.1071 |  |  |  | 0.57531 | 0.071914 | 0.071914
10 | 2048 | 2048-10-11 | 0.072726 | 0.74261 | 0.72726 | 7.4261 | 2 | 8.1301 | 7.0978 | 2.1309 |  |  |  | 0.58181 | 0.072726 | 0.072726
10 | 2048 | 2048-10-12 | 0.085027 | 0.83097 | 0.85027 | 8.3097 | 2 | 9.5052 | 8.2984 | 2.4913 |  |  |  | 0.68021 | 0.085027 | 0.085027
10 | 2048 | 2048-10-13 | 0.085714 | 0.83731 | 0.85714 | 8.3731 | 2 | 9.5821 | 8.3655 | 2.5114 |  |  |  | 0.68571 | 0.085714 | 0.085714
10 | 2048 | 2048-10-14 | 0.089912 | 0.87425 | 0.89912 | 8.7425 | 2 | 10.0514 | 8.7752 | 2.6344 |  |  |  | 0.7193 | 0.089912 | 0.089912
10 | 2048 | 2048-10-15 | 0.095238 | 0.92627 | 0.95238 | 9.2627 | 2 | 10.6467 | 9.2949 | 2.7905 |  |  |  | 0.7619 | 0.095238 | 0.095238
10 | 2048 | 2048-10-16 | 0.09884 | 0.95488 | 0.9884 | 9.5488 | 3 | 11.0494 | 9.6972 | 2.896 |  |  |  | 0.79072 | 0.09884 | 0.09884
10 | 2048 | 2048-10-17 | 0.095754 | 0.94105 | 0.95754 | 9.4105 | 3 | 10.7044 | 9.3945 | 2.8056 |  |  |  | 0.76603 | 0.095754 | 0.095754
10 | 2048 | 2048-10-18 | 0.097965 | 0.95517 | 0.97965 | 9.5517 | 4 | 10.9516 | 9.6622 | 2.8704 |  |  |  | 0.78372 | 0.097965 | 0.097965
10 | 2048 | 2048-10-19 | 0.10769 | 1.0126 | 1.0769 | 10.1264 | 5 | 12.0384 | 10.6776 | 3.1552 |  |  |  | 0.8615 | 0.10769 | 0.10769
10 | 2048 | 2048-10-20 | 0.1125 | 1.0513 | 1.125 | 10.513 | 4 | 12.5763 | 11.0957 | 3.2962 |  |  |  | 0.89999 | 0.1125 | 0.1125
10 | 2048 | 2048-10-21 | 0.11787 | 1.0961 | 1.1787 | 10.9611 | 4 | 13.1773 | 11.6259 | 3.4537 |  |  |  | 0.943 | 0.11787 | 0.11787
10 | 2048 | 2048-10-22 | 0.12283 | 1.1465 | 1.2283 | 11.4652 | 5 | 13.7307 | 12.1786 | 3.5988 |  |  |  | 0.9826 | 0.12283 | 0.12283
10 | 2048 | 2048-10-23 | 0.12675 | 1.1738 | 1.2675 | 11.7381 | 5 | 14.1697 | 12.5679 | 3.7138 |  |  |  | 1.014 | 0.12675 | 0.12675
10 | 2048 | 2048-10-24 | 0.12504 | 1.1733 | 1.2504 | 11.7331 | 6 | 13.9786 | 12.4647 | 3.6637 |  |  |  | 1.0003 | 0.12504 | 0.12504
10 | 2048 | 2048-10-25 | 0.13113 | 1.2304 | 1.3113 | 12.304 | 7 | 14.6591 | 13.1418 | 3.8421 |  |  |  | 1.049 | 0.13113 | 0.13113
10 | 2048 | 2048-10-26 | 0.14277 | 1.307 | 1.4277 | 13.0696 | 8 | 15.96 | 14.3854 | 4.1831 |  |  |  | 1.1421 | 0.14277 | 0.14277
10 | 2048 | 2048-10-27 | 0.14595 | 1.3286 | 1.4595 | 13.2857 | 7 | 16.3163 | 14.6274 | 4.2764 |  |  |  | 1.1676 | 0.14595 | 0.14595
10 | 2048 | 2048-10-28 | 0.14818 | 1.3412 | 1.4818 | 13.412 | 7 | 16.5655 | 14.8509 | 4.3418 |  |  |  | 1.1855 | 0.14818 | 0.14818
10 | 2048 | 2048-10-29 | 0.15408 | 1.3899 | 1.5408 | 13.8995 | 8 | 17.2244 | 15.525 | 4.5144 |  |  |  | 1.2326 | 0.15408 | 0.15408
10 | 2048 | 2048-10-30 | 0.15953 | 1.4356 | 1.5953 | 14.3564 | 9 | 17.8343 | 16.1621 | 4.6743 |  |  |  | 1.2763 | 0.15953 | 0.15953
10 | 2048 | 2048-10-31 | 0.15668 | 1.4236 | 1.5668 | 14.2356 | 9 | 17.5151 | 15.8728 | 4.5907 |  |  |  | 1.2534 | 0.15668 | 0.15668
11 | 2048 | 2048-11-01 | 0.1668 | 1.3237 | 1.668 | 13.2365 | 10 | 18.6466 | 16.9905 | 4.8872 |  |  |  | 1.3344 | 0.1668 | 0.1668
11 | 2048 | 2048-11-02 | 0.1837 | 1.4407 | 1.837 | 14.4067 | 11 | 20.5357 | 18.8146 | 5.3823 |  |  |  | 1.4696 | 0.1837 | 0.1837
11 | 2048 | 2048-11-03 | 0.18658 | 1.4602 | 1.8658 | 14.6016 | 11 | 20.8583 | 19.1101 | 5.4669 |  |  |  | 1.4927 | 0.18658 | 0.18658
11 | 2048 | 2048-11-04 | 0.18831 | 1.4702 | 1.8831 | 14.7024 | 11 | 21.0512 | 19.2868 | 5.5175 |  |  |  | 1.5065 | 0.18831 | 0.18831
11 | 2048 | 2048-11-05 | 0.19773 | 1.5378 | 1.9773 | 15.3778 | 9 | 22.1047 | 20.0321 | 5.7936 |  |  |  | 1.5819 | 0.19773 | 0.19773
11 | 2048 | 2048-11-06 | 0.19747 | 1.5315 | 1.9747 | 15.3151 | 10 | 22.0756 | 20.1149 | 5.7859 |  |  |  | 1.5798 | 0.19747 | 0.19747
11 | 2048 | 2048-11-07 | 0.19333 | 1.4973 | 1.9333 | 14.9725 | 11 | 21.6121 | 19.8007 | 5.6645 |  |  |  | 1.5466 | 0.19333 | 0.19333
11 | 2048 | 2048-11-08 | 0.19469 | 1.503 | 1.9469 | 15.0303 | 10 | 21.7645 | 19.8315 | 5.7044 |  |  |  | 1.5575 | 0.19469 | 0.19469
11 | 2048 | 2048-11-09 | 0.20665 | 1.5831 | 2.0665 | 15.8315 | 11 | 23.1021 | 21.1658 | 6.055 |  |  |  | 1.6532 | 0.20665 | 0.20665
11 | 2048 | 2048-11-10 | 0.2135 | 1.6315 | 2.135 | 16.3154 | 11 | 23.8672 | 21.8668 | 6.2555 |  |  |  | 1.708 | 0.2135 | 0.2135
11 | 2048 | 2048-11-11 | 0.21628 | 1.6437 | 2.1628 | 16.4366 | 12 | 10.7151 | 22.2736 | 6.3369 |  |  |  | 0.64883 | 1.2977 | 0.21628
11 | 2048 | 2048-11-12 | 0.22389 | 1.6948 | 2.2389 | 16.948 | 13 | 11.0924 | 23.1859 | 6.56 |  |  |  | 0.67167 | 1.3433 | 0.22389
11 | 2048 | 2048-11-13 | 0.229 | 1.7206 | 2.29 | 17.2055 | 14 | 11.3456 | 23.935 | 6.7097 |  |  |  | 0.687 | 1.374 | 0.229
11 | 2048 | 2048-11-14 | 0.22677 | 1.7069 | 2.2677 | 17.0693 | 15 | 11.235 | 23.9237 | 6.6444 |  |  |  | 0.68031 | 1.3606 | 0.22677
11 | 2048 | 2048-11-15 | 0.2295 | 1.7205 | 2.295 | 17.2052 | 16 | 11.3701 | 24.4399 | 6.7242 |  |  |  | 0.68849 | 1.377 | 0.2295
11 | 2048 | 2048-11-16 | 0.24158 | 1.8023 | 2.4158 | 18.0229 | 15 | 11.9686 | 25.4857 | 7.0782 |  |  |  | 0.72473 | 1.4495 | 0.24158
11 | 2048 | 2048-11-17 | 0.24323 | 1.803 | 2.4323 | 18.0305 | 15 | 12.0507 | 25.6606 | 7.1268 |  |  |  | 0.7297 | 1.4594 | 0.24323
11 | 2048 | 2048-11-18 | 0.25651 | 1.9015 | 2.5651 | 19.0147 | 15 | 12.7086 | 27.0615 | 7.5159 |  |  |  | 0.76954 | 1.5391 | 0.25651
11 | 2048 | 2048-11-19 | 0.25777 | 1.9038 | 2.5777 | 19.038 | 17 | 12.771 | 27.713 | 7.5527 |  |  |  | 0.77332 | 1.5466 | 0.25777
11 | 2048 | 2048-11-20 | 0.26164 | 1.9281 | 2.6164 | 19.2805 | 16 | 12.9627 | 27.8634 | 7.6661 |  |  |  | 0.78493 | 1.5699 | 0.26164
11 | 2048 | 2048-11-21 | 0.25796 | 1.9027 | 2.5796 | 19.0267 | 16 | 12.7804 | 27.4714 | 7.5583 |  |  |  | 0.77389 | 1.5478 | 0.25796
11 | 2048 | 2048-11-22 | 0.2603 | 1.9134 | 2.603 | 19.1337 | 14 | 12.896 | 27.2059 | 7.6267 |  |  |  | 0.78089 | 1.5618 | 0.2603
11 | 2048 | 2048-11-23 | 0.2707 | 1.9754 | 2.707 | 19.7537 | 14 | 13.4114 | 28.2931 | 7.9314 |  |  |  | 0.81209 | 1.6242 | 0.2707
11 | 2048 | 2048-11-24 | 0.28392 | 2.0689 | 2.8392 | 20.6885 | 16 | 14.0664 | 30.2356 | 8.3188 |  |  |  | 0.85176 | 1.7035 | 0.28392
11 | 2048 | 2048-11-25 | 0.29514 | 2.1471 | 2.9514 | 21.4713 | 18 | 14.6222 | 32.0357 | 8.6475 |  |  |  | 0.88541 | 1.7708 | 0.29514
11 | 2048 | 2048-11-26 | 0.30744 | 2.233 | 3.0744 | 22.3302 | 22 | 15.2316 | 34.7077 | 9.0079 |  |  |  | 0.92231 | 1.8446 | 0.30744
11 | 2048 | 2048-11-27 | 0.30339 | 2.1892 | 3.0339 | 21.8916 | 21 | 15.031 | 33.911 | 8.8893 |  |  |  | 0.91017 | 1.8203 | 0.30339
11 | 2048 | 2048-11-28 | 0.2974 | 2.1473 | 2.974 | 21.473 | 20 | 14.7342 | 32.915 | 8.7138 |  |  |  | 0.89219 | 1.7844 | 0.2974
11 | 2048 | 2048-11-29 | 0.3023 | 2.182 | 3.023 | 21.8204 | 18 | 14.9769 | 32.8129 | 8.8573 |  |  |  | 0.90689 | 1.8138 | 0.3023
11 | 2048 | 2048-11-30 | 0.30727 | 2.2069 | 3.0727 | 22.0694 | 18 | 15.2233 | 33.3526 | 9.003 |  |  |  | 0.92181 | 1.8436 | 0.30727
12 | 2048 | 2048-12-01 | 0.30474 | 2.0155 | 3.0474 | 20.1553 | 15 | 15.0981 | 32.1495 | 8.929 |  |  |  | 0.91423 | 1.8285 | 0.30474
12 | 2048 | 2048-12-02 | 0.30963 | 2.0355 | 3.0963 | 20.3553 | 17 | 15.3403 | 33.2885 | 9.0722 |  |  |  | 0.9289 | 1.8578 | 0.30963
12 | 2048 | 2048-12-03 | 0.31726 | 2.0797 | 3.1726 | 20.797 | 19 | 15.7184 | 34.7722 | 9.2958 |  |  |  | 0.95179 | 1.9036 | 0.31726
12 | 2048 | 2048-12-04 | 0.32347 | 2.1129 | 3.2347 | 21.1294 | 18 | 16.0261 | 35.1115 | 9.4778 |  |  |  | 0.97042 | 1.9408 | 0.32347
12 | 2048 | 2048-12-05 | 0.32558 | 2.1106 | 3.2558 | 21.1062 | 18 | 16.1303 | 35.3398 | 9.5394 |  |  |  | 0.97673 | 1.9535 | 0.32558
12 | 2048 | 2048-12-06 | 0.33649 | 2.1647 | 3.3649 | 21.6466 | 23 | 16.6708 | 38.3714 | 9.8591 |  |  |  | 1.0095 | 2.0189 | 0.33649
12 | 2048 | 2048-12-07 | 0.34705 | 2.2375 | 3.4705 | 22.3752 | 24 | 17.1943 | 39.981 | 10.1687 |  |  |  | 1.0412 | 2.0823 | 0.34705
12 | 2048 | 2048-12-08 | 0.35487 | 2.2853 | 3.5487 | 22.8531 | 21 | 17.5814 | 39.6648 | 10.3976 |  |  |  | 1.0646 | 2.1292 | 0.35487
12 | 2048 | 2048-12-09 | 0.35532 | 2.2849 | 3.5532 | 22.849 | 23 | 17.6037 | 40.5188 | 10.4108 |  |  |  | 1.066 | 2.1319 | 0.35532
12 | 2048 | 2048-12-10 | 0.36248 | 2.3205 | 3.6248 | 23.2049 | 22 | 17.9584 | 40.9211 | 10.6205 |  |  |  | 1.0874 | 2.1749 | 0.36248
12 | 2048 | 2048-12-11 | 0.36329 | 2.3251 | 3.6329 | 23.2506 | 22 | 17.9988 | 41.0133 | 10.6445 |  |  |  | 1.0899 | 2.1798 | 0.36329
12 | 2048 | 2048-12-12 | 0.35668 | 2.2688 | 3.5668 | 22.6882 | 23 | 17.6714 | 40.6746 | 10.4508 |  |  |  | 1.0701 | 2.1401 | 0.35668
12 | 2048 | 2048-12-13 | 0.35811 | 2.2733 | 3.5811 | 22.7333 | 24 | 17.7422 | 41.2549 | 10.4927 |  |  |  | 1.0743 | 2.1487 | 0.35811
12 | 2048 | 2048-12-14 | 0.36927 | 2.3424 | 3.6927 | 23.4239 | 25 | 18.295 | 42.9795 | 10.8196 |  |  |  | 1.1078 | 2.2156 | 0.36927
12 | 2048 | 2048-12-15 | 0.37894 | 2.3985 | 3.7894 | 23.9851 | 25 | 18.774 | 44.1048 | 11.1029 |  |  |  | 1.1368 | 2.2736 | 0.37894
12 | 2048 | 2048-12-16 | 0.37429 | 2.3627 | 3.7429 | 23.6267 | 24 | 18.5435 | 43.1181 | 10.9666 |  |  |  | 1.1229 | 2.2457 | 0.37429
12 | 2048 | 2048-12-17 | 0.36592 | 2.3185 | 3.6592 | 23.1845 | 22 | 18.1289 | 41.3098 | 10.7214 |  |  |  | 1.0978 | 2.1955 | 0.36592
12 | 2048 | 2048-12-18 | 0.36823 | 2.3274 | 3.6823 | 23.2738 | 23 | 18.2435 | 41.9913 | 10.7891 |  |  |  | 1.1047 | 2.2094 | 0.36823
12 | 2048 | 2048-12-19 | 0.36693 | 2.312 | 3.6693 | 23.1199 | 22 | 18.1791 | 41.4241 | 10.7511 |  |  |  | 1.1008 | 2.2016 | 0.36693
12 | 2048 | 2048-12-20 | 0.35984 | 2.2522 | 3.5984 | 22.5219 | 23 | 17.8277 | 41.0343 | 10.5433 |  |  |  | 1.0795 | 2.159 | 0.35984
12 | 2048 | 2048-12-21 | 0.49504 | 2.9977 | 4.9504 | 29.9775 | 61 | 2.2482 | 102.1524 | 4.3514 |  |  |  | 0.24752 | 4.5544 | 0.14851
12 | 2048 | 2048-12-22 | 0.38092 | 2.3918 | 3.8092 | 23.9177 | 24 | 18.872 | 43.882 | 11.1609 |  |  |  | 1.1428 | 2.2855 | 0.38092
12 | 2048 | 2048-12-23 | 0.37994 | 2.3754 | 3.7994 | 23.7538 | 24 | 18.8237 | 43.7697 | 11.1323 |  |  |  | 1.1398 | 2.2797 | 0.37994
12 | 2048 | 2048-12-24 | 0.38471 | 2.4033 | 3.8471 | 24.033 | 22 | 19.06 | 43.4313 | 11.272 |  |  |  | 1.1541 | 2.3083 | 0.38471
12 | 2048 | 2048-12-25 | 0.38547 | 2.4072 | 3.8547 | 24.0716 | 21 | 19.0976 | 43.0855 | 11.2943 |  |  |  | 1.1564 | 2.3128 | 0.38547
12 | 2048 | 2048-12-26 | 0.36954 | 2.3043 | 3.6954 | 23.043 | 21 | 18.3081 | 41.3044 | 10.8274 |  |  |  | 1.1086 | 2.2172 | 0.36954
12 | 2048 | 2048-12-27 | 0.36799 | 2.2964 | 3.6799 | 22.9641 | 21 | 18.2314 | 41.1313 | 10.782 |  |  |  | 1.104 | 2.2079 | 0.36799
12 | 2048 | 2048-12-28 | 0.38395 | 2.3908 | 3.8395 | 23.9078 | 22 | 19.0225 | 43.3459 | 11.2499 |  |  |  | 1.1519 | 2.3037 | 0.38395
12 | 2048 | 2048-12-29 | 0.37257 | 2.3066 | 3.7257 | 23.0664 | 22 | 18.4586 | 42.061 | 10.9164 |  |  |  | 1.1177 | 2.2354 | 0.37257
12 | 2048 | 2048-12-30 | 0.37103 | 2.2977 | 3.7103 | 22.9772 | 22 | 18.3824 | 41.8874 | 10.8713 |  |  |  | 1.1131 | 2.2262 | 0.37103
12 | 2048 | 2048-12-31 | 0.37128 | 2.3048 | 3.7128 | 23.0479 | 22 | 18.3948 | 41.9155 | 10.8786 |  |  |  | 1.1139 | 2.2277 | 0.37128
1 | 2049 | 2049-01-01 | 0.41334 | 2.5614 | 4.1334 | 25.6142 | 25 | 20.4784 | 48.1089 | 12.1109 |  |  |  | 1.24 | 2.48 | 0.41334
1 | 2049 | 2049-01-02 | 0.40458 | 2.507 | 4.0458 | 25.0698 | 25 | 20.0441 | 47.0887 | 11.854 |  |  |  | 1.2137 | 2.4275 | 0.40458
1 | 2049 | 2049-01-03 | 0.41058 | 2.5344 | 4.1058 | 25.3444 | 26 | 31.9653 | 48.286 | 24.0599 |  |  |  | 1.2317 | 2.4635 | 0.41058
1 | 2049 | 2049-01-04 | 0.41537 | 2.5732 | 4.1537 | 25.7321 | 25 | 20.5789 | 48.3451 | 12.1703 |  |  |  | 1.2461 | 2.4922 | 0.41537
1 | 2049 | 2049-01-05 | 0.41128 | 2.5488 | 4.1128 | 25.4881 | 24 | 20.3763 | 47.3798 | 12.0505 |  |  |  | 1.2338 | 2.4677 | 0.41128
1 | 2049 | 2049-01-06 | 0.41437 | 2.5667 | 4.1437 | 25.6671 | 25 | 20.5295 | 48.229 | 12.1411 |  |  |  | 1.2431 | 2.4862 | 0.41437
1 | 2049 | 2049-01-07 | 0.40441 | 2.5019 | 4.0441 | 25.0192 | 23 | 20.0359 | 46.1169 | 11.8492 |  |  |  | 1.2132 | 2.4265 | 0.40441
1 | 2049 | 2049-01-08 | 0.40894 | 2.5268 | 4.0894 | 25.2684 | 21 | 20.2602 | 45.7085 | 11.9818 |  |  |  | 1.2268 | 2.4536 | 0.40894
1 | 2049 | 2049-01-09 | 0.39848 | 2.4578 | 3.9848 | 24.5779 | 20 | 19.7421 | 44.1023 | 11.6754 |  |  |  | 1.1954 | 2.3909 | 0.39848
1 | 2049 | 2049-01-10 | 0.38671 | 2.3841 | 3.8671 | 23.8409 | 19 | 19.1588 | 42.383 | 11.3305 |  |  |  | 1.1601 | 2.3202 | 0.38671
1 | 2049 | 2049-01-11 | 0.38964 | 2.4044 | 3.8964 | 24.0438 | 17 | 19.304 | 41.8896 | 11.4163 |  |  |  | 1.1689 | 2.3378 | 0.38964
1 | 2049 | 2049-01-12 | 0.39619 | 2.4432 | 3.9619 | 24.4318 | 17 | 19.6289 | 42.5946 | 11.6085 |  |  |  | 1.1886 | 2.3772 | 0.39619
1 | 2049 | 2049-01-13 | 0.3956 | 2.4429 | 3.956 | 24.4294 | 20 | 19.5995 | 43.7836 | 11.5911 |  |  |  | 1.1868 | 2.3736 | 0.3956
1 | 2049 | 2049-01-14 | 0.39878 | 2.4542 | 3.9878 | 24.5422 | 21 | 19.7571 | 44.5733 | 11.6843 |  |  |  | 1.1963 | 2.3927 | 0.39878
1 | 2049 | 2049-01-15 | 0.39322 | 2.427 | 3.9322 | 24.2704 | 18 | 19.4813 | 42.6815 | 11.5212 |  |  |  | 1.1796 | 2.3593 | 0.39322
1 | 2049 | 2049-01-16 | 0.38066 | 2.3412 | 3.8066 | 23.4125 | 17 | 18.8593 | 40.9247 | 11.1534 |  |  |  | 1.142 | 2.284 | 0.38066
1 | 2049 | 2049-01-17 | 0.38096 | 2.3432 | 3.8096 | 23.4318 | 17 | 18.8743 | 40.9572 | 11.1622 |  |  |  | 1.1429 | 2.2858 | 0.38096
1 | 2049 | 2049-01-18 | 0.38854 | 2.3925 | 3.8854 | 23.9249 | 18 | 19.2495 | 42.1735 | 11.3841 |  |  |  | 1.1656 | 2.3312 | 0.38854
1 | 2049 | 2049-01-19 | 0.38631 | 2.3756 | 3.8631 | 23.7558 | 19 | 19.1393 | 42.3399 | 11.3189 |  |  |  | 1.1589 | 2.3179 | 0.38631
1 | 2049 | 2049-01-20 | 0.38874 | 2.3919 | 3.8874 | 23.9195 | 19 | 19.2598 | 42.6064 | 11.3902 |  |  |  | 1.1662 | 2.3325 | 0.38874
1 | 2049 | 2049-01-21 | 0.38906 | 2.3912 | 3.8906 | 23.912 | 20 | 19.2755 | 43.0599 | 11.3995 |  |  |  | 1.1672 | 2.3344 | 0.38906
1 | 2049 | 2049-01-22 | 0.38303 | 2.3554 | 3.8303 | 23.5537 | 20 | 18.9768 | 42.3926 | 11.2228 |  |  |  | 1.1491 | 2.2982 | 0.38303
1 | 2049 | 2049-01-23 | 0.37883 | 2.3216 | 3.7883 | 23.2164 | 20 | 18.7685 | 41.9274 | 11.0997 |  |  |  | 1.1365 | 2.273 | 0.37883
1 | 2049 | 2049-01-24 | 0.37258 | 2.2842 | 3.7258 | 22.8418 | 20 | 18.4589 | 41.2356 | 10.9165 |  |  |  | 1.1177 | 2.2355 | 0.37258
1 | 2049 | 2049-01-25 | 0.38284 | 2.3507 | 3.8284 | 23.5075 | 20 | 18.9675 | 42.3719 | 11.2173 |  |  |  | 1.1485 | 2.2971 | 0.38284
1 | 2049 | 2049-01-26 | 0.38732 | 2.3688 | 3.8732 | 23.688 | 22 | 19.1892 | 43.7257 | 11.3484 |  |  |  | 1.162 | 2.3239 | 0.38732
1 | 2049 | 2049-01-27 | 0.3843 | 2.3549 | 3.843 | 23.5487 | 22 | 19.0398 | 43.3852 | 11.2601 |  |  |  | 1.1529 | 2.3058 | 0.3843
1 | 2049 | 2049-01-28 | 0.3786 | 2.3221 | 3.786 | 23.2212 | 21 | 18.7572 | 42.3175 | 11.0929 |  |  |  | 1.1358 | 2.2716 | 0.3786
1 | 2049 | 2049-01-29 | 0.37432 | 2.2959 | 3.7432 | 22.9585 | 20 | 18.5454 | 41.4289 | 10.9677 |  |  |  | 1.123 | 2.2459 | 0.37432
1 | 2049 | 2049-01-30 | 0.36888 | 2.2536 | 3.6888 | 22.5358 | 21 | 18.2755 | 41.2308 | 10.8081 |  |  |  | 1.1066 | 2.2133 | 0.36888
1 | 2049 | 2049-01-31 | 0.36504 | 2.2239 | 3.6504 | 22.2387 | 21 | 18.0855 | 40.8021 | 10.6957 |  |  |  | 1.0951 | 2.1902 | 0.36504
2 | 2049 | 2049-02-01 | 0.37355 | 2.3187 | 3.7355 | 23.1869 | 21 | 18.5071 | 41.7533 | 10.9451 |  |  |  | 1.1207 | 2.2413 | 0.37355
2 | 2049 | 2049-02-02 | 0.36738 | 2.2824 | 3.6738 | 22.8244 | 19 | 18.2015 | 40.2652 | 10.7643 |  |  |  | 1.1021 | 2.2043 | 0.36738
2 | 2049 | 2049-02-03 | 0.36675 | 2.2782 | 3.6675 | 22.7816 | 20 | 18.1701 | 40.5906 | 10.7458 |  |  |  | 1.1003 | 2.2005 | 0.36675
2 | 2049 | 2049-02-04 | 0.36681 | 2.2754 | 3.6681 | 22.7536 | 18 | 18.1732 | 39.8155 | 10.7476 |  |  |  | 1.1004 | 2.2009 | 0.36681
2 | 2049 | 2049-02-05 | 0.36301 | 2.2531 | 3.6301 | 22.531 | 18 | 17.9849 | 39.4031 | 10.6363 |  |  |  | 1.089 | 2.1781 | 0.36301
2 | 2049 | 2049-02-06 | 0.35265 | 2.1836 | 3.5265 | 21.8357 | 18 | 17.4717 | 38.2786 | 10.3327 |  |  |  | 1.058 | 2.1159 | 0.35265
2 | 2049 | 2049-02-07 | 0.34836 | 2.1578 | 3.4836 | 21.578 | 18 | 17.2592 | 37.8132 | 10.2071 |  |  |  | 1.0451 | 2.0902 | 0.34836
2 | 2049 | 2049-02-08 | 0.3598 | 2.2314 | 3.598 | 22.3139 | 19 | 17.826 | 39.4347 | 10.5423 |  |  |  | 1.0794 | 2.1588 | 0.3598
2 | 2049 | 2049-02-09 | 0.35109 | 2.1809 | 3.5109 | 21.8094 | 20 | 17.3944 | 38.8577 | 10.287 |  |  |  | 1.0533 | 2.1066 | 0.35109
2 | 2049 | 2049-02-10 | 0.34976 | 2.1731 | 3.4976 | 21.7315 | 18 | 17.3283 | 37.9645 | 10.2479 |  |  |  | 1.0493 | 2.0986 | 0.34976
2 | 2049 | 2049-02-11 | 0.34797 | 2.1625 | 3.4797 | 21.6254 | 18 | 17.2399 | 37.7708 | 10.1956 |  |  |  | 1.0439 | 2.0878 | 0.34797
2 | 2049 | 2049-02-12 | 0.34127 | 2.1229 | 3.4127 | 21.2288 | 18 | 16.9077 | 37.043 | 9.9992 |  |  |  | 1.0238 | 2.0476 | 0.34127
2 | 2049 | 2049-02-13 | 0.33121 | 2.0555 | 3.3121 | 20.5546 | 15 | 16.4095 | 34.9421 | 9.7046 |  |  |  | 0.99364 | 1.9873 | 0.33121
2 | 2049 | 2049-02-14 | 0.32472 | 2.0176 | 3.2472 | 20.1764 | 17 | 16.0876 | 34.9101 | 9.5142 |  |  |  | 0.97415 | 1.9483 | 0.32472
2 | 2049 | 2049-02-15 | 0.33382 | 2.0782 | 3.3382 | 20.7825 | 18 | 16.5385 | 36.2341 | 9.7808 |  |  |  | 1.0015 | 2.0029 | 0.33382
2 | 2049 | 2049-02-16 | 0.33106 | 2.0603 | 3.3106 | 20.6033 | 17 | 16.402 | 35.5923 | 9.7001 |  |  |  | 0.99319 | 1.9864 | 0.33106
2 | 2049 | 2049-02-17 | 0.32756 | 2.0396 | 3.2756 | 20.3961 | 15 | 16.2284 | 34.5564 | 9.5974 |  |  |  | 0.98267 | 1.9653 | 0.32756
2 | 2049 | 2049-02-18 | 0.32235 | 2.0089 | 3.2235 | 20.0888 | 15 | 15.9704 | 34.007 | 9.4449 |  |  |  | 0.96705 | 1.9341 | 0.32235
2 | 2049 | 2049-02-19 | 0.31571 | 1.9703 | 3.1571 | 19.703 | 15 | 15.6415 | 33.3067 | 9.2504 |  |  |  | 0.94714 | 1.8943 | 0.31571
2 | 2049 | 2049-02-20 | 0.30314 | 1.8889 | 3.0314 | 18.8891 | 16 | 15.0185 | 32.2823 | 8.8819 |  |  |  | 0.90941 | 1.8188 | 0.30314
2 | 2049 | 2049-02-21 | 0.30073 | 1.8743 | 3.0073 | 18.7428 | 16 | 14.8994 | 32.0262 | 8.8115 |  |  |  | 0.9022 | 1.8044 | 0.30073
2 | 2049 | 2049-02-22 | 0.30548 | 1.9079 | 3.0548 | 19.0789 | 15 | 15.1348 | 32.2277 | 8.9507 |  |  |  | 0.91645 | 1.8329 | 0.30548
2 | 2049 | 2049-02-23 | 0.30895 | 1.9285 | 3.0895 | 19.2845 | 16 | 15.3067 | 32.9017 | 9.0524 |  |  |  | 0.92686 | 1.8537 | 0.30895
2 | 2049 | 2049-02-24 | 0.30556 | 1.9085 | 3.0556 | 19.0846 | 16 | 15.1387 | 32.5405 | 8.953 |  |  |  | 0.91669 | 1.8334 | 0.30556
2 | 2049 | 2049-02-25 | 0.30609 | 1.9093 | 3.0609 | 19.0929 | 14 | 15.165 | 31.9927 | 8.9686 |  |  |  | 0.91828 | 1.8366 | 0.30609
2 | 2049 | 2049-02-26 | 0.29493 | 1.8469 | 2.9493 | 18.4692 | 13 | 14.6121 | 30.5429 | 8.6415 |  |  |  | 0.8848 | 1.7696 | 0.29493
2 | 2049 | 2049-02-27 | 0.28791 | 1.7961 | 2.8791 | 17.9609 | 13 | 14.264 | 29.8155 | 8.4357 |  |  |  | 0.86373 | 1.7275 | 0.28791
2 | 2049 | 2049-02-28 | 0.29257 | 1.8218 | 2.9257 | 18.2184 | 15 | 14.4949 | 30.8652 | 8.5723 |  |  |  | 0.87771 | 1.7554 | 0.29257
3 | 2049 | 2049-03-01 | 0.30173 | 1.949 | 3.0173 | 19.4899 | 15 | 14.9486 | 31.8312 | 8.8406 |  |  |  | 0.90518 | 1.8104 | 0.30173
3 | 2049 | 2049-03-02 | 0.29926 | 1.9339 | 2.9926 | 19.3387 | 15 | 14.8262 | 31.5706 | 8.7682 |  |  |  | 0.89777 | 1.7955 | 0.29926
3 | 2049 | 2049-03-03 | 0.28384 | 1.8354 | 2.8384 | 18.3537 | 13 | 14.0622 | 29.3936 | 8.3164 |  |  |  | 0.85151 | 1.703 | 0.28384
3 | 2049 | 2049-03-04 | 0.28077 | 1.8167 | 2.8077 | 18.1669 | 10 | 31.3876 | 28.5999 | 8.2266 |  |  |  | 2.2462 | 0.28077 | 0.28077
3 | 2049 | 2049-03-05 | 0.28151 | 1.8221 | 2.8151 | 18.2206 | 11 | 31.4699 | 28.8323 | 8.2482 |  |  |  | 2.2521 | 0.28151 | 0.28151
3 | 2049 | 2049-03-06 | 0.26808 | 1.7332 | 2.6808 | 17.3322 | 11 | 29.9693 | 27.4575 | 7.8548 |  |  |  | 2.1447 | 0.26808 | 0.26808
3 | 2049 | 2049-03-07 | 0.26422 | 1.7092 | 2.6422 | 17.0921 | 10 | 29.5373 | 26.9139 | 7.7416 |  |  |  | 2.1138 | 0.26422 | 0.26422
3 | 2049 | 2049-03-08 | 0.26438 | 1.7143 | 2.6438 | 17.143 | 10 | 29.5549 | 26.93 | 7.7463 |  |  |  | 2.115 | 0.26438 | 0.26438
3 | 2049 | 2049-03-09 | 0.26011 | 1.6875 | 2.6011 | 16.8746 | 9 | 29.0779 | 26.3514 | 7.6212 |  |  |  | 2.0809 | 0.26011 | 0.26011
3 | 2049 | 2049-03-10 | 0.25302 | 1.6424 | 2.5302 | 16.4242 | 8 | 28.2852 | 25.4945 | 7.4135 |  |  |  | 2.0242 | 0.25302 | 0.25302
3 | 2049 | 2049-03-11 | 0.25261 | 1.6406 | 2.5261 | 16.4059 | 8 | 28.2393 | 25.4532 | 7.4014 |  |  |  | 2.0209 | 0.25261 | 0.25261
3 | 2049 | 2049-03-12 | 0.2508 | 1.6296 | 2.508 | 16.2958 | 8 | 28.0377 | 25.2714 | 7.3486 |  |  |  | 2.0064 | 0.2508 | 0.2508
3 | 2049 | 2049-03-13 | 0.24759 | 1.6062 | 2.4759 | 16.0617 | 9 | 27.6782 | 25.0829 | 7.2544 |  |  |  | 1.9807 | 0.24759 | 0.24759
3 | 2049 | 2049-03-14 | 0.24134 | 1.5664 | 2.4134 | 15.6643 | 8 | 26.9792 | 24.3174 | 7.0712 |  |  |  | 1.9307 | 0.24134 | 0.24134
3 | 2049 | 2049-03-15 | 0.24833 | 1.6152 | 2.4833 | 16.1524 | 8 | 27.7606 | 25.0216 | 7.276 |  |  |  | 1.9866 | 0.24833 | 0.24833
3 | 2049 | 2049-03-16 | 0.2424 | 1.5777 | 2.424 | 15.7769 | 8 | 27.0985 | 24.4249 | 7.1024 |  |  |  | 1.9392 | 0.2424 | 0.2424
3 | 2049 | 2049-03-17 | 0.24025 | 1.5644 | 2.4025 | 15.6436 | 9 | 26.8578 | 24.3395 | 7.0394 |  |  |  | 1.922 | 0.24025 | 0.24025
3 | 2049 | 2049-03-18 | 0.24005 | 1.5636 | 2.4005 | 15.6358 | 9 | 26.8359 | 24.3196 | 7.0336 |  |  |  | 1.9204 | 0.24005 | 0.24005
3 | 2049 | 2049-03-19 | 0.23671 | 1.5426 | 2.3671 | 15.4257 | 9 | 26.4619 | 23.9807 | 6.9356 |  |  |  | 1.8937 | 0.23671 | 0.23671
3 | 2049 | 2049-03-20 | 0.22814 | 1.4844 | 2.2814 | 14.8444 | 9 | 25.5036 | 23.1122 | 6.6844 |  |  |  | 1.8251 | 0.22814 | 0.22814
3 | 2049 | 2049-03-21 | 0.22079 | 1.4377 | 2.2079 | 14.3765 | 7 | 24.6819 | 22.1272 | 6.469 |  |  |  | 1.7663 | 0.22079 | 0.22079
3 | 2049 | 2049-03-22 | 0.22926 | 1.4958 | 2.2926 | 14.9579 | 8 | 25.629 | 23.1004 | 6.7173 |  |  |  | 1.8341 | 0.22926 | 0.22926
3 | 2049 | 2049-03-23 | 0.22521 | 1.47 | 2.2521 | 14.6998 | 9 | 25.1759 | 22.8152 | 6.5985 |  |  |  | 1.8016 | 0.22521 | 0.22521
3 | 2049 | 2049-03-24 | 0.22273 | 1.4544 | 2.2273 | 14.5438 | 11 | 24.8996 | 22.8127 | 6.5261 |  |  |  | 1.7819 | 0.22273 | 0.22273
3 | 2049 | 2049-03-25 | 0.21774 | 1.4227 | 2.1774 | 14.2266 | 10 | 24.3413 | 22.1794 | 6.3798 |  |  |  | 1.7419 | 0.21774 | 0.21774
3 | 2049 | 2049-03-26 | 0.21843 | 1.4274 | 2.1843 | 14.2739 | 9 | 24.4187 | 22.129 | 6.4001 |  |  |  | 1.7475 | 0.21843 | 0.21843
3 | 2049 | 2049-03-27 | 0.20197 | 1.3183 | 2.0197 | 13.1831 | 8 | 22.5784 | 20.3508 | 5.9177 |  |  |  | 1.6158 | 0.20197 | 0.20197
3 | 2049 | 2049-03-28 | 0.19747 | 1.2894 | 1.9747 | 12.8944 | 8 | 22.0756 | 19.8976 | 5.7859 |  |  |  | 1.5798 | 0.19747 | 0.19747
3 | 2049 | 2049-03-29 | 0.20542 | 1.3442 | 2.0542 | 13.4415 | 9 | 22.9642 | 20.8109 | 6.0188 |  |  |  | 1.6434 | 0.20542 | 0.20542
3 | 2049 | 2049-03-30 | 0.19784 | 1.2956 | 1.9784 | 12.9557 | 7 | 22.117 | 19.8278 | 5.7968 |  |  |  | 1.5827 | 0.19784 | 0.19784
3 | 2049 | 2049-03-31 | 0.19586 | 1.283 | 1.9586 | 12.8299 | 9 | 21.8955 | 19.8425 | 5.7388 |  |  |  | 1.5669 | 0.19586 | 0.19586
4 | 2049 | 2049-04-01 | 0.18326 | 1.1741 | 1.8326 | 11.7407 | 8 | 20.4864 | 18.4651 | 5.3694 |  |  |  | 1.4661 | 0.18326 | 0.18326
4 | 2049 | 2049-04-02 | 0.17729 | 1.1379 | 1.7729 | 11.3792 | 7 | 19.8195 | 17.768 | 5.1946 |  |  |  | 1.4183 | 0.17729 | 0.17729
4 | 2049 | 2049-04-03 | 0.16487 | 1.0561 | 1.6487 | 10.5605 | 6 | 18.4312 | 16.4352 | 4.8308 |  |  |  | 1.319 | 0.16487 | 0.16487
4 | 2049 | 2049-04-04 | 0.16586 | 1.0603 | 1.6586 | 10.6034 | 7 | 18.5419 | 16.6227 | 4.8598 |  |  |  | 1.3269 | 0.16586 | 0.16586
4 | 2049 | 2049-04-05 | 0.17266 | 1.1064 | 1.7266 | 11.0638 | 7 | 19.302 | 17.3042 | 5.059 |  |  |  | 1.3813 | 0.17266 | 0.17266
4 | 2049 | 2049-04-06 | 0.16794 | 1.0778 | 1.6794 | 10.7777 | 7 | 18.7741 | 16.8309 | 4.9206 |  |  |  | 1.3435 | 0.16794 | 0.16794
4 | 2049 | 2049-04-07 | 0.16793 | 1.0769 | 1.6793 | 10.7693 | 7 | 18.7729 | 16.8298 | 4.9203 |  |  |  | 1.3434 | 0.16793 | 0.16793
4 | 2049 | 2049-04-08 | 0.1645 | 1.0554 | 1.645 | 10.5541 | 8 | 18.3898 | 16.5754 | 4.8199 |  |  |  | 1.316 | 0.1645 | 0.1645
4 | 2049 | 2049-04-09 | 0.16663 | 1.0661 | 1.6663 | 10.6607 | 8 | 18.6271 | 16.7893 | 4.8821 |  |  |  | 1.333 | 0.16663 | 0.16663
4 | 2049 | 2049-04-10 | 0.15606 | 0.99587 | 1.5606 | 9.9587 | 8 | 17.4459 | 15.7246 | 4.5725 |  |  |  | 1.2485 | 0.15606 | 0.15606
4 | 2049 | 2049-04-11 | 0.1521 | 0.97159 | 1.521 | 9.7159 | 8 | 17.0037 | 15.3261 | 4.4566 |  |  |  | 1.2168 | 0.1521 | 0.1521
4 | 2049 | 2049-04-12 | 0.15306 | 0.98342 | 1.5306 | 9.8342 | 7 | 17.111 | 15.3399 | 4.4847 |  |  |  | 1.2245 | 0.15306 | 0.15306
4 | 2049 | 2049-04-13 | 0.15256 | 0.98003 | 1.5256 | 9.8003 | 8 | 17.0544 | 15.3718 | 4.4699 |  |  |  | 1.2205 | 0.15256 | 0.15256
4 | 2049 | 2049-04-14 | 0.14753 | 0.94976 | 1.4753 | 9.4976 | 7 | 16.4926 | 14.7855 | 4.3227 |  |  |  | 1.1802 | 0.14753 | 0.14753
4 | 2049 | 2049-04-15 | 0.14186 | 0.91465 | 1.4186 | 9.1465 | 6 | 15.8582 | 14.1408 | 4.1564 |  |  |  | 1.1348 | 0.14186 | 0.14186
4 | 2049 | 2049-04-16 | 0.13505 | 0.8748 | 1.3505 | 8.748 | 5 | 15.0968 | 13.3903 | 3.9568 |  |  |  | 1.0804 | 0.13505 | 0.13505
4 | 2049 | 2049-04-17 | 0.12601 | 0.81335 | 1.2601 | 8.1335 | 5 | 14.0873 | 12.4949 | 3.6922 |  |  |  | 1.0081 | 0.12601 | 0.12601
4 | 2049 | 2049-04-18 | 0.12217 | 0.78983 | 1.2217 | 7.8983 | 5 | 13.657 | 12.1132 | 3.5795 |  |  |  | 0.97733 | 0.12217 | 0.12217
4 | 2049 | 2049-04-19 | 0.12638 | 0.82126 | 1.2638 | 8.2126 | 4 | 14.1281 | 12.4648 | 3.7029 |  |  |  | 1.011 | 0.12638 | 0.12638
4 | 2049 | 2049-04-20 | 0.12171 | 0.79344 | 1.2171 | 7.9344 | 4 | 13.606 | 12.0042 | 3.5661 |  |  |  | 0.97367 | 0.12171 | 0.12171
4 | 2049 | 2049-04-21 | 0.11958 | 0.78035 | 1.1958 | 7.8035 | 3 | 13.3677 | 11.7319 | 3.5036 |  |  |  | 0.95662 | 0.11958 | 0.11958
4 | 2049 | 2049-04-22 | 0.11795 | 0.76988 | 1.1795 | 7.6988 | 4 | 13.1863 | 11.6339 | 3.4561 |  |  |  | 0.94364 | 0.11795 | 0.11795
4 | 2049 | 2049-04-23 | 0.11379 | 0.74509 | 1.1379 | 7.4509 | 4 | 12.7202 | 11.2227 | 3.3339 |  |  |  | 0.91029 | 0.11379 | 0.11379
4 | 2049 | 2049-04-24 | 0.1022 | 0.66895 | 1.022 | 6.6895 | 4 | 11.4255 | 10.0804 | 2.9946 |  |  |  | 0.81764 | 0.1022 | 0.1022
4 | 2049 | 2049-04-25 | 0.10703 | 0.69596 | 1.0703 | 6.9596 | 5 | 11.9647 | 10.6123 | 3.1359 |  |  |  | 0.85622 | 0.10703 | 0.10703
4 | 2049 | 2049-04-26 | 0.11715 | 0.7617 | 1.1715 | 7.617 | 6 | 13.0964 | 11.6781 | 3.4325 |  |  |  | 0.93721 | 0.11715 | 0.11715
4 | 2049 | 2049-04-27 | 0.11467 | 0.74721 | 1.1467 | 7.4721 | 6 | 12.8194 | 11.4311 | 3.3599 |  |  |  | 0.91739 | 0.11467 | 0.11467
4 | 2049 | 2049-04-28 | 0.11318 | 0.73731 | 1.1318 | 7.3731 | 5 | 12.6525 | 11.2223 | 3.3162 |  |  |  | 0.90544 | 0.11318 | 0.11318
4 | 2049 | 2049-04-29 | 0.10986 | 0.71839 | 1.0986 | 7.1839 | 5 | 12.281 | 10.8928 | 3.2188 |  |  |  | 0.87886 | 0.10986 | 0.10986
4 | 2049 | 2049-04-30 | 0.10494 | 0.68906 | 1.0494 | 6.8906 | 4 | 11.731 | 10.35 | 3.0747 |  |  |  | 0.8395 | 0.10494 | 0.10494
5 | 2049 | 2049-05-01 | 0.079124 | 0.54247 | 0.79124 | 5.4247 | 4 | 8.8453 | 7.804 | 2.3183 |  |  |  | 0.63299 | 0.079124 | 0.079124
5 | 2049 | 2049-05-02 | 0.076117 | 0.52177 | 0.76117 | 5.2177 | 4 | 8.5092 | 7.5074 | 2.2302 |  |  |  | 0.60894 | 0.076117 | 0.076117
5 | 2049 | 2049-05-03 | 0.082379 | 0.56678 | 0.82379 | 5.6678 | 4 | 9.2092 | 8.125 | 2.4137 |  |  |  | 0.65903 | 0.082379 | 0.082379
5 | 2049 | 2049-05-04 | 0.081669 | 0.5616 | 0.81669 | 5.616 | 3 | 9.1298 | 8.0126 | 2.3929 |  |  |  | 0.65335 | 0.081669 | 0.081669
5 | 2049 | 2049-05-05 | 0.07857 | 0.53916 | 0.7857 | 5.3916 | 3 | 8.7834 | 7.7086 | 2.3021 |  |  |  | 0.62856 | 0.07857 | 0.07857
5 | 2049 | 2049-05-06 | 0.075877 | 0.52199 | 0.75877 | 5.2199 | 2 | 8.4823 | 7.4054 | 2.2232 |  |  |  | 0.60702 | 0.075877 | 0.075877
5 | 2049 | 2049-05-07 | 0.073301 | 0.50629 | 0.73301 | 5.0629 | 2 | 8.1944 | 7.154 | 2.1477 |  |  |  | 0.58641 | 0.073301 | 0.073301
5 | 2049 | 2049-05-08 | 0.067356 | 0.46877 | 0.67356 | 4.6877 | 3 | 7.5298 | 6.6084 | 1.9735 |  |  |  | 0.53885 | 0.067356 | 0.067356
5 | 2049 | 2049-05-09 | 0.066725 | 0.4641 | 0.66725 | 4.641 | 3 | 7.4592 | 6.5464 | 1.955 |  |  |  | 0.5338 | 0.066725 | 0.066725
5 | 2049 | 2049-05-10 | 0.071555 | 0.49987 | 0.71555 | 4.9987 | 2 | 7.9992 | 6.9836 | 2.0966 |  |  |  | 0.57244 | 0.071555 | 0.071555
5 | 2049 | 2049-05-11 | 0.069845 | 0.4883 | 0.69845 | 4.883 | 3 | 7.808 | 6.8525 | 2.0465 |  |  |  | 0.55876 | 0.069845 | 0.069845
5 | 2049 | 2049-05-12 | 0.069427 | 0.48901 | 0.69427 | 4.8901 | 2 | 7.7613 | 6.7759 | 2.0342 |  |  |  | 0.55541 | 0.069427 | 0.069427
5 | 2049 | 2049-05-13 | 0.067439 | 0.47594 | 0.67439 | 4.7594 | 2 | 7.5391 | 6.5819 | 1.976 |  |  |  | 0.53951 | 0.067439 | 0.067439
5 | 2049 | 2049-05-14 | 0.06406 | 0.45276 | 0.6406 | 4.5276 | 1 | 7.1613 | 6.2196 | 1.877 |  |  |  | 0.51248 | 0.06406 | 0.06406
5 | 2049 | 2049-05-15 | 0.054859 | 0.38886 | 0.54859 | 3.8886 | 1 | 6.1327 | 5.3262 | 1.6074 |  |  |  | 0.43887 | 0.054859 | 0.054859
5 | 2049 | 2049-05-16 | 0.054962 | 0.38964 | 0.54962 | 3.8964 | 0 | 6.1442 | 0 | 1.6104 |  |  |  | 0.43969 | 0.054962 | 0.054962
5 | 2049 | 2049-05-17 | 0.061789 | 0.43802 | 0.61789 | 4.3802 | 1 | 6.9075 | 5.9991 | 1.8104 |  |  |  | 0.49431 | 0.061789 | 0.061789
5 | 2049 | 2049-05-18 | 0.060418 | 0.43082 | 0.60418 | 4.3082 | 1 | 6.7542 | 5.866 | 1.7703 |  |  |  | 0.48335 | 0.060418 | 0.060418
5 | 2049 | 2049-05-19 | 0.058962 | 0.42291 | 0.58962 | 4.2291 | 1 | 6.5914 | 5.7246 | 1.7276 |  |  |  | 0.4717 | 0.058962 | 0.058962
5 | 2049 | 2049-05-20 | 0.059234 | 0.42772 | 0.59234 | 4.2772 | 1 | 6.6218 | 5.751 | 1.7356 |  |  |  | 0.47387 | 0.059234 | 0.059234
5 | 2049 | 2049-05-21 | 0.057935 | 0.41872 | 0.57935 | 4.1872 | 1 | 6.4766 | 5.6248 | 1.6975 |  |  |  | 0.46348 | 0.057935 | 0.057935
5 | 2049 | 2049-05-22 | 0.049969 | 0.3642 | 0.49969 | 3.642 | 1 | 5.5861 | 4.8515 | 1.4641 |  |  |  | 0.39975 | 0.049969 | 0.049969
5 | 2049 | 2049-05-23 | 0.048988 | 0.35972 | 0.48988 | 3.5972 | 0 | 5.4764 | 0 | 1.4354 |  |  |  | 0.39191 | 0.048988 | 0.048988
5 | 2049 | 2049-05-24 | 0.05639 | 0.41392 | 0.5639 | 4.1392 | 1 | 6.3039 | 5.4749 | 1.6522 |  |  |  | 0.45112 | 0.05639 | 0.05639
5 | 2049 | 2049-05-25 | 0.055159 | 0.40681 | 0.55159 | 4.0681 | 1 | 6.1662 | 5.3553 | 1.6162 |  |  |  | 0.44127 | 0.055159 | 0.055159
5 | 2049 | 2049-05-26 | 0.05474 | 0.40404 | 0.5474 | 4.0404 | 1 | 6.1195 | 5.3147 | 1.6039 |  |  |  | 0.43792 | 0.05474 | 0.05474
5 | 2049 | 2049-05-27 | 0.052878 | 0.39411 | 0.52878 | 3.9411 | 1 | 5.9113 | 5.1339 | 1.5493 |  |  |  | 0.42303 | 0.052878 | 0.052878
5 | 2049 | 2049-05-28 | 0.052755 | 0.3949 | 0.52755 | 3.949 | 1 | 5.8975 | 5.122 | 1.5457 |  |  |  | 0.42204 | 0.052755 | 0.052755
5 | 2049 | 2049-05-29 | 0.045346 | 0.34601 | 0.45346 | 3.4601 | 1 | 5.0693 | 4.4026 | 1.3286 |  |  |  | 0.36277 | 0.045346 | 0.045346
5 | 2049 | 2049-05-30 | 0.043837 | 0.33836 | 0.43837 | 3.3836 | 1 | 4.9006 | 4.2561 | 1.2844 |  |  |  | 0.3507 | 0.043837 | 0.043837
5 | 2049 | 2049-05-31 | 0.05169 | 0.39319 | 0.5169 | 3.9319 | 1 | 5.7785 | 5.0186 | 1.5145 |  |  |  | 0.41352 | 0.05169 | 0.05169
6 | 2049 | 2049-06-01 | 0.047817 | 0.37609 | 0.47817 | 3.7609 | 1 | 5.3456 | 4.6426 | 1.4011 |  |  |  | 0.38254 | 0.047817 | 0.047817
6 | 2049 | 2049-06-02 | 0.047641 | 0.3765 | 0.47641 | 3.765 | 0 | 5.3258 | 0 | 1.3959 |  |  |  | 0.38113 | 0.047641 | 0.047641
6 | 2049 | 2049-06-03 | 0.047085 | 0.37373 | 0.47085 | 3.7373 | 0 | 5.2636 | 0 | 1.3796 |  |  |  | 0.37668 | 0.047085 | 0.047085
6 | 2049 | 2049-06-04 | 0.046678 | 0.372 | 0.46678 | 3.72 | 0 | 5.2181 | 0 | 1.3677 |  |  |  | 0.37342 | 0.046678 | 0.046678
6 | 2049 | 2049-06-05 | 0.03896 | 0.3207 | 0.3896 | 3.207 | 0 | 4.3554 | 0 | 1.1415 |  |  |  | 0.31168 | 0.03896 | 0.03896
6 | 2049 | 2049-06-06 | 0.038596 | 0.31901 | 0.38596 | 3.1901 | 0 | 4.3147 | 0 | 1.1309 |  |  |  | 0.30877 | 0.038596 | 0.038596
6 | 2049 | 2049-06-07 | 0.046165 | 0.37277 | 0.46165 | 3.7277 | 0 | 5.1608 | 0 | 1.3526 |  |  |  | 0.36932 | 0.046165 | 0.046165
6 | 2049 | 2049-06-08 | 0.045871 | 0.37194 | 0.45871 | 3.7194 | 0 | 5.128 | 0 | 1.344 |  |  |  | 0.36697 | 0.045871 | 0.045871
6 | 2049 | 2049-06-09 | 0.04588 | 0.37346 | 0.4588 | 3.7346 | 0 | 5.129 | 0 | 1.3443 |  |  |  | 0.36704 | 0.04588 | 0.04588
6 | 2049 | 2049-06-10 | 0.045675 | 0.37318 | 0.45675 | 3.7318 | 0 | 5.106 | 0 | 1.3383 |  |  |  | 0.3654 | 0.045675 | 0.045675
6 | 2049 | 2049-06-11 | 0.045478 | 0.37293 | 0.45478 | 3.7293 | 0 | 5.084 | 0 | 1.3325 |  |  |  | 0.36382 | 0.045478 | 0.045478
6 | 2049 | 2049-06-12 | 0.038096 | 0.32419 | 0.38096 | 3.2419 | 0 | 4.2588 | 0 | 1.1162 |  |  |  | 0.30477 | 0.038096 | 0.038096
6 | 2049 | 2049-06-13 | 0.038002 | 0.32418 | 0.38002 | 3.2418 | 0 | 4.2483 | 0 | 1.1135 |  |  |  | 0.30402 | 0.038002 | 0.038002
6 | 2049 | 2049-06-14 | 0.045289 | 0.37522 | 0.45289 | 3.7522 | 0 | 5.0629 | 0 | 1.327 |  |  |  | 0.36231 | 0.045289 | 0.045289
6 | 2049 | 2049-06-15 | 0.045249 | 0.37614 | 0.45249 | 3.7614 | 0 | 5.0584 | 0 | 1.3258 |  |  |  | 0.36199 | 0.045249 | 0.045249
6 | 2049 | 2049-06-16 | 0.045636 | 0.3805 | 0.45636 | 3.805 | 0 | 5.1017 | 0 | 1.3371 |  |  |  | 0.36509 | 0.045636 | 0.045636
6 | 2049 | 2049-06-17 | 0.045722 | 0.38264 | 0.45722 | 3.8264 | 1 | 5.1112 | 4.4391 | 1.3396 |  |  |  | 0.36577 | 0.045722 | 0.045722
6 | 2049 | 2049-06-18 | 0.045536 | 0.38196 | 0.45536 | 3.8196 | 0 | 5.0905 | 0 | 1.3342 |  |  |  | 0.36429 | 0.045536 | 0.045536
6 | 2049 | 2049-06-19 | 0.038141 | 0.33239 | 0.38141 | 3.3239 | 0 | 4.2638 | 0 | 1.1175 |  |  |  | 0.30512 | 0.038141 | 0.038141
6 | 2049 | 2049-06-20 | 0.038299 | 0.33492 | 0.38299 | 3.3492 | 0 | 4.2815 | 0 | 1.1222 |  |  |  | 0.30639 | 0.038299 | 0.038299
6 | 2049 | 2049-06-21 | 0.045538 | 0.38466 | 0.45538 | 3.8466 | 0 | 5.0907 | 0 | 1.3343 |  |  |  | 0.3643 | 0.045538 | 0.045538
6 | 2049 | 2049-06-22 | 0.045627 | 0.38597 | 0.45627 | 3.8597 | 0 | 5.1007 | 0 | 1.3369 |  |  |  | 0.36502 | 0.045627 | 0.045627
6 | 2049 | 2049-06-23 | 0.045978 | 0.38974 | 0.45978 | 3.8974 | 0 | 5.1399 | 0 | 1.3471 |  |  |  | 0.36782 | 0.045978 | 0.045978
6 | 2049 | 2049-06-24 | 0.046002 | 0.3909 | 0.46002 | 3.909 | 0 | 5.1426 | 0 | 1.3479 |  |  |  | 0.36802 | 0.046002 | 0.046002
6 | 2049 | 2049-06-25 | 0.046014 | 0.39171 | 0.46014 | 3.9171 | 0 | 5.1439 | 0 | 1.3482 |  |  |  | 0.36811 | 0.046014 | 0.046014
6 | 2049 | 2049-06-26 | 0.038321 | 0.33884 | 0.38321 | 3.3884 | 0 | 4.284 | 0 | 1.1228 |  |  |  | 0.30657 | 0.038321 | 0.038321
6 | 2049 | 2049-06-27 | 0.038597 | 0.34146 | 0.38597 | 3.4146 | 0 | 4.3148 | 0 | 1.1309 |  |  |  | 0.30878 | 0.038597 | 0.038597
6 | 2049 | 2049-06-28 | 0.046257 | 0.39473 | 0.46257 | 3.9473 | 0 | 5.1711 | 0 | 1.3553 |  |  |  | 0.37006 | 0.046257 | 0.046257
6 | 2049 | 2049-06-29 | 0.046266 | 0.39534 | 0.46266 | 3.9534 | 0 | 5.1721 | 0 | 1.3556 |  |  |  | 0.37013 | 0.046266 | 0.046266
6 | 2049 | 2049-06-30 | 0.046326 | 0.39646 | 0.46326 | 3.9646 | 0 | 5.1788 | 0 | 1.3574 |  |  |  | 0.37061 | 0.046326 | 0.046326
7 | 2049 | 2049-07-01 | 0.04733 | 0.42783 | 0.4733 | 4.2783 | 0 | 5.2911 | 0 | 1.3868 |  |  |  | 0.37864 | 0.04733 | 0.04733
7 | 2049 | 2049-07-02 | 0.047666 | 0.43424 | 0.47666 | 4.3424 | 0 | 5.3286 | 0 | 1.3966 |  |  |  | 0.38133 | 0.047666 | 0.047666
7 | 2049 | 2049-07-03 | 0.040448 | 0.38829 | 0.40448 | 3.8829 | 0 | 4.5217 | 0 | 1.1851 |  |  |  | 0.32359 | 0.040448 | 0.040448
7 | 2049 | 2049-07-04 | 0.040007 | 0.37865 | 0.40007 | 3.7865 | 0 | 4.4724 | 0 | 1.1722 |  |  |  | 0.32006 | 0.040007 | 0.040007
7 | 2049 | 2049-07-05 | 0.047628 | 0.43214 | 0.47628 | 4.3214 | 0 | 5.3244 | 0 | 1.3955 |  |  |  | 0.38103 | 0.047628 | 0.047628
7 | 2049 | 2049-07-06 | 0.047547 | 0.4302 | 0.47547 | 4.302 | 0 | 5.3153 | 0 | 1.3931 |  |  |  | 0.38037 | 0.047547 | 0.047547
7 | 2049 | 2049-07-07 | 0.047658 | 0.4324 | 0.47658 | 4.324 | 0 | 5.3277 | 0 | 1.3964 |  |  |  | 0.38126 | 0.047658 | 0.047658
7 | 2049 | 2049-07-08 | 0.047581 | 0.43081 | 0.47581 | 4.3081 | 0 | 5.3191 | 0 | 1.3941 |  |  |  | 0.38064 | 0.047581 | 0.047581
7 | 2049 | 2049-07-09 | 0.047694 | 0.43336 | 0.47694 | 4.3336 | 0 | 5.3318 | 0 | 1.3974 |  |  |  | 0.38156 | 0.047694 | 0.047694
7 | 2049 | 2049-07-10 | 0.040511 | 0.38899 | 0.40511 | 3.8899 | 0 | 4.5288 | 0 | 1.187 |  |  |  | 0.32409 | 0.040511 | 0.040511
7 | 2049 | 2049-07-11 | 0.039981 | 0.37847 | 0.39981 | 3.7847 | 0 | 4.4695 | 0 | 1.1714 |  |  |  | 0.31985 | 0.039981 | 0.039981
7 | 2049 | 2049-07-12 | 0.047261 | 0.42594 | 0.47261 | 4.2594 | 0 | 5.2834 | 0 | 1.3848 |  |  |  | 0.37809 | 0.047261 | 0.047261
7 | 2049 | 2049-07-13 | 0.047411 | 0.42998 | 0.47411 | 4.2998 | 0 | 5.3001 | 0 | 1.3891 |  |  |  | 0.37929 | 0.047411 | 0.047411
7 | 2049 | 2049-07-14 | 0.047269 | 0.42816 | 0.47269 | 4.2816 | 0 | 5.2842 | 0 | 1.385 |  |  |  | 0.37815 | 0.047269 | 0.047269
7 | 2049 | 2049-07-15 | 0.047402 | 0.43229 | 0.47402 | 4.3229 | 0 | 5.2991 | 0 | 1.3889 |  |  |  | 0.37921 | 0.047402 | 0.047402
7 | 2049 | 2049-07-16 | 0.047312 | 0.432 | 0.47312 | 4.32 | 0 | 5.289 | 0 | 1.3862 |  |  |  | 0.37849 | 0.047312 | 0.047312
7 | 2049 | 2049-07-17 | 0.039774 | 0.38173 | 0.39774 | 3.8173 | 0 | 4.4464 | 0 | 1.1654 |  |  |  | 0.31819 | 0.039774 | 0.039774
7 | 2049 | 2049-07-18 | 0.039588 | 0.37993 | 0.39588 | 3.7993 | 0 | 4.4255 | 0 | 1.1599 |  |  |  | 0.3167 | 0.039588 | 0.039588
7 | 2049 | 2049-07-19 | 0.046811 | 0.42781 | 0.46811 | 4.2781 | 0 | 5.233 | 0 | 1.3715 |  |  |  | 0.37448 | 0.046811 | 0.046811
7 | 2049 | 2049-07-20 | 0.046527 | 0.4245 | 0.46527 | 4.245 | 0 | 5.2013 | 0 | 1.3632 |  |  |  | 0.37222 | 0.046527 | 0.046527
7 | 2049 | 2049-07-21 | 0.046195 | 0.42043 | 0.46195 | 4.2043 | 0 | 5.1642 | 0 | 1.3535 |  |  |  | 0.36956 | 0.046195 | 0.046195
7 | 2049 | 2049-07-22 | 0.046078 | 0.4211 | 0.46078 | 4.211 | 0 | 5.151 | 0 | 1.3501 |  |  |  | 0.36862 | 0.046078 | 0.046078
7 | 2049 | 2049-07-23 | 0.045678 | 0.41615 | 0.45678 | 4.1615 | 0 | 5.1063 | 0 | 1.3384 |  |  |  | 0.36542 | 0.045678 | 0.045678
7 | 2049 | 2049-07-24 | 0.037918 | 0.36306 | 0.37918 | 3.6306 | 0 | 4.2388 | 0 | 1.111 |  |  |  | 0.30334 | 0.037918 | 0.037918
7 | 2049 | 2049-07-25 | 0.037626 | 0.36089 | 0.37626 | 3.6089 | 0 | 4.2062 | 0 | 1.1024 |  |  |  | 0.30101 | 0.037626 | 0.037626
7 | 2049 | 2049-07-26 | 0.04492 | 0.41209 | 0.4492 | 4.1209 | 0 | 5.0216 | 0 | 1.3161 |  |  |  | 0.35936 | 0.04492 | 0.04492
7 | 2049 | 2049-07-27 | 0.044796 | 0.41395 | 0.44796 | 4.1395 | 0 | 5.0078 | 0 | 1.3125 |  |  |  | 0.35837 | 0.044796 | 0.044796
7 | 2049 | 2049-07-28 | 0.043953 | 0.40107 | 0.43953 | 4.0107 | 0 | 4.9135 | 0 | 1.2878 |  |  |  | 0.35162 | 0.043953 | 0.043953
7 | 2049 | 2049-07-29 | 0.043736 | 0.4015 | 0.43736 | 4.015 | 0 | 4.8893 | 0 | 1.2815 |  |  |  | 0.34989 | 0.043736 | 0.043736
7 | 2049 | 2049-07-30 | 0.043386 | 0.3994 | 0.43386 | 3.994 | 0 | 4.8501 | 0 | 1.2712 |  |  |  | 0.34709 | 0.043386 | 0.043386
7 | 2049 | 2049-07-31 | 0.035445 | 0.34433 | 0.35445 | 3.4433 | 0 | 3.9624 | 0 | 1.0385 |  |  |  | 0.28356 | 0.035445 | 0.035445
8 | 2049 | 2049-08-01 | 0.022545 | 0.19222 | 0.22545 | 1.9222 | 0 | 2.5204 | 0 | 0.66058 |  |  |  | 0.18036 | 0.022545 | 0.022545
8 | 2049 | 2049-08-02 | 0.028493 | 0.22875 | 0.28493 | 2.2875 | 0 | 3.1852 | 0 | 0.83483 |  |  |  | 0.22794 | 0.028493 | 0.028493
8 | 2049 | 2049-08-03 | 0.030346 | 0.2501 | 0.30346 | 2.501 | 0 | 3.3925 | 0 | 0.88915 |  |  |  | 0.24277 | 0.030346 | 0.030346
8 | 2049 | 2049-08-04 | 0.029134 | 0.23892 | 0.29134 | 2.3892 | 0 | 3.2569 | 0 | 0.85363 |  |  |  | 0.23307 | 0.029134 | 0.029134
8 | 2049 | 2049-08-05 | 0.027911 | 0.22771 | 0.27911 | 2.2771 | 0 | 3.1202 | 0 | 0.81779 |  |  |  | 0.22329 | 0.027911 | 0.027911
8 | 2049 | 2049-08-06 | 0.027633 | 0.22661 | 0.27633 | 2.2661 | 0 | 3.0891 | 0 | 0.80964 |  |  |  | 0.22106 | 0.027633 | 0.027633
8 | 2049 | 2049-08-07 | 0.01983 | 0.17384 | 0.1983 | 1.7384 | 0 | 2.2168 | 0 | 0.58102 |  |  |  | 0.15864 | 0.01983 | 0.01983
8 | 2049 | 2049-08-08 | 0.019536 | 0.17273 | 0.19536 | 1.7273 | 0 | 2.184 | 0 | 0.57242 |  |  |  | 0.15629 | 0.019536 | 0.019536
8 | 2049 | 2049-08-09 | 0.026563 | 0.22125 | 0.26563 | 2.2125 | 0 | 2.9695 | 0 | 0.77829 |  |  |  | 0.2125 | 0.026563 | 0.026563
8 | 2049 | 2049-08-10 | 0.026451 | 0.22219 | 0.26451 | 2.2219 | 0 | 2.9569 | 0 | 0.775 |  |  |  | 0.2116 | 0.026451 | 0.026451
8 | 2049 | 2049-08-11 | 0.025763 | 0.21707 | 0.25763 | 2.1707 | 0 | 2.8801 | 0 | 0.75486 |  |  |  | 0.2061 | 0.025763 | 0.025763
8 | 2049 | 2049-08-12 | 0.025647 | 0.21809 | 0.25647 | 2.1809 | 0 | 2.8671 | 0 | 0.75146 |  |  |  | 0.20518 | 0.025647 | 0.025647
8 | 2049 | 2049-08-13 | 0.02515 | 0.21511 | 0.2515 | 2.1511 | 0 | 2.8116 | 0 | 0.7369 |  |  |  | 0.2012 | 0.02515 | 0.02515
8 | 2049 | 2049-08-14 | 0.016185 | 0.15039 | 0.16185 | 1.5039 | 0 | 1.8093 | 0 | 0.47422 |  |  |  | 0.12948 | 0.016185 | 0.016185
8 | 2049 | 2049-08-15 | 0.015885 | 0.1496 | 0.15885 | 1.496 | 0 | 1.7758 | 0 | 0.46544 |  |  |  | 0.12708 | 0.015885 | 0.015885
8 | 2049 | 2049-08-16 | 0.02349 | 0.20463 | 0.2349 | 2.0463 | 0 | 2.6259 | 0 | 0.68825 |  |  |  | 0.18792 | 0.02349 | 0.02349
8 | 2049 | 2049-08-17 | 0.023395 | 0.20609 | 0.23395 | 2.0609 | 0 | 2.6153 | 0 | 0.68547 |  |  |  | 0.18716 | 0.023395 | 0.023395
8 | 2049 | 2049-08-18 | 0.0235 | 0.2097 | 0.235 | 2.097 | 0 | 2.6271 | 0 | 0.68856 |  |  |  | 0.188 | 0.0235 | 0.0235
8 | 2049 | 2049-08-19 | 0.020563 | 0.18098 | 0.20563 | 1.8098 | 0 | 2.2988 | 0 | 0.6025 |  |  |  | 0.16451 | 0.020563 | 0.020563
8 | 2049 | 2049-08-20 | 0.021648 | 0.19505 | 0.21648 | 1.9505 | 0 | 2.4201 | 0 | 0.6343 |  |  |  | 0.17319 | 0.021648 | 0.021648
8 | 2049 | 2049-08-21 | 0.011606 | 0.11905 | 0.11606 | 1.1905 | 0 | 1.2974 | 0 | 0.34005 |  |  |  | 0.092845 | 0.011606 | 0.011606
8 | 2049 | 2049-08-22 | 0.014251 | 0.14972 | 0.14251 | 1.4972 | 0 | 1.5931 | 0 | 0.41756 |  |  |  | 0.11401 | 0.014251 | 0.014251
8 | 2049 | 2049-08-23 | 0.021187 | 0.19774 | 0.21187 | 1.9774 | 0 | 2.3685 | 0 | 0.62078 |  |  |  | 0.1695 | 0.021187 | 0.021187
8 | 2049 | 2049-08-24 | 0.017956 | 0.16589 | 0.17956 | 1.6589 | 0 | 2.0073 | 0 | 0.52611 |  |  |  | 0.14365 | 0.017956 | 0.017956
8 | 2049 | 2049-08-25 | 0.019903 | 0.18908 | 0.19903 | 1.8908 | 0 | 2.2249 | 0 | 0.58315 |  |  |  | 0.15922 | 0.019903 | 0.019903
8 | 2049 | 2049-08-26 | 0.020157 | 0.19425 | 0.20157 | 1.9425 | 0 | 2.2534 | 0 | 0.5906 |  |  |  | 0.16126 | 0.020157 | 0.020157
8 | 2049 | 2049-08-27 | 0.019294 | 0.1875 | 0.19294 | 1.875 | 0 | 2.1569 | 0 | 0.56531 |  |  |  | 0.15435 | 0.019294 | 0.019294
8 | 2049 | 2049-08-28 | 0.011326 | 0.13342 | 0.11326 | 1.3342 | 0 | 1.2661 | 0 | 0.33185 |  |  |  | 0.090608 | 0.011326 | 0.011326
8 | 2049 | 2049-08-29 | 0.0078523 | 0.098794 | 0.078523 | 0.98794 | 0 | 0.87781 | 0 | 0.23007 |  |  |  | 0.062818 | 0.0078523 | 0.0078523
8 | 2049 | 2049-08-30 | 0.018419 | 0.18516 | 0.18419 | 1.8516 | 0 | 2.0591 | 0 | 0.53969 |  |  |  | 0.14736 | 0.018419 | 0.018419
8 | 2049 | 2049-08-31 | 0.017689 | 0.17957 | 0.17689 | 1.7957 | 0 | 1.9774 | 0 | 0.51827 |  |  |  | 0.14151 | 0.017689 | 0.017689
9 | 2049 | 2049-09-01 | 0.032831 | 0.34985 | 0.32831 | 3.4985 | 0 | 3.6702 | 0 | 0.96194 |  |  |  | 0.26265 | 0.032831 | 0.032831
9 | 2049 | 2049-09-02 | 0.033631 | 0.362 | 0.33631 | 3.62 | 0 | 3.7596 | 0 | 0.98538 |  |  |  | 0.26905 | 0.033631 | 0.033631
9 | 2049 | 2049-09-03 | 0.033756 | 0.36532 | 0.33756 | 3.6532 | 0 | 3.7737 | 0 | 0.98907 |  |  |  | 0.27005 | 0.033756 | 0.033756
9 | 2049 | 2049-09-04 | 0.025666 | 0.30862 | 0.25666 | 3.0862 | 0 | 2.8692 | 0 | 0.75202 |  |  |  | 0.20533 | 0.025666 | 0.025666
9 | 2049 | 2049-09-05 | 0.025615 | 0.30958 | 0.25615 | 3.0958 | 0 | 2.8635 | 0 | 0.75051 |  |  |  | 0.20492 | 0.025615 | 0.025615
9 | 2049 | 2049-09-06 | 0.032874 | 0.35928 | 0.32874 | 3.5928 | 0 | 3.675 | 0 | 0.9632 |  |  |  | 0.26299 | 0.032874 | 0.032874
9 | 2049 | 2049-09-07 | 0.033174 | 0.36433 | 0.33174 | 3.6433 | 0 | 3.7086 | 0 | 0.972 |  |  |  | 0.26539 | 0.033174 | 0.033174
9 | 2049 | 2049-09-08 | 0.034003 | 0.37543 | 0.34003 | 3.7543 | 0 | 3.8012 | 0 | 0.99628 |  |  |  | 0.27202 | 0.034003 | 0.034003
9 | 2049 | 2049-09-09 | 0.034467 | 0.38183 | 0.34467 | 3.8183 | 0 | 3.8531 | 0 | 1.0099 |  |  |  | 0.27574 | 0.034467 | 0.034467
9 | 2049 | 2049-09-10 | 0.034987 | 0.38864 | 0.34987 | 3.8864 | 0 | 3.9113 | 0 | 1.0251 |  |  |  | 0.2799 | 0.034987 | 0.034987
9 | 2049 | 2049-09-11 | 0.027318 | 0.33527 | 0.27318 | 3.3527 | 0 | 3.0539 | 0 | 0.80041 |  |  |  | 0.21854 | 0.027318 | 0.027318
9 | 2049 | 2049-09-12 | 0.027627 | 0.33935 | 0.27627 | 3.3935 | 0 | 3.0884 | 0 | 0.80946 |  |  |  | 0.22101 | 0.027627 | 0.027627
9 | 2049 | 2049-09-13 | 0.035689 | 0.39709 | 0.35689 | 3.9709 | 0 | 3.9897 | 0 | 1.0457 |  |  |  | 0.28551 | 0.035689 | 0.035689
9 | 2049 | 2049-09-14 | 0.03597 | 0.40002 | 0.3597 | 4.0002 | 0 | 4.0211 | 0 | 1.0539 |  |  |  | 0.28776 | 0.03597 | 0.03597
9 | 2049 | 2049-09-15 | 0.036132 | 0.40039 | 0.36132 | 4.0039 | 0 | 4.0393 | 0 | 1.0587 |  |  |  | 0.28906 | 0.036132 | 0.036132
9 | 2049 | 2049-09-16 | 0.036599 | 0.40476 | 0.36599 | 4.0476 | 0 | 4.0915 | 0 | 1.0724 |  |  |  | 0.2928 | 0.036599 | 0.036599
9 | 2049 | 2049-09-17 | 0.037654 | 0.41599 | 0.37654 | 4.1599 | 0 | 4.2093 | 0 | 1.1032 |  |  |  | 0.30123 | 0.037654 | 0.037654
9 | 2049 | 2049-09-18 | 0.031634 | 0.38184 | 0.31634 | 3.8184 | 0 | 3.5364 | 0 | 0.92688 |  |  |  | 0.25307 | 0.031634 | 0.031634
9 | 2049 | 2049-09-19 | 0.033643 | 0.40448 | 0.33643 | 4.0448 | 0 | 3.761 | 0 | 0.98575 |  |  |  | 0.26915 | 0.033643 | 0.033643
9 | 2049 | 2049-09-20 | 0.04112 | 0.45267 | 0.4112 | 4.5267 | 0 | 4.5968 | 0 | 1.2048 |  |  |  | 0.32896 | 0.04112 | 0.04112
9 | 2049 | 2049-09-21 | 0.041463 | 0.45352 | 0.41463 | 4.5352 | 0 | 4.6352 | 0 | 1.2149 |  |  |  | 0.3317 | 0.041463 | 0.041463
9 | 2049 | 2049-09-22 | 0.043786 | 0.47886 | 0.43786 | 4.7886 | 0 | 4.8949 | 0 | 1.2829 |  |  |  | 0.35029 | 0.043786 | 0.043786
9 | 2049 | 2049-09-23 | 0.045078 | 0.49136 | 0.45078 | 4.9136 | 0 | 5.0393 | 0 | 1.3208 |  |  |  | 0.36062 | 0.045078 | 0.045078
9 | 2049 | 2049-09-24 | 0.045829 | 0.49643 | 0.45829 | 4.9643 | 0 | 5.1233 | 0 | 1.3428 |  |  |  | 0.36663 | 0.045829 | 0.045829
9 | 2049 | 2049-09-25 | 0.040434 | 0.46642 | 0.40434 | 4.6642 | 0 | 4.5201 | 0 | 1.1847 |  |  |  | 0.32347 | 0.040434 | 0.040434
9 | 2049 | 2049-09-26 | 0.041866 | 0.4786 | 0.41866 | 4.786 | 0 | 4.6802 | 0 | 1.2267 |  |  |  | 0.33493 | 0.041866 | 0.041866
9 | 2049 | 2049-09-27 | 0.052216 | 0.55999 | 0.52216 | 5.5999 | 0 | 5.8373 | 0 | 1.5299 |  |  |  | 0.41773 | 0.052216 | 0.052216
9 | 2049 | 2049-09-28 | 0.053436 | 0.56851 | 0.53436 | 5.6851 | 0 | 5.9737 | 0 | 1.5657 |  |  |  | 0.42749 | 0.053436 | 0.053436
9 | 2049 | 2049-09-29 | 0.056657 | 0.60272 | 0.56657 | 6.0272 | 1 | 6.3338 | 5.5008 | 1.6601 |  |  |  | 0.45326 | 0.056657 | 0.056657
9 | 2049 | 2049-09-30 | 0.057476 | 0.60623 | 0.57476 | 6.0623 | 1 | 6.4253 | 5.5803 | 1.684 |  |  |  | 0.45981 | 0.057476 | 0.057476
10 | 2049 | 2049-10-01 | 0.054653 | 0.58822 | 0.54653 | 5.8822 | 1 | 6.1097 | 5.3063 | 1.6013 |  |  |  | 0.43723 | 0.054653 | 0.054653
10 | 2049 | 2049-10-02 | 0.050253 | 0.56303 | 0.50253 | 5.6303 | 2 | 5.6178 | 4.9046 | 1.4724 |  |  |  | 0.40202 | 0.050253 | 0.050253
10 | 2049 | 2049-10-03 | 0.051992 | 0.57495 | 0.51992 | 5.7495 | 1 | 5.8122 | 5.0479 | 1.5234 |  |  |  | 0.41594 | 0.051992 | 0.051992
10 | 2049 | 2049-10-04 | 0.061358 | 0.64181 | 0.61358 | 6.4181 | 1 | 6.8593 | 5.9572 | 1.7978 |  |  |  | 0.49086 | 0.061358 | 0.061358
10 | 2049 | 2049-10-05 | 0.063718 | 0.65769 | 0.63718 | 6.5769 | 1 | 7.1231 | 6.1864 | 1.8669 |  |  |  | 0.50974 | 0.063718 | 0.063718
10 | 2049 | 2049-10-06 | 0.065879 | 0.68233 | 0.65879 | 6.8233 | 2 | 7.3647 | 6.4297 | 1.9303 |  |  |  | 0.52704 | 0.065879 | 0.065879
10 | 2049 | 2049-10-07 | 0.067412 | 0.69563 | 0.67412 | 6.9563 | 2 | 7.536 | 6.5792 | 1.9752 |  |  |  | 0.5393 | 0.067412 | 0.067412
10 | 2049 | 2049-10-08 | 0.070351 | 0.71575 | 0.70351 | 7.1575 | 1 | 7.8646 | 6.8303 | 2.0613 |  |  |  | 0.56281 | 0.070351 | 0.070351
10 | 2049 | 2049-10-09 | 0.067622 | 0.69977 | 0.67622 | 6.9977 | 2 | 7.5595 | 6.5997 | 1.9813 |  |  |  | 0.54097 | 0.067622 | 0.067622
10 | 2049 | 2049-10-10 | 0.071566 | 0.74097 | 0.71566 | 7.4097 | 2 | 8.0004 | 6.9846 | 2.0969 |  |  |  | 0.57252 | 0.071566 | 0.071566
10 | 2049 | 2049-10-11 | 0.077563 | 0.76587 | 0.77563 | 7.6587 | 2 | 8.6709 | 7.57 | 2.2726 |  |  |  | 0.62051 | 0.077563 | 0.077563
10 | 2049 | 2049-10-12 | 0.081046 | 0.7876 | 0.81046 | 7.876 | 2 | 9.0602 | 7.9099 | 2.3746 |  |  |  | 0.64837 | 0.081046 | 0.081046
10 | 2049 | 2049-10-13 | 0.087117 | 0.85643 | 0.87117 | 8.5643 | 2 | 9.7388 | 8.5024 | 2.5525 |  |  |  | 0.69693 | 0.087117 | 0.087117
10 | 2049 | 2049-10-14 | 0.090785 | 0.88733 | 0.90785 | 8.8733 | 3 | 10.1489 | 8.907 | 2.66 |  |  |  | 0.72628 | 0.090785 | 0.090785
10 | 2049 | 2049-10-15 | 0.092239 | 0.89459 | 0.92239 | 8.9459 | 3 | 10.3115 | 9.0497 | 2.7026 |  |  |  | 0.73791 | 0.092239 | 0.092239
10 | 2049 | 2049-10-16 | 0.089338 | 0.88339 | 0.89338 | 8.8339 | 3 | 9.9872 | 8.7651 | 2.6176 |  |  |  | 0.71471 | 0.089338 | 0.089338
10 | 2049 | 2049-10-17 | 0.095555 | 0.94201 | 0.95555 | 9.4201 | 4 | 10.6821 | 9.4245 | 2.7998 |  |  |  | 0.76444 | 0.095555 | 0.095555
10 | 2049 | 2049-10-18 | 0.10707 | 1.0286 | 1.0707 | 10.2857 | 5 | 11.9692 | 10.6162 | 3.1371 |  |  |  | 0.85654 | 0.10707 | 0.10707
10 | 2049 | 2049-10-19 | 0.11029 | 1.0463 | 1.1029 | 10.4625 | 5 | 12.3292 | 10.9356 | 3.2315 |  |  |  | 0.88231 | 0.11029 | 0.11029
10 | 2049 | 2049-10-20 | 0.11432 | 1.0759 | 1.1432 | 10.7591 | 6 | 12.7795 | 11.3955 | 3.3495 |  |  |  | 0.91453 | 0.11432 | 0.11432
10 | 2049 | 2049-10-21 | 0.12019 | 1.1266 | 1.2019 | 11.2664 | 6 | 13.4366 | 11.9814 | 3.5217 |  |  |  | 0.96155 | 0.12019 | 0.12019
10 | 2049 | 2049-10-22 | 0.1259 | 1.1859 | 1.259 | 11.8594 | 6 | 14.0749 | 12.5506 | 3.689 |  |  |  | 1.0072 | 0.1259 | 0.1259
10 | 2049 | 2049-10-23 | 0.12025 | 1.1377 | 1.2025 | 11.377 | 6 | 13.4424 | 11.9866 | 3.5232 |  |  |  | 0.96197 | 0.12025 | 0.12025
10 | 2049 | 2049-10-24 | 0.12141 | 1.1352 | 1.2141 | 11.3519 | 5 | 13.5731 | 12.0388 | 3.5575 |  |  |  | 0.97132 | 0.12141 | 0.12141
10 | 2049 | 2049-10-25 | 0.1309 | 1.1962 | 1.309 | 11.9624 | 5 | 14.6329 | 12.9788 | 3.8352 |  |  |  | 1.0472 | 0.1309 | 0.1309
10 | 2049 | 2049-10-26 | 0.13809 | 1.2569 | 1.3809 | 12.5686 | 5 | 15.4374 | 13.6924 | 4.0461 |  |  |  | 1.1047 | 0.13809 | 0.13809
10 | 2049 | 2049-10-27 | 0.14461 | 1.3172 | 1.4461 | 13.1718 | 7 | 16.1663 | 14.493 | 4.2371 |  |  |  | 1.1569 | 0.14461 | 0.14461
10 | 2049 | 2049-10-28 | 0.14581 | 1.3179 | 1.4581 | 13.1788 | 7 | 16.2997 | 14.6126 | 4.2721 |  |  |  | 1.1664 | 0.14581 | 0.14581
10 | 2049 | 2049-10-29 | 0.15323 | 1.3845 | 1.5323 | 13.8449 | 6 | 17.1301 | 15.275 | 4.4898 |  |  |  | 1.2259 | 0.15323 | 0.15323
10 | 2049 | 2049-10-30 | 0.15425 | 1.4143 | 1.5425 | 14.1427 | 11 | 17.244 | 15.7987 | 4.5196 |  |  |  | 1.234 | 0.15425 | 0.15425
10 | 2049 | 2049-10-31 | 0.15942 | 1.4598 | 1.5942 | 14.598 | 13 | 7.8983 | 16.5094 | 4.671 |  |  |  | 0.47826 | 0.95653 | 0.15942
11 | 2049 | 2049-11-01 | 0.17071 | 1.3496 | 1.7071 | 13.4956 | 13 | 8.4577 | 17.6788 | 5.0019 |  |  |  | 0.51214 | 1.0243 | 0.17071
11 | 2049 | 2049-11-02 | 0.17906 | 1.4073 | 1.7906 | 14.0731 | 12 | 8.8714 | 18.441 | 5.2465 |  |  |  | 0.53718 | 1.0744 | 0.17906
11 | 2049 | 2049-11-03 | 0.18537 | 1.4522 | 1.8537 | 14.5217 | 10 | 20.7227 | 18.8822 | 5.4314 |  |  |  | 1.483 | 0.18537 | 0.18537
11 | 2049 | 2049-11-04 | 0.18812 | 1.4699 | 1.8812 | 14.6987 | 11 | 21.0302 | 19.2676 | 5.5119 |  |  |  | 1.505 | 0.18812 | 0.18812
11 | 2049 | 2049-11-05 | 0.18726 | 1.4614 | 1.8726 | 14.6136 | 9 | 20.9339 | 18.971 | 5.4867 |  |  |  | 1.4981 | 0.18726 | 0.18726
11 | 2049 | 2049-11-06 | 0.18874 | 1.4719 | 1.8874 | 14.7192 | 11 | 21.0988 | 19.3305 | 5.5299 |  |  |  | 1.5099 | 0.18874 | 0.18874
11 | 2049 | 2049-11-07 | 0.19142 | 1.4843 | 1.9142 | 14.8428 | 12 | 9.4836 | 19.7136 | 5.6086 |  |  |  | 0.57426 | 1.1485 | 0.19142
11 | 2049 | 2049-11-08 | 0.20784 | 1.5975 | 2.0784 | 15.9754 | 12 | 10.2971 | 21.4047 | 6.0897 |  |  |  | 0.62352 | 1.247 | 0.20784
11 | 2049 | 2049-11-09 | 0.20543 | 1.5753 | 2.0543 | 15.7532 | 11 | 22.9655 | 21.0407 | 6.0192 |  |  |  | 1.6435 | 0.20543 | 0.20543
11 | 2049 | 2049-11-10 | 0.20919 | 1.6009 | 2.0919 | 16.0093 | 12 | 10.3642 | 21.5441 | 6.1293 |  |  |  | 0.62758 | 1.2552 | 0.20919
11 | 2049 | 2049-11-11 | 0.21746 | 1.6537 | 2.1746 | 16.5367 | 12 | 10.7736 | 22.3951 | 6.3715 |  |  |  | 0.65237 | 1.3047 | 0.21746
11 | 2049 | 2049-11-12 | 0.21753 | 1.6491 | 2.1753 | 16.4907 | 11 | 24.3181 | 22.28 | 6.3737 |  |  |  | 1.7403 | 0.21753 | 0.21753
11 | 2049 | 2049-11-13 | 0.21102 | 1.5928 | 2.1102 | 15.9279 | 10 | 23.5897 | 21.4946 | 6.1828 |  |  |  | 1.6881 | 0.21102 | 0.21102
11 | 2049 | 2049-11-14 | 0.21802 | 1.6436 | 2.1802 | 16.4356 | 11 | 24.3726 | 22.3299 | 6.388 |  |  |  | 1.7442 | 0.21802 | 0.21802
11 | 2049 | 2049-11-15 | 0.22929 | 1.7165 | 2.2929 | 17.1647 | 13 | 11.3601 | 23.7454 | 6.7183 |  |  |  | 0.68788 | 1.3758 | 0.22929
11 | 2049 | 2049-11-16 | 0.23146 | 1.7289 | 2.3146 | 17.289 | 13 | 11.4676 | 23.9702 | 6.7819 |  |  |  | 0.69439 | 1.3888 | 0.23146
11 | 2049 | 2049-11-17 | 0.23518 | 1.7449 | 2.3518 | 17.4495 | 13 | 11.6519 | 24.3555 | 6.8909 |  |  |  | 0.70555 | 1.4111 | 0.23518
11 | 2049 | 2049-11-18 | 0.24401 | 1.8105 | 2.4401 | 18.1048 | 14 | 12.0894 | 25.5042 | 7.1496 |  |  |  | 0.73204 | 1.4641 | 0.24401
11 | 2049 | 2049-11-19 | 0.24905 | 1.8408 | 2.4905 | 18.4077 | 14 | 12.3389 | 26.0306 | 7.2972 |  |  |  | 0.74715 | 1.4943 | 0.24905
11 | 2049 | 2049-11-20 | 0.24096 | 1.7805 | 2.4096 | 17.8049 | 14 | 11.9379 | 25.1846 | 7.06 |  |  |  | 0.72287 | 1.4457 | 0.24096
11 | 2049 | 2049-11-21 | 0.25337 | 1.8702 | 2.5337 | 18.7024 | 14 | 12.5529 | 26.482 | 7.4238 |  |  |  | 0.76011 | 1.5202 | 0.25337
11 | 2049 | 2049-11-22 | 0.267 | 1.9606 | 2.67 | 19.6058 | 16 | 13.2282 | 28.4339 | 7.8231 |  |  |  | 0.801 | 1.602 | 0.267
11 | 2049 | 2049-11-23 | 0.26475 | 1.933 | 2.6475 | 19.3298 | 17 | 13.1169 | 28.4636 | 7.7573 |  |  |  | 0.79426 | 1.5885 | 0.26475
11 | 2049 | 2049-11-24 | 0.27353 | 1.9936 | 2.7353 | 19.9358 | 19 | 13.5516 | 29.9789 | 8.0144 |  |  |  | 0.82059 | 1.6412 | 0.27353
11 | 2049 | 2049-11-25 | 0.2851 | 2.0745 | 2.851 | 20.7449 | 17 | 14.125 | 30.6513 | 8.3535 |  |  |  | 0.85531 | 1.7106 | 0.2851
11 | 2049 | 2049-11-26 | 0.29056 | 2.1098 | 2.9056 | 21.0976 | 17 | 14.3953 | 31.2379 | 8.5134 |  |  |  | 0.87168 | 1.7434 | 0.29056
11 | 2049 | 2049-11-27 | 0.28346 | 2.0473 | 2.8346 | 20.4731 | 16 | 14.0438 | 30.187 | 8.3054 |  |  |  | 0.85039 | 1.7008 | 0.28346
11 | 2049 | 2049-11-28 | 0.28774 | 2.0775 | 2.8774 | 20.775 | 17 | 14.2558 | 30.935 | 8.4308 |  |  |  | 0.86323 | 1.7265 | 0.28774
11 | 2049 | 2049-11-29 | 0.30189 | 2.1767 | 3.0189 | 21.7668 | 20 | 14.9565 | 33.4116 | 8.8452 |  |  |  | 0.90566 | 1.8113 | 0.30189
11 | 2049 | 2049-11-30 | 0.30141 | 2.1652 | 3.0141 | 21.6524 | 19 | 14.933 | 33.0348 | 8.8314 |  |  |  | 0.90423 | 1.8085 | 0.30141
12 | 2049 | 2049-12-01 | 0.30531 | 2.0188 | 3.0531 | 20.1882 | 17 | 15.1262 | 32.8238 | 8.9456 |  |  |  | 0.91593 | 1.8319 | 0.30531
12 | 2049 | 2049-12-02 | 0.31615 | 2.0708 | 3.1615 | 20.7084 | 20 | 15.6631 | 34.99 | 9.2631 |  |  |  | 0.94844 | 1.8969 | 0.31615
12 | 2049 | 2049-12-03 | 0.32125 | 2.1014 | 3.2125 | 21.0145 | 20 | 15.9159 | 35.5549 | 9.4126 |  |  |  | 0.96375 | 1.9275 | 0.32125
12 | 2049 | 2049-12-04 | 0.31742 | 2.0695 | 3.1742 | 20.6946 | 20 | 15.7261 | 35.1308 | 9.3004 |  |  |  | 0.95226 | 1.9045 | 0.31742
12 | 2049 | 2049-12-05 | 0.32282 | 2.0961 | 3.2282 | 20.9612 | 20 | 15.9936 | 35.7284 | 9.4586 |  |  |  | 0.96846 | 1.9369 | 0.32282
12 | 2049 | 2049-12-06 | 0.33152 | 2.1495 | 3.3152 | 21.4952 | 22 | 16.4245 | 37.426 | 9.7134 |  |  |  | 0.99455 | 1.9891 | 0.33152
12 | 2049 | 2049-12-07 | 0.33797 | 2.1891 | 3.3797 | 21.8908 | 22 | 16.7445 | 38.155 | 9.9026 |  |  |  | 1.0139 | 2.0278 | 0.33797
12 | 2049 | 2049-12-08 | 0.34665 | 2.2415 | 3.4665 | 22.4154 | 21 | 17.1743 | 38.7465 | 10.1569 |  |  |  | 1.04 | 2.0799 | 0.34665
12 | 2049 | 2049-12-09 | 0.34585 | 2.2344 | 3.4585 | 22.3442 | 21 | 17.1346 | 38.6569 | 10.1334 |  |  |  | 1.0375 | 2.0751 | 0.34585
12 | 2049 | 2049-12-10 | 0.34201 | 2.2109 | 3.4201 | 22.1086 | 21 | 16.9444 | 38.2278 | 10.0209 |  |  |  | 1.026 | 2.0521 | 0.34201
12 | 2049 | 2049-12-11 | 0.3455 | 2.2186 | 3.455 | 22.1859 | 21 | 17.1172 | 38.6175 | 10.123 |  |  |  | 1.0365 | 2.073 | 0.3455
12 | 2049 | 2049-12-12 | 0.34388 | 2.2005 | 3.4388 | 22.0046 | 21 | 17.0371 | 38.4369 | 10.0757 |  |  |  | 1.0316 | 2.0633 | 0.34388
12 | 2049 | 2049-12-13 | 0.35369 | 2.2613 | 3.5369 | 22.6131 | 21 | 17.5232 | 39.5335 | 10.3632 |  |  |  | 1.0611 | 2.1222 | 0.35369
12 | 2049 | 2049-12-14 | 0.36074 | 2.2971 | 3.6074 | 22.9706 | 19 | 17.8724 | 39.5374 | 10.5697 |  |  |  | 1.0822 | 2.1644 | 0.36074
12 | 2049 | 2049-12-15 | 0.36365 | 2.3168 | 3.6365 | 23.1683 | 20 | 18.0166 | 40.2475 | 10.655 |  |  |  | 1.091 | 2.1819 | 0.36365
12 | 2049 | 2049-12-16 | 0.35944 | 2.2834 | 3.5944 | 22.834 | 20 | 17.808 | 39.7817 | 10.5316 |  |  |  | 1.0783 | 2.1566 | 0.35944
12 | 2049 | 2049-12-17 | 0.36338 | 2.3054 | 3.6338 | 23.0539 | 20 | 18.0031 | 40.2175 | 10.647 |  |  |  | 1.0901 | 2.1803 | 0.36338
12 | 2049 | 2049-12-18 | 0.35692 | 2.256 | 3.5692 | 22.5595 | 20 | 17.6833 | 39.503 | 10.4579 |  |  |  | 1.0708 | 2.1415 | 0.35692
12 | 2049 | 2049-12-19 | 0.35723 | 2.2604 | 3.5723 | 22.6042 | 20 | 17.6985 | 39.5369 | 10.4668 |  |  |  | 1.0717 | 2.1434 | 0.35723
12 | 2049 | 2049-12-20 | 0.3564 | 2.2456 | 3.564 | 22.4557 | 17 | 17.6575 | 38.3167 | 10.4426 |  |  |  | 1.0692 | 2.1384 | 0.3564
12 | 2049 | 2049-12-21 | 0.4947 | 2.9966 | 4.947 | 29.9656 | 61 | 2.2467 | 102.0821 | 4.3484 |  |  |  | 0.24735 | 4.5513 | 0.14841
12 | 2049 | 2049-12-22 | 0.37933 | 2.3839 | 3.7933 | 23.8386 | 22 | 18.7932 | 42.8234 | 11.1142 |  |  |  | 1.138 | 2.276 | 0.37933
12 | 2049 | 2049-12-23 | 0.38176 | 2.3858 | 3.8176 | 23.8583 | 23 | 18.9138 | 43.5342 | 11.1856 |  |  |  | 1.1453 | 2.2906 | 0.38176
12 | 2049 | 2049-12-24 | 0.38867 | 2.4253 | 3.8867 | 24.2526 | 23 | 19.256 | 44.3218 | 11.3879 |  |  |  | 1.166 | 2.332 | 0.38867
12 | 2049 | 2049-12-25 | 0.37897 | 2.3616 | 3.7897 | 23.6162 | 23 | 18.7753 | 43.2155 | 11.1037 |  |  |  | 1.1369 | 2.2738 | 0.37897
12 | 2049 | 2049-12-26 | 0.38158 | 2.3698 | 3.8158 | 23.6979 | 23 | 18.9049 | 43.5139 | 11.1803 |  |  |  | 1.1447 | 2.2895 | 0.38158
12 | 2049 | 2049-12-27 | 0.38588 | 2.4046 | 3.8588 | 24.0456 | 23 | 19.1177 | 44.0035 | 11.3061 |  |  |  | 1.1576 | 2.3153 | 0.38588
12 | 2049 | 2049-12-28 | 0.38037 | 2.3722 | 3.8037 | 23.7217 | 23 | 18.8447 | 43.3753 | 11.1447 |  |  |  | 1.1411 | 2.2822 | 0.38037
12 | 2049 | 2049-12-29 | 0.37155 | 2.3018 | 3.7155 | 23.0181 | 22 | 18.4078 | 41.9451 | 10.8863 |  |  |  | 1.1146 | 2.2293 | 0.37155
12 | 2049 | 2049-12-30 | 0.3713 | 2.2998 | 3.713 | 22.9984 | 22 | 18.3955 | 41.9173 | 10.8791 |  |  |  | 1.1139 | 2.2278 | 0.3713
12 | 2049 | 2049-12-31 | 0.37708 | 2.3366 | 3.7708 | 23.3664 | 21 | 18.6818 | 42.1473 | 11.0483 |  |  |  | 1.1312 | 2.2625 | 0.37708
1 | 2050 | 2050-01-01 | 0.39268 | 2.4377 | 3.9268 | 24.3771 | 20 | 19.455 | 43.4608 | 11.5056 |  |  |  | 1.178 | 2.3561 | 0.39268
1 | 2050 | 2050-01-02 | 0.38741 | 2.4126 | 3.8741 | 24.1265 | 20 | 19.1938 | 42.8774 | 11.3512 |  |  |  | 1.1622 | 2.3245 | 0.38741
1 | 2050 | 2050-01-03 | 0.39242 | 2.4446 | 3.9242 | 24.4463 | 21 | 19.4419 | 43.8622 | 11.4979 |  |  |  | 1.1773 | 2.3545 | 0.39242
1 | 2050 | 2050-01-04 | 0.40184 | 2.499 | 4.0184 | 24.9898 | 20 | 19.9085 | 44.4741 | 11.7739 |  |  |  | 1.2055 | 2.411 | 0.40184
1 | 2050 | 2050-01-05 | 0.40361 | 2.507 | 4.0361 | 25.07 | 20 | 19.9961 | 44.6696 | 11.8256 |  |  |  | 1.2108 | 2.4216 | 0.40361
1 | 2050 | 2050-01-06 | 0.39953 | 2.4852 | 3.9953 | 24.8521 | 20 | 19.7943 | 44.2188 | 11.7063 |  |  |  | 1.1986 | 2.3972 | 0.39953
1 | 2050 | 2050-01-07 | 0.39318 | 2.4404 | 3.9318 | 24.4041 | 20 | 19.4796 | 43.5157 | 11.5202 |  |  |  | 1.1795 | 2.3591 | 0.39318
1 | 2050 | 2050-01-08 | 0.38976 | 2.4113 | 3.8976 | 24.1128 | 20 | 19.3102 | 43.1374 | 11.42 |  |  |  | 1.1693 | 2.3386 | 0.38976
1 | 2050 | 2050-01-09 | 0.39672 | 2.4487 | 3.9672 | 24.4869 | 19 | 19.6549 | 43.4804 | 11.6238 |  |  |  | 1.1902 | 2.3803 | 0.39672
1 | 2050 | 2050-01-10 | 0.4046 | 2.4939 | 4.046 | 24.9387 | 22 | 20.0455 | 45.6771 | 11.8549 |  |  |  | 1.2138 | 2.4276 | 0.4046
1 | 2050 | 2050-01-11 | 0.40542 | 2.4924 | 4.0542 | 24.9242 | 23 | 20.0862 | 46.2328 | 11.8789 |  |  |  | 1.2163 | 2.4325 | 0.40542
1 | 2050 | 2050-01-12 | 0.40392 | 2.4866 | 4.0392 | 24.8656 | 23 | 20.0115 | 46.0608 | 11.8348 |  |  |  | 1.2118 | 2.4235 | 0.40392
1 | 2050 | 2050-01-13 | 0.40828 | 2.5138 | 4.0828 | 25.1375 | 21 | 20.2277 | 45.6351 | 11.9626 |  |  |  | 1.2248 | 2.4497 | 0.40828
1 | 2050 | 2050-01-14 | 0.4016 | 2.4704 | 4.016 | 24.7041 | 22 | 19.8967 | 45.3379 | 11.7669 |  |  |  | 1.2048 | 2.4096 | 0.4016
1 | 2050 | 2050-01-15 | 0.39617 | 2.4339 | 3.9617 | 24.3392 | 22 | 19.6276 | 44.7248 | 11.6077 |  |  |  | 1.1885 | 2.377 | 0.39617
1 | 2050 | 2050-01-16 | 0.39474 | 2.4198 | 3.9474 | 24.1976 | 22 | 19.5568 | 44.5635 | 11.5659 |  |  |  | 1.1842 | 2.3684 | 0.39474
1 | 2050 | 2050-01-17 | 0.39853 | 2.4511 | 3.9853 | 24.5105 | 21 | 19.7448 | 44.5455 | 11.677 |  |  |  | 1.1956 | 2.3912 | 0.39853
1 | 2050 | 2050-01-18 | 0.39456 | 2.4264 | 3.9456 | 24.264 | 21 | 19.5481 | 44.1019 | 11.5607 |  |  |  | 1.1837 | 2.3674 | 0.39456
1 | 2050 | 2050-01-19 | 0.39595 | 2.4295 | 3.9595 | 24.2946 | 23 | 19.6167 | 45.1522 | 11.6013 |  |  |  | 1.1878 | 2.3757 | 0.39595
1 | 2050 | 2050-01-20 | 0.39525 | 2.4285 | 3.9525 | 24.285 | 23 | 19.5822 | 45.0728 | 11.5809 |  |  |  | 1.1858 | 2.3715 | 0.39525
1 | 2050 | 2050-01-21 | 0.3902 | 2.398 | 3.902 | 23.9798 | 21 | 19.3317 | 43.6138 | 11.4327 |  |  |  | 1.1706 | 2.3412 | 0.3902
1 | 2050 | 2050-01-22 | 0.3852 | 2.3578 | 3.852 | 23.578 | 20 | 19.0841 | 42.6323 | 11.2863 |  |  |  | 1.1556 | 2.3112 | 0.3852
1 | 2050 | 2050-01-23 | 0.3746 | 2.2987 | 3.746 | 22.9872 | 19 | 18.5593 | 41.0567 | 10.9759 |  |  |  | 1.1238 | 2.2476 | 0.3746
1 | 2050 | 2050-01-24 | 0.38217 | 2.3478 | 3.8217 | 23.4779 | 19 | 18.9342 | 41.8861 | 11.1976 |  |  |  | 1.1465 | 2.293 | 0.38217
1 | 2050 | 2050-01-25 | 0.37416 | 2.3031 | 3.7416 | 23.031 | 18 | 18.5371 | 40.6129 | 10.9628 |  |  |  | 1.1225 | 2.2449 | 0.37416
1 | 2050 | 2050-01-26 | 0.3746 | 2.2988 | 3.746 | 22.9884 | 19 | 18.5592 | 41.0567 | 10.9759 |  |  |  | 1.1238 | 2.2476 | 0.3746
1 | 2050 | 2050-01-27 | 0.3734 | 2.2949 | 3.734 | 22.9491 | 20 | 18.4995 | 41.3263 | 10.9406 |  |  |  | 1.1202 | 2.2404 | 0.3734
1 | 2050 | 2050-01-28 | 0.37759 | 2.3169 | 3.7759 | 23.1692 | 21 | 18.707 | 42.2043 | 11.0633 |  |  |  | 1.1328 | 2.2655 | 0.37759
1 | 2050 | 2050-01-29 | 0.37434 | 2.2863 | 3.7434 | 22.863 | 20 | 18.5462 | 41.4307 | 10.9682 |  |  |  | 1.123 | 2.246 | 0.37434
1 | 2050 | 2050-01-30 | 0.36699 | 2.2435 | 3.6699 | 22.4353 | 20 | 18.1821 | 40.6172 | 10.7528 |  |  |  | 1.101 | 2.2019 | 0.36699
1 | 2050 | 2050-01-31 | 0.36844 | 2.2531 | 3.6844 | 22.531 | 20 | 18.2538 | 40.7775 | 10.7953 |  |  |  | 1.1053 | 2.2106 | 0.36844
2 | 2050 | 2050-02-01 | 0.36847 | 2.2899 | 3.6847 | 22.8989 | 19 | 18.2556 | 40.385 | 10.7963 |  |  |  | 1.1054 | 2.2108 | 0.36847
2 | 2050 | 2050-02-02 | 0.36862 | 2.2898 | 3.6862 | 22.898 | 17 | 18.2626 | 39.6299 | 10.8005 |  |  |  | 1.1059 | 2.2117 | 0.36862
2 | 2050 | 2050-02-03 | 0.35666 | 2.2206 | 3.5666 | 22.2058 | 17 | 17.6701 | 38.344 | 10.45 |  |  |  | 1.07 | 2.1399 | 0.35666
2 | 2050 | 2050-02-04 | 0.36261 | 2.2515 | 3.6261 | 22.5153 | 17 | 17.9649 | 38.9838 | 10.6244 |  |  |  | 1.0878 | 2.1756 | 0.36261
2 | 2050 | 2050-02-05 | 0.35256 | 2.1849 | 3.5256 | 21.8488 | 17 | 17.4672 | 37.9039 | 10.3301 |  |  |  | 1.0577 | 2.1154 | 0.35256
2 | 2050 | 2050-02-06 | 0.34931 | 2.1646 | 3.4931 | 21.6465 | 15 | 17.3061 | 36.8512 | 10.2348 |  |  |  | 1.0479 | 2.0959 | 0.34931
2 | 2050 | 2050-02-07 | 0.34751 | 2.1617 | 3.4751 | 21.617 | 16 | 17.2168 | 37.0075 | 10.182 |  |  |  | 1.0425 | 2.085 | 0.34751
2 | 2050 | 2050-02-08 | 0.34724 | 2.1596 | 3.4724 | 21.5961 | 16 | 17.2036 | 36.9792 | 10.1742 |  |  |  | 1.0417 | 2.0835 | 0.34724
2 | 2050 | 2050-02-09 | 0.34526 | 2.1477 | 3.4526 | 21.4771 | 16 | 17.1054 | 36.7679 | 10.1161 |  |  |  | 1.0358 | 2.0716 | 0.34526
2 | 2050 | 2050-02-10 | 0.34393 | 2.14 | 3.4393 | 21.3997 | 15 | 17.0397 | 36.284 | 10.0773 |  |  |  | 1.0318 | 2.0636 | 0.34393
2 | 2050 | 2050-02-11 | 0.34636 | 2.1535 | 3.4636 | 21.5347 | 17 | 17.1598 | 37.2367 | 10.1483 |  |  |  | 1.0391 | 2.0781 | 0.34636
2 | 2050 | 2050-02-12 | 0.3376 | 2.0935 | 3.376 | 20.9349 | 17 | 16.7261 | 36.2956 | 9.8918 |  |  |  | 1.0128 | 2.0256 | 0.3376
2 | 2050 | 2050-02-13 | 0.33801 | 2.0946 | 3.3801 | 20.9462 | 18 | 16.7464 | 36.6895 | 9.9038 |  |  |  | 1.014 | 2.0281 | 0.33801
2 | 2050 | 2050-02-14 | 0.34324 | 2.1326 | 3.4324 | 21.3256 | 18 | 17.0053 | 37.2567 | 10.0569 |  |  |  | 1.0297 | 2.0594 | 0.34324
2 | 2050 | 2050-02-15 | 0.33643 | 2.0934 | 3.3643 | 20.9341 | 18 | 16.668 | 36.5179 | 9.8574 |  |  |  | 1.0093 | 2.0186 | 0.33643
2 | 2050 | 2050-02-16 | 0.33284 | 2.0707 | 3.3284 | 20.7072 | 18 | 16.4903 | 36.1284 | 9.7523 |  |  |  | 0.99853 | 1.9971 | 0.33284
2 | 2050 | 2050-02-17 | 0.33313 | 2.0717 | 3.3313 | 20.7171 | 17 | 16.5042 | 35.8142 | 9.7606 |  |  |  | 0.99938 | 1.9988 | 0.33313
2 | 2050 | 2050-02-18 | 0.32666 | 2.0338 | 3.2666 | 20.3379 | 17 | 16.1842 | 35.1196 | 9.5713 |  |  |  | 0.97999 | 1.96 | 0.32666
2 | 2050 | 2050-02-19 | 0.3163 | 1.9652 | 3.163 | 19.6525 | 17 | 15.6705 | 34.0049 | 9.2675 |  |  |  | 0.94889 | 1.8978 | 0.3163
2 | 2050 | 2050-02-20 | 0.31208 | 1.9404 | 3.1208 | 19.4036 | 16 | 15.4618 | 33.2351 | 9.1441 |  |  |  | 0.93625 | 1.8725 | 0.31208
2 | 2050 | 2050-02-21 | 0.31384 | 1.9582 | 3.1384 | 19.5817 | 17 | 15.5489 | 33.7411 | 9.1956 |  |  |  | 0.94153 | 1.8831 | 0.31384
2 | 2050 | 2050-02-22 | 0.3157 | 1.9666 | 3.157 | 19.6663 | 16 | 15.641 | 33.6203 | 9.2501 |  |  |  | 0.94711 | 1.8942 | 0.3157
2 | 2050 | 2050-02-23 | 0.31162 | 1.9439 | 3.1162 | 19.439 | 15 | 15.4387 | 32.8748 | 9.1304 |  |  |  | 0.93485 | 1.8697 | 0.31162
2 | 2050 | 2050-02-24 | 0.30571 | 1.9095 | 3.0571 | 19.095 | 15 | 15.1461 | 32.2517 | 8.9573 |  |  |  | 0.91713 | 1.8343 | 0.30571
2 | 2050 | 2050-02-25 | 0.29911 | 1.8694 | 2.9911 | 18.6944 | 13 | 14.819 | 30.9754 | 8.7639 |  |  |  | 0.89733 | 1.7947 | 0.29911
2 | 2050 | 2050-02-26 | 0.28422 | 1.7771 | 2.8422 | 17.771 | 13 | 14.0811 | 29.433 | 8.3275 |  |  |  | 0.85265 | 1.7053 | 0.28422
2 | 2050 | 2050-02-27 | 0.29143 | 1.8165 | 2.9143 | 18.1647 | 14 | 14.4386 | 30.4601 | 8.5389 |  |  |  | 0.87429 | 1.7486 | 0.29143
2 | 2050 | 2050-02-28 | 0.29605 | 1.8506 | 2.9605 | 18.5058 | 14 | 14.6675 | 30.9431 | 8.6743 |  |  |  | 0.88816 | 1.7763 | 0.29605
3 | 2050 | 2050-03-01 | 0.29802 | 1.925 | 2.9802 | 19.2495 | 14 | 14.765 | 31.1488 | 8.732 |  |  |  | 0.89406 | 1.7881 | 0.29802
3 | 2050 | 2050-03-02 | 0.29221 | 1.8884 | 2.9221 | 18.8837 | 12 | 14.4773 | 30.0941 | 8.5618 |  |  |  | 0.87664 | 1.7533 | 0.29221
3 | 2050 | 2050-03-03 | 0.29446 | 1.9035 | 2.9446 | 19.0347 | 13 | 14.5885 | 30.4936 | 8.6276 |  |  |  | 0.88337 | 1.7667 | 0.29446
3 | 2050 | 2050-03-04 | 0.29426 | 1.9032 | 2.9426 | 19.0323 | 15 | 14.5787 | 31.0436 | 8.6218 |  |  |  | 0.88278 | 1.7656 | 0.29426
3 | 2050 | 2050-03-05 | 0.27889 | 1.8017 | 2.7889 | 18.0172 | 13 | 13.8172 | 28.8815 | 8.1715 |  |  |  | 0.83667 | 1.6733 | 0.27889
3 | 2050 | 2050-03-06 | 0.27537 | 1.7799 | 2.7537 | 17.799 | 12 | 13.643 | 28.3598 | 8.0684 |  |  |  | 0.82612 | 1.6522 | 0.27537
3 | 2050 | 2050-03-07 | 0.2838 | 1.8383 | 2.838 | 18.3827 | 12 | 14.0605 | 29.2277 | 8.3154 |  |  |  | 0.8514 | 1.7028 | 0.2838
3 | 2050 | 2050-03-08 | 0.27883 | 1.8071 | 2.7883 | 18.0707 | 12 | 13.8143 | 28.7159 | 8.1697 |  |  |  | 0.83649 | 1.673 | 0.27883
3 | 2050 | 2050-03-09 | 0.27218 | 1.7649 | 2.7218 | 17.649 | 12 | 13.4847 | 28.0309 | 7.9749 |  |  |  | 0.81654 | 1.6331 | 0.27218
3 | 2050 | 2050-03-10 | 0.267 | 1.7322 | 2.67 | 17.3216 | 11 | 29.8481 | 27.3464 | 7.8231 |  |  |  | 2.136 | 0.267 | 0.267
3 | 2050 | 2050-03-11 | 0.26707 | 1.7334 | 2.6707 | 17.3341 | 12 | 13.2315 | 27.5045 | 7.8251 |  |  |  | 0.8012 | 1.6024 | 0.26707
3 | 2050 | 2050-03-12 | 0.26109 | 1.6923 | 2.6109 | 16.9225 | 12 | 12.9353 | 26.8888 | 7.6499 |  |  |  | 0.78327 | 1.5665 | 0.26109
3 | 2050 | 2050-03-13 | 0.25776 | 1.6714 | 2.5776 | 16.714 | 12 | 12.7701 | 26.5454 | 7.5522 |  |  |  | 0.77327 | 1.5465 | 0.25776
3 | 2050 | 2050-03-14 | 0.25472 | 1.6557 | 2.5472 | 16.557 | 11 | 28.4758 | 26.0891 | 7.4634 |  |  |  | 2.0378 | 0.25472 | 0.25472
3 | 2050 | 2050-03-15 | 0.25133 | 1.6344 | 2.5133 | 16.3445 | 10 | 28.0968 | 25.6013 | 7.3641 |  |  |  | 2.0107 | 0.25133 | 0.25133
3 | 2050 | 2050-03-16 | 0.24828 | 1.6153 | 2.4828 | 16.1533 | 10 | 27.7549 | 25.2898 | 7.2745 |  |  |  | 1.9862 | 0.24828 | 0.24828
3 | 2050 | 2050-03-17 | 0.24612 | 1.602 | 2.4612 | 16.0201 | 10 | 27.5143 | 25.0706 | 7.2114 |  |  |  | 1.969 | 0.24612 | 0.24612
3 | 2050 | 2050-03-18 | 0.24115 | 1.5705 | 2.4115 | 15.7054 | 9 | 26.9588 | 24.431 | 7.0658 |  |  |  | 1.9292 | 0.24115 | 0.24115
3 | 2050 | 2050-03-19 | 0.22981 | 1.4948 | 2.2981 | 14.9481 | 9 | 25.6912 | 23.2822 | 6.7336 |  |  |  | 1.8385 | 0.22981 | 0.22981
3 | 2050 | 2050-03-20 | 0.22637 | 1.473 | 2.2637 | 14.7299 | 11 | 25.3063 | 23.1853 | 6.6327 |  |  |  | 1.811 | 0.22637 | 0.22637
3 | 2050 | 2050-03-21 | 0.23274 | 1.5178 | 2.3274 | 15.1777 | 11 | 26.0184 | 23.8378 | 6.8193 |  |  |  | 1.8619 | 0.23274 | 0.23274
3 | 2050 | 2050-03-22 | 0.23561 | 1.5365 | 2.3561 | 15.3652 | 10 | 26.3386 | 23.9993 | 6.9033 |  |  |  | 1.8848 | 0.23561 | 0.23561
3 | 2050 | 2050-03-23 | 0.23585 | 1.5383 | 2.3585 | 15.3834 | 11 | 26.3656 | 24.1558 | 6.9103 |  |  |  | 1.8868 | 0.23585 | 0.23585
3 | 2050 | 2050-03-24 | 0.23242 | 1.5166 | 2.3242 | 15.166 | 11 | 25.9824 | 23.8048 | 6.8099 |  |  |  | 1.8594 | 0.23242 | 0.23242
3 | 2050 | 2050-03-25 | 0.22217 | 1.4511 | 2.2217 | 14.5111 | 10 | 24.8371 | 22.6311 | 6.5097 |  |  |  | 1.7774 | 0.22217 | 0.22217
3 | 2050 | 2050-03-26 | 0.20389 | 1.3305 | 2.0389 | 13.3051 | 8 | 22.7933 | 20.5445 | 5.9741 |  |  |  | 1.6311 | 0.20389 | 0.20389
3 | 2050 | 2050-03-27 | 0.20688 | 1.3498 | 2.0688 | 13.4982 | 9 | 23.1271 | 20.9585 | 6.0615 |  |  |  | 1.655 | 0.20688 | 0.20688
3 | 2050 | 2050-03-28 | 0.21276 | 1.391 | 2.1276 | 13.9101 | 9 | 23.7844 | 21.5542 | 6.2338 |  |  |  | 1.7021 | 0.21276 | 0.21276
3 | 2050 | 2050-03-29 | 0.2108 | 1.3787 | 2.108 | 13.7871 | 9 | 23.5657 | 21.356 | 6.1765 |  |  |  | 1.6864 | 0.2108 | 0.2108
3 | 2050 | 2050-03-30 | 0.20704 | 1.3547 | 2.0704 | 13.5467 | 11 | 23.1451 | 21.2052 | 6.0663 |  |  |  | 1.6563 | 0.20704 | 0.20704
3 | 2050 | 2050-03-31 | 0.20362 | 1.3329 | 2.0362 | 13.3286 | 10 | 22.7632 | 20.7414 | 5.9662 |  |  |  | 1.629 | 0.20362 | 0.20362
4 | 2050 | 2050-04-01 | 0.18669 | 1.1942 | 1.8669 | 11.942 | 9 | 20.8707 | 18.9137 | 5.4701 |  |  |  | 1.4936 | 0.18669 | 0.18669
4 | 2050 | 2050-04-02 | 0.17443 | 1.1134 | 1.7443 | 11.1338 | 7 | 19.4992 | 17.4809 | 5.1107 |  |  |  | 1.3954 | 0.17443 | 0.17443
4 | 2050 | 2050-04-03 | 0.17155 | 1.0948 | 1.7155 | 10.948 | 7 | 19.1775 | 17.1925 | 5.0264 |  |  |  | 1.3724 | 0.17155 | 0.17155
4 | 2050 | 2050-04-04 | 0.17681 | 1.1321 | 1.7681 | 11.3208 | 8 | 19.7653 | 17.8152 | 5.1804 |  |  |  | 1.4144 | 0.17681 | 0.17681
4 | 2050 | 2050-04-05 | 0.17284 | 1.1078 | 1.7284 | 11.0778 | 8 | 19.3219 | 17.4156 | 5.0642 |  |  |  | 1.3827 | 0.17284 | 0.17284
4 | 2050 | 2050-04-06 | 0.16811 | 1.0791 | 1.6811 | 10.7914 | 6 | 18.7935 | 16.7582 | 4.9257 |  |  |  | 1.3449 | 0.16811 | 0.16811
4 | 2050 | 2050-04-07 | 0.16404 | 1.055 | 1.6404 | 10.5495 | 7 | 18.3383 | 16.4402 | 4.8064 |  |  |  | 1.3123 | 0.16404 | 0.16404
4 | 2050 | 2050-04-08 | 0.16385 | 1.0521 | 1.6385 | 10.5205 | 7 | 18.3174 | 16.4214 | 4.8009 |  |  |  | 1.3108 | 0.16385 | 0.16385
4 | 2050 | 2050-04-09 | 0.15115 | 0.96906 | 1.5115 | 9.6906 | 7 | 16.8977 | 15.1487 | 4.4288 |  |  |  | 1.2092 | 0.15115 | 0.15115
4 | 2050 | 2050-04-10 | 0.15256 | 0.97612 | 1.5256 | 9.7612 | 7 | 17.0549 | 15.2896 | 4.47 |  |  |  | 1.2205 | 0.15256 | 0.15256
4 | 2050 | 2050-04-11 | 0.15571 | 1.0011 | 1.5571 | 10.0113 | 7 | 17.407 | 15.6053 | 4.5623 |  |  |  | 1.2457 | 0.15571 | 0.15571
4 | 2050 | 2050-04-12 | 0.15077 | 0.97059 | 1.5077 | 9.7059 | 6 | 16.8548 | 15.0294 | 4.4176 |  |  |  | 1.2062 | 0.15077 | 0.15077
4 | 2050 | 2050-04-13 | 0.1462 | 0.94385 | 1.462 | 9.4385 | 6 | 16.344 | 14.574 | 4.2837 |  |  |  | 1.1696 | 0.1462 | 0.1462
4 | 2050 | 2050-04-14 | 0.14158 | 0.91586 | 1.4158 | 9.1586 | 7 | 15.8268 | 14.1887 | 4.1482 |  |  |  | 1.1326 | 0.14158 | 0.14158
4 | 2050 | 2050-04-15 | 0.14157 | 0.91335 | 1.4157 | 9.1335 | 7 | 15.8266 | 14.1884 | 4.1481 |  |  |  | 1.1326 | 0.14157 | 0.14157
4 | 2050 | 2050-04-16 | 0.12886 | 0.83113 | 1.2886 | 8.3113 | 5 | 14.4055 | 12.7772 | 3.7756 |  |  |  | 1.0309 | 0.12886 | 0.12886
4 | 2050 | 2050-04-17 | 0.1318 | 0.84693 | 1.318 | 8.4693 | 6 | 14.7343 | 13.1386 | 3.8618 |  |  |  | 1.0544 | 0.1318 | 0.1318
4 | 2050 | 2050-04-18 | 0.1383 | 0.89133 | 1.383 | 8.9133 | 7 | 15.4609 | 13.8606 | 4.0523 |  |  |  | 1.1064 | 0.1383 | 0.1383
4 | 2050 | 2050-04-19 | 0.13662 | 0.88038 | 1.3662 | 8.8038 | 6 | 15.2723 | 13.6183 | 4.0028 |  |  |  | 1.0929 | 0.13662 | 0.13662
4 | 2050 | 2050-04-20 | 0.13437 | 0.8665 | 1.3437 | 8.665 | 6 | 15.0214 | 13.3946 | 3.9371 |  |  |  | 1.075 | 0.13437 | 0.13437
4 | 2050 | 2050-04-21 | 0.12655 | 0.82071 | 1.2655 | 8.2071 | 5 | 14.1474 | 12.5482 | 3.708 |  |  |  | 1.0124 | 0.12655 | 0.12655
4 | 2050 | 2050-04-22 | 0.12614 | 0.81717 | 1.2614 | 8.1717 | 6 | 14.1011 | 12.574 | 3.6958 |  |  |  | 1.0091 | 0.12614 | 0.12614
4 | 2050 | 2050-04-23 | 0.11972 | 0.77098 | 1.1972 | 7.7098 | 6 | 13.3834 | 11.934 | 3.5077 |  |  |  | 0.95774 | 0.11972 | 0.11972
4 | 2050 | 2050-04-24 | 0.10915 | 0.70912 | 1.0915 | 7.0912 | 4 | 12.2024 | 10.7659 | 3.1982 |  |  |  | 0.87323 | 0.10915 | 0.10915
4 | 2050 | 2050-04-25 | 0.11337 | 0.74109 | 1.1337 | 7.4109 | 4 | 12.674 | 11.1819 | 3.3218 |  |  |  | 0.90698 | 0.11337 | 0.11337
4 | 2050 | 2050-04-26 | 0.11273 | 0.73646 | 1.1273 | 7.3646 | 5 | 12.6016 | 11.1772 | 3.3028 |  |  |  | 0.9018 | 0.11273 | 0.11273
4 | 2050 | 2050-04-27 | 0.11308 | 0.73823 | 1.1308 | 7.3823 | 5 | 12.6411 | 11.2121 | 3.3132 |  |  |  | 0.90462 | 0.11308 | 0.11308
4 | 2050 | 2050-04-28 | 0.10874 | 0.71193 | 1.0874 | 7.1193 | 5 | 12.1557 | 10.7816 | 3.186 |  |  |  | 0.86989 | 0.10874 | 0.10874
4 | 2050 | 2050-04-29 | 0.10581 | 0.69527 | 1.0581 | 6.9527 | 4 | 11.8285 | 10.436 | 3.1002 |  |  |  | 0.84648 | 0.10581 | 0.10581
4 | 2050 | 2050-04-30 | 0.097015 | 0.63521 | 0.97015 | 6.3521 | 4 | 10.8453 | 9.5685 | 2.8425 |  |  |  | 0.77612 | 0.097015 | 0.097015
5 | 2050 | 2050-05-01 | 0.07876 | 0.53884 | 0.7876 | 5.3884 | 4 | 8.8046 | 7.7681 | 2.3077 |  |  |  | 0.63008 | 0.07876 | 0.07876
5 | 2050 | 2050-05-02 | 0.085537 | 0.58778 | 0.85537 | 5.8778 | 4 | 9.5623 | 8.4365 | 2.5062 |  |  |  | 0.6843 | 0.085537 | 0.085537
5 | 2050 | 2050-05-03 | 0.082628 | 0.56802 | 0.82628 | 5.6802 | 3 | 9.237 | 8.1067 | 2.421 |  |  |  | 0.66102 | 0.082628 | 0.082628
5 | 2050 | 2050-05-04 | 0.080009 | 0.54772 | 0.80009 | 5.4772 | 3 | 8.9443 | 7.8498 | 2.3443 |  |  |  | 0.64007 | 0.080009 | 0.080009
5 | 2050 | 2050-05-05 | 0.079938 | 0.54928 | 0.79938 | 5.4928 | 2 | 8.9363 | 7.8017 | 2.3422 |  |  |  | 0.6395 | 0.079938 | 0.079938
5 | 2050 | 2050-05-06 | 0.077867 | 0.53705 | 0.77867 | 5.3705 | 3 | 8.7048 | 7.6396 | 2.2815 |  |  |  | 0.62293 | 0.077867 | 0.077867
5 | 2050 | 2050-05-07 | 0.067258 | 0.46561 | 0.67258 | 4.6561 | 2 | 7.5188 | 6.5642 | 1.9707 |  |  |  | 0.53807 | 0.067258 | 0.067258
5 | 2050 | 2050-05-08 | 0.06477 | 0.44757 | 0.6477 | 4.4757 | 1 | 7.2407 | 6.2885 | 1.8978 |  |  |  | 0.51816 | 0.06477 | 0.06477
5 | 2050 | 2050-05-09 | 0.071771 | 0.49549 | 0.71771 | 4.9549 | 2 | 8.0234 | 7.0047 | 2.1029 |  |  |  | 0.57417 | 0.071771 | 0.071771
5 | 2050 | 2050-05-10 | 0.070973 | 0.49456 | 0.70973 | 4.9456 | 3 | 7.9341 | 6.9632 | 2.0795 |  |  |  | 0.56778 | 0.070973 | 0.070973
5 | 2050 | 2050-05-11 | 0.069505 | 0.48492 | 0.69505 | 4.8492 | 2 | 7.77 | 6.7835 | 2.0365 |  |  |  | 0.55604 | 0.069505 | 0.069505
5 | 2050 | 2050-05-12 | 0.06857 | 0.48155 | 0.6857 | 4.8155 | 2 | 7.6655 | 6.6923 | 2.0091 |  |  |  | 0.54856 | 0.06857 | 0.06857
5 | 2050 | 2050-05-13 | 0.067204 | 0.47341 | 0.67204 | 4.7341 | 2 | 7.5128 | 6.559 | 1.9691 |  |  |  | 0.53764 | 0.067204 | 0.067204
5 | 2050 | 2050-05-14 | 0.057438 | 0.40752 | 0.57438 | 4.0752 | 1 | 6.421 | 5.5766 | 1.6829 |  |  |  | 0.4595 | 0.057438 | 0.057438
5 | 2050 | 2050-05-15 | 0.05802 | 0.41326 | 0.5802 | 4.1326 | 2 | 6.4861 | 5.6626 | 1.7 |  |  |  | 0.46416 | 0.05802 | 0.05802
5 | 2050 | 2050-05-16 | 0.063857 | 0.45158 | 0.63857 | 4.5158 | 2 | 7.1386 | 6.2322 | 1.871 |  |  |  | 0.51085 | 0.063857 | 0.063857
5 | 2050 | 2050-05-17 | 0.063284 | 0.44923 | 0.63284 | 4.4923 | 2 | 7.0746 | 6.1764 | 1.8542 |  |  |  | 0.50627 | 0.063284 | 0.063284
5 | 2050 | 2050-05-18 | 0.062029 | 0.44296 | 0.62029 | 4.4296 | 2 | 6.9343 | 6.0539 | 1.8174 |  |  |  | 0.49623 | 0.062029 | 0.062029
5 | 2050 | 2050-05-19 | 0.061069 | 0.43898 | 0.61069 | 4.3898 | 1 | 6.8269 | 5.9291 | 1.7893 |  |  |  | 0.48855 | 0.061069 | 0.061069
5 | 2050 | 2050-05-20 | 0.059938 | 0.43269 | 0.59938 | 4.3269 | 1 | 6.7005 | 5.8194 | 1.7562 |  |  |  | 0.47951 | 0.059938 | 0.059938
5 | 2050 | 2050-05-21 | 0.051998 | 0.37898 | 0.51998 | 3.7898 | 1 | 5.8129 | 5.0485 | 1.5235 |  |  |  | 0.41598 | 0.051998 | 0.051998
5 | 2050 | 2050-05-22 | 0.05002 | 0.36401 | 0.5002 | 3.6401 | 1 | 5.5918 | 4.8564 | 1.4656 |  |  |  | 0.40016 | 0.05002 | 0.05002
5 | 2050 | 2050-05-23 | 0.056546 | 0.41112 | 0.56546 | 4.1112 | 1 | 6.3213 | 5.49 | 1.6568 |  |  |  | 0.45237 | 0.056546 | 0.056546
5 | 2050 | 2050-05-24 | 0.055789 | 0.40858 | 0.55789 | 4.0858 | 1 | 6.2367 | 5.4165 | 1.6346 |  |  |  | 0.44631 | 0.055789 | 0.055789
5 | 2050 | 2050-05-25 | 0.05518 | 0.40642 | 0.5518 | 4.0642 | 1 | 6.1687 | 5.3574 | 1.6168 |  |  |  | 0.44144 | 0.05518 | 0.05518
5 | 2050 | 2050-05-26 | 0.054753 | 0.40358 | 0.54753 | 4.0358 | 1 | 6.1208 | 5.3159 | 1.6042 |  |  |  | 0.43802 | 0.054753 | 0.054753
5 | 2050 | 2050-05-27 | 0.052628 | 0.39158 | 0.52628 | 3.9158 | 1 | 5.8833 | 5.1096 | 1.542 |  |  |  | 0.42102 | 0.052628 | 0.052628
5 | 2050 | 2050-05-28 | 0.045738 | 0.34667 | 0.45738 | 3.4667 | 1 | 5.1131 | 4.4407 | 1.3401 |  |  |  | 0.36591 | 0.045738 | 0.045738
5 | 2050 | 2050-05-29 | 0.045837 | 0.34937 | 0.45837 | 3.4937 | 1 | 5.1241 | 4.4502 | 1.343 |  |  |  | 0.36669 | 0.045837 | 0.045837
5 | 2050 | 2050-05-30 | 0.051456 | 0.39032 | 0.51456 | 3.9032 | 1 | 5.7523 | 4.9958 | 1.5077 |  |  |  | 0.41165 | 0.051456 | 0.051456
5 | 2050 | 2050-05-31 | 0.050519 | 0.38341 | 0.50519 | 3.8341 | 0 | 5.6475 | 0 | 1.4802 |  |  |  | 0.40415 | 0.050519 | 0.050519
6 | 2050 | 2050-06-01 | 0.04763 | 0.37328 | 0.4763 | 3.7328 | 0 | 5.3246 | 0 | 1.3956 |  |  |  | 0.38104 | 0.04763 | 0.04763
6 | 2050 | 2050-06-02 | 0.047664 | 0.37604 | 0.47664 | 3.7604 | 0 | 5.3284 | 0 | 1.3965 |  |  |  | 0.38131 | 0.047664 | 0.047664
6 | 2050 | 2050-06-03 | 0.047427 | 0.37682 | 0.47427 | 3.7682 | 1 | 5.3019 | 4.6046 | 1.3896 |  |  |  | 0.37941 | 0.047427 | 0.047427
6 | 2050 | 2050-06-04 | 0.03955 | 0.32399 | 0.3955 | 3.2399 | 0 | 4.4213 | 0 | 1.1588 |  |  |  | 0.3164 | 0.03955 | 0.03955
6 | 2050 | 2050-06-05 | 0.03907 | 0.32129 | 0.3907 | 3.2129 | 0 | 4.3676 | 0 | 1.1447 |  |  |  | 0.31256 | 0.03907 | 0.03907
6 | 2050 | 2050-06-06 | 0.046487 | 0.37422 | 0.46487 | 3.7422 | 0 | 5.1968 | 0 | 1.3621 |  |  |  | 0.3719 | 0.046487 | 0.046487
6 | 2050 | 2050-06-07 | 0.046206 | 0.37269 | 0.46206 | 3.7269 | 0 | 5.1654 | 0 | 1.3538 |  |  |  | 0.36964 | 0.046206 | 0.046206
6 | 2050 | 2050-06-08 | 0.045906 | 0.37182 | 0.45906 | 3.7182 | 0 | 5.1318 | 0 | 1.345 |  |  |  | 0.36724 | 0.045906 | 0.045906
6 | 2050 | 2050-06-09 | 0.046127 | 0.3757 | 0.46127 | 3.757 | 1 | 5.1565 | 4.4784 | 1.3515 |  |  |  | 0.36901 | 0.046127 | 0.046127
6 | 2050 | 2050-06-10 | 0.045915 | 0.37539 | 0.45915 | 3.7539 | 0 | 5.1329 | 0 | 1.3453 |  |  |  | 0.36732 | 0.045915 | 0.045915
6 | 2050 | 2050-06-11 | 0.038251 | 0.32406 | 0.38251 | 3.2406 | 0 | 4.2761 | 0 | 1.1208 |  |  |  | 0.30601 | 0.038251 | 0.038251
6 | 2050 | 2050-06-12 | 0.038108 | 0.32395 | 0.38108 | 3.2395 | 0 | 4.2601 | 0 | 1.1166 |  |  |  | 0.30486 | 0.038108 | 0.038108
6 | 2050 | 2050-06-13 | 0.04558 | 0.37618 | 0.4558 | 3.7618 | 0 | 5.0954 | 0 | 1.3355 |  |  |  | 0.36464 | 0.04558 | 0.04558
6 | 2050 | 2050-06-14 | 0.045292 | 0.37494 | 0.45292 | 3.7494 | 0 | 5.0632 | 0 | 1.327 |  |  |  | 0.36233 | 0.045292 | 0.045292
6 | 2050 | 2050-06-15 | 0.045411 | 0.37763 | 0.45411 | 3.7763 | 0 | 5.0766 | 0 | 1.3305 |  |  |  | 0.36329 | 0.045411 | 0.045411
6 | 2050 | 2050-06-16 | 0.045522 | 0.37898 | 0.45522 | 3.7898 | 0 | 5.0889 | 0 | 1.3338 |  |  |  | 0.36417 | 0.045522 | 0.045522
6 | 2050 | 2050-06-17 | 0.045495 | 0.37991 | 0.45495 | 3.7991 | 0 | 5.0859 | 0 | 1.333 |  |  |  | 0.36396 | 0.045495 | 0.045495
6 | 2050 | 2050-06-18 | 0.037954 | 0.32935 | 0.37954 | 3.2935 | 0 | 4.2429 | 0 | 1.112 |  |  |  | 0.30363 | 0.037954 | 0.037954
6 | 2050 | 2050-06-19 | 0.038072 | 0.33144 | 0.38072 | 3.3144 | 0 | 4.2561 | 0 | 1.1155 |  |  |  | 0.30457 | 0.038072 | 0.038072
6 | 2050 | 2050-06-20 | 0.045745 | 0.38562 | 0.45745 | 3.8562 | 0 | 5.1138 | 0 | 1.3403 |  |  |  | 0.36596 | 0.045745 | 0.045745
6 | 2050 | 2050-06-21 | 0.045465 | 0.3837 | 0.45465 | 3.837 | 0 | 5.0825 | 0 | 1.3321 |  |  |  | 0.36372 | 0.045465 | 0.045465
6 | 2050 | 2050-06-22 | 0.045771 | 0.38742 | 0.45771 | 3.8742 | 0 | 5.1167 | 0 | 1.3411 |  |  |  | 0.36616 | 0.045771 | 0.045771
6 | 2050 | 2050-06-23 | 0.046229 | 0.39239 | 0.46229 | 3.9239 | 0 | 5.168 | 0 | 1.3545 |  |  |  | 0.36983 | 0.046229 | 0.046229
6 | 2050 | 2050-06-24 | 0.046143 | 0.39235 | 0.46143 | 3.9235 | 0 | 5.1584 | 0 | 1.352 |  |  |  | 0.36915 | 0.046143 | 0.046143
6 | 2050 | 2050-06-25 | 0.038475 | 0.33971 | 0.38475 | 3.3971 | 0 | 4.3011 | 0 | 1.1273 |  |  |  | 0.3078 | 0.038475 | 0.038475
6 | 2050 | 2050-06-26 | 0.038462 | 0.34031 | 0.38462 | 3.4031 | 0 | 4.2996 | 0 | 1.1269 |  |  |  | 0.30769 | 0.038462 | 0.038462
6 | 2050 | 2050-06-27 | 0.046091 | 0.3928 | 0.46091 | 3.928 | 0 | 5.1525 | 0 | 1.3505 |  |  |  | 0.36873 | 0.046091 | 0.046091
6 | 2050 | 2050-06-28 | 0.046289 | 0.39503 | 0.46289 | 3.9503 | 0 | 5.1747 | 0 | 1.3563 |  |  |  | 0.37031 | 0.046289 | 0.046289
6 | 2050 | 2050-06-29 | 0.046244 | 0.39505 | 0.46244 | 3.9505 | 0 | 5.1697 | 0 | 1.355 |  |  |  | 0.36996 | 0.046244 | 0.046244
6 | 2050 | 2050-06-30 | 0.046251 | 0.3956 | 0.46251 | 3.956 | 0 | 5.1704 | 0 | 1.3552 |  |  |  | 0.37001 | 0.046251 | 0.046251
7 | 2050 | 2050-07-01 | 0.047311 | 0.42759 | 0.47311 | 4.2759 | 0 | 5.2889 | 0 | 1.3862 |  |  |  | 0.37849 | 0.047311 | 0.047311
7 | 2050 | 2050-07-02 | 0.040132 | 0.38236 | 0.40132 | 3.8236 | 0 | 4.4864 | 0 | 1.1759 |  |  |  | 0.32106 | 0.040132 | 0.040132
7 | 2050 | 2050-07-03 | 0.040433 | 0.38809 | 0.40433 | 3.8809 | 0 | 4.52 | 0 | 1.1847 |  |  |  | 0.32346 | 0.040433 | 0.040433
7 | 2050 | 2050-07-04 | 0.04751 | 0.43014 | 0.4751 | 4.3014 | 0 | 5.3112 | 0 | 1.3921 |  |  |  | 0.38008 | 0.04751 | 0.04751
7 | 2050 | 2050-07-05 | 0.047618 | 0.432 | 0.47618 | 4.32 | 0 | 5.3232 | 0 | 1.3952 |  |  |  | 0.38094 | 0.047618 | 0.047618
7 | 2050 | 2050-07-06 | 0.047539 | 0.43009 | 0.47539 | 4.3009 | 0 | 5.3144 | 0 | 1.3929 |  |  |  | 0.38031 | 0.047539 | 0.047539
7 | 2050 | 2050-07-07 | 0.047653 | 0.43232 | 0.47653 | 4.3232 | 0 | 5.3272 | 0 | 1.3962 |  |  |  | 0.38123 | 0.047653 | 0.047653
7 | 2050 | 2050-07-08 | 0.047579 | 0.43077 | 0.47579 | 4.3077 | 0 | 5.3189 | 0 | 1.3941 |  |  |  | 0.38063 | 0.047579 | 0.047579
7 | 2050 | 2050-07-09 | 0.04018 | 0.38169 | 0.4018 | 3.8169 | 0 | 4.4918 | 0 | 1.1773 |  |  |  | 0.32144 | 0.04018 | 0.04018
7 | 2050 | 2050-07-10 | 0.040517 | 0.38901 | 0.40517 | 3.8901 | 0 | 4.5294 | 0 | 1.1871 |  |  |  | 0.32414 | 0.040517 | 0.040517
7 | 2050 | 2050-07-11 | 0.047507 | 0.43018 | 0.47507 | 4.3018 | 0 | 5.3108 | 0 | 1.392 |  |  |  | 0.38006 | 0.047507 | 0.047507
7 | 2050 | 2050-07-12 | 0.047275 | 0.42603 | 0.47275 | 4.2603 | 0 | 5.2849 | 0 | 1.3852 |  |  |  | 0.3782 | 0.047275 | 0.047275
7 | 2050 | 2050-07-13 | 0.047429 | 0.43011 | 0.47429 | 4.3011 | 0 | 5.3021 | 0 | 1.3897 |  |  |  | 0.37943 | 0.047429 | 0.047429
7 | 2050 | 2050-07-14 | 0.047292 | 0.42833 | 0.47292 | 4.2833 | 0 | 5.2868 | 0 | 1.3856 |  |  |  | 0.37833 | 0.047292 | 0.047292
7 | 2050 | 2050-07-15 | 0.047429 | 0.43249 | 0.47429 | 4.3249 | 0 | 5.3021 | 0 | 1.3897 |  |  |  | 0.37943 | 0.047429 | 0.047429
7 | 2050 | 2050-07-16 | 0.039827 | 0.38058 | 0.39827 | 3.8058 | 0 | 4.4523 | 0 | 1.1669 |  |  |  | 0.31861 | 0.039827 | 0.039827
7 | 2050 | 2050-07-17 | 0.03981 | 0.38201 | 0.3981 | 3.8201 | 0 | 4.4504 | 0 | 1.1664 |  |  |  | 0.31848 | 0.03981 | 0.03981
7 | 2050 | 2050-07-18 | 0.047145 | 0.4319 | 0.47145 | 4.319 | 0 | 5.2704 | 0 | 1.3813 |  |  |  | 0.37716 | 0.047145 | 0.047145
7 | 2050 | 2050-07-19 | 0.046856 | 0.42816 | 0.46856 | 4.2816 | 0 | 5.2381 | 0 | 1.3729 |  |  |  | 0.37485 | 0.046856 | 0.046856
7 | 2050 | 2050-07-20 | 0.046578 | 0.42488 | 0.46578 | 4.2488 | 0 | 5.207 | 0 | 1.3647 |  |  |  | 0.37262 | 0.046578 | 0.046578
7 | 2050 | 2050-07-21 | 0.046251 | 0.42085 | 0.46251 | 4.2085 | 0 | 5.1704 | 0 | 1.3551 |  |  |  | 0.37001 | 0.046251 | 0.046251
7 | 2050 | 2050-07-22 | 0.046138 | 0.42155 | 0.46138 | 4.2155 | 0 | 5.1578 | 0 | 1.3518 |  |  |  | 0.3691 | 0.046138 | 0.046138
7 | 2050 | 2050-07-23 | 0.038226 | 0.36498 | 0.38226 | 3.6498 | 0 | 4.2734 | 0 | 1.12 |  |  |  | 0.30581 | 0.038226 | 0.038226
7 | 2050 | 2050-07-24 | 0.037988 | 0.36358 | 0.37988 | 3.6358 | 0 | 4.2467 | 0 | 1.113 |  |  |  | 0.3039 | 0.037988 | 0.037988
7 | 2050 | 2050-07-25 | 0.045217 | 0.4131 | 0.45217 | 4.131 | 0 | 5.0548 | 0 | 1.3249 |  |  |  | 0.36173 | 0.045217 | 0.045217
7 | 2050 | 2050-07-26 | 0.044999 | 0.41267 | 0.44999 | 4.1267 | 0 | 5.0305 | 0 | 1.3185 |  |  |  | 0.35999 | 0.044999 | 0.044999
7 | 2050 | 2050-07-27 | 0.04488 | 0.41456 | 0.4488 | 4.1456 | 0 | 5.0171 | 0 | 1.315 |  |  |  | 0.35904 | 0.04488 | 0.04488
7 | 2050 | 2050-07-28 | 0.044041 | 0.40171 | 0.44041 | 4.0171 | 0 | 4.9234 | 0 | 1.2904 |  |  |  | 0.35233 | 0.044041 | 0.044041
7 | 2050 | 2050-07-29 | 0.043828 | 0.40217 | 0.43828 | 4.0217 | 0 | 4.8996 | 0 | 1.2842 |  |  |  | 0.35063 | 0.043828 | 0.043828
7 | 2050 | 2050-07-30 | 0.035966 | 0.34843 | 0.35966 | 3.4843 | 0 | 4.0206 | 0 | 1.0538 |  |  |  | 0.28773 | 0.035966 | 0.035966
7 | 2050 | 2050-07-31 | 0.035545 | 0.34504 | 0.35545 | 3.4504 | 0 | 3.9736 | 0 | 1.0415 |  |  |  | 0.28436 | 0.035545 | 0.035545
8 | 2050 | 2050-08-01 | 0.030166 | 0.24461 | 0.30166 | 2.4461 | 0 | 3.3722 | 0 | 0.88385 |  |  |  | 0.24132 | 0.030166 | 0.030166
8 | 2050 | 2050-08-02 | 0.0286 | 0.22949 | 0.286 | 2.2949 | 0 | 3.1972 | 0 | 0.83797 |  |  |  | 0.2288 | 0.0286 | 0.0286
8 | 2050 | 2050-08-03 | 0.030457 | 0.25086 | 0.30457 | 2.5086 | 0 | 3.4048 | 0 | 0.89238 |  |  |  | 0.24365 | 0.030457 | 0.030457
8 | 2050 | 2050-08-04 | 0.029247 | 0.23969 | 0.29247 | 2.3969 | 0 | 3.2696 | 0 | 0.85695 |  |  |  | 0.23398 | 0.029247 | 0.029247
8 | 2050 | 2050-08-05 | 0.028027 | 0.22848 | 0.28027 | 2.2848 | 0 | 3.1331 | 0 | 0.82119 |  |  |  | 0.22421 | 0.028027 | 0.028027
8 | 2050 | 2050-08-06 | 0.020235 | 0.17574 | 0.20235 | 1.7574 | 0 | 2.262 | 0 | 0.59287 |  |  |  | 0.16188 | 0.020235 | 0.020235
8 | 2050 | 2050-08-07 | 0.01995 | 0.17463 | 0.1995 | 1.7463 | 0 | 2.2302 | 0 | 0.58454 |  |  |  | 0.1596 | 0.01995 | 0.01995
8 | 2050 | 2050-08-08 | 0.027175 | 0.22517 | 0.27175 | 2.2517 | 0 | 3.0379 | 0 | 0.79621 |  |  |  | 0.2174 | 0.027175 | 0.027175
8 | 2050 | 2050-08-09 | 0.026686 | 0.22203 | 0.26686 | 2.2203 | 0 | 2.9832 | 0 | 0.78189 |  |  |  | 0.21349 | 0.026686 | 0.026686
8 | 2050 | 2050-08-10 | 0.026574 | 0.22296 | 0.26574 | 2.2296 | 0 | 2.9708 | 0 | 0.77863 |  |  |  | 0.2126 | 0.026574 | 0.026574
8 | 2050 | 2050-08-11 | 0.025887 | 0.21784 | 0.25887 | 2.1784 | 0 | 2.894 | 0 | 0.7585 |  |  |  | 0.2071 | 0.025887 | 0.025887
8 | 2050 | 2050-08-12 | 0.025772 | 0.21885 | 0.25772 | 2.1885 | 0 | 2.881 | 0 | 0.75511 |  |  |  | 0.20617 | 0.025772 | 0.025772
8 | 2050 | 2050-08-13 | 0.017758 | 0.16419 | 0.17758 | 1.6419 | 0 | 1.9852 | 0 | 0.52031 |  |  |  | 0.14206 | 0.017758 | 0.017758
8 | 2050 | 2050-08-14 | 0.016308 | 0.15111 | 0.16308 | 1.5111 | 0 | 1.8231 | 0 | 0.47783 |  |  |  | 0.13047 | 0.016308 | 0.016308
8 | 2050 | 2050-08-15 | 0.023524 | 0.20196 | 0.23524 | 2.0196 | 0 | 2.6297 | 0 | 0.68925 |  |  |  | 0.18819 | 0.023524 | 0.023524
8 | 2050 | 2050-08-16 | 0.02361 | 0.2053 | 0.2361 | 2.053 | 0 | 2.6394 | 0 | 0.69178 |  |  |  | 0.18888 | 0.02361 | 0.02361
8 | 2050 | 2050-08-17 | 0.023513 | 0.20673 | 0.23513 | 2.0673 | 0 | 2.6286 | 0 | 0.68894 |  |  |  | 0.18811 | 0.023513 | 0.023513
8 | 2050 | 2050-08-18 | 0.023616 | 0.21031 | 0.23616 | 2.1031 | 0 | 2.6401 | 0 | 0.69195 |  |  |  | 0.18893 | 0.023616 | 0.023616
8 | 2050 | 2050-08-19 | 0.020676 | 0.18155 | 0.20676 | 1.8155 | 0 | 2.3114 | 0 | 0.6058 |  |  |  | 0.16541 | 0.020676 | 0.020676
8 | 2050 | 2050-08-20 | 0.014241 | 0.14392 | 0.14241 | 1.4392 | 0 | 1.592 | 0 | 0.41727 |  |  |  | 0.11393 | 0.014241 | 0.014241
8 | 2050 | 2050-08-21 | 0.011711 | 0.11954 | 0.11711 | 1.1954 | 0 | 1.3092 | 0 | 0.34312 |  |  |  | 0.093686 | 0.011711 | 0.011711
8 | 2050 | 2050-08-22 | 0.021868 | 0.20182 | 0.21868 | 2.0182 | 0 | 2.4446 | 0 | 0.64073 |  |  |  | 0.17494 | 0.021868 | 0.021868
8 | 2050 | 2050-08-23 | 0.021283 | 0.19812 | 0.21283 | 1.9812 | 0 | 2.3792 | 0 | 0.62358 |  |  |  | 0.17026 | 0.021283 | 0.021283
8 | 2050 | 2050-08-24 | 0.018046 | 0.16622 | 0.18046 | 1.6622 | 0 | 2.0173 | 0 | 0.52874 |  |  |  | 0.14437 | 0.018046 | 0.018046
8 | 2050 | 2050-08-25 | 0.019986 | 0.18935 | 0.19986 | 1.8935 | 0 | 2.2343 | 0 | 0.5856 |  |  |  | 0.15989 | 0.019986 | 0.019986
8 | 2050 | 2050-08-26 | 0.020234 | 0.19446 | 0.20234 | 1.9446 | 0 | 2.262 | 0 | 0.59286 |  |  |  | 0.16187 | 0.020234 | 0.020234
8 | 2050 | 2050-08-27 | 0.011847 | 0.13598 | 0.11847 | 1.3598 | 0 | 1.3244 | 0 | 0.34713 |  |  |  | 0.094779 | 0.011847 | 0.011847
8 | 2050 | 2050-08-28 | 0.011388 | 0.13349 | 0.11388 | 1.3349 | 0 | 1.2731 | 0 | 0.33368 |  |  |  | 0.091106 | 0.011388 | 0.011388
8 | 2050 | 2050-08-29 | 0.015423 | 0.15045 | 0.15423 | 1.5045 | 0 | 1.7241 | 0 | 0.45188 |  |  |  | 0.12338 | 0.015423 | 0.015423
8 | 2050 | 2050-08-30 | 0.018465 | 0.18508 | 0.18465 | 1.8508 | 0 | 2.0642 | 0 | 0.54102 |  |  |  | 0.14772 | 0.018465 | 0.018465
8 | 2050 | 2050-08-31 | 0.017725 | 0.17941 | 0.17725 | 1.7941 | 0 | 1.9814 | 0 | 0.51933 |  |  |  | 0.1418 | 0.017725 | 0.017725
9 | 2050 | 2050-09-01 | 0.033007 | 0.35165 | 0.33007 | 3.5165 | 0 | 3.6898 | 0 | 0.96709 |  |  |  | 0.26405 | 0.033007 | 0.033007
9 | 2050 | 2050-09-02 | 0.033497 | 0.35964 | 0.33497 | 3.5964 | 0 | 3.7447 | 0 | 0.98147 |  |  |  | 0.26798 | 0.033497 | 0.033497
9 | 2050 | 2050-09-03 | 0.026245 | 0.31325 | 0.26245 | 3.1325 | 0 | 2.934 | 0 | 0.76899 |  |  |  | 0.20996 | 0.026245 | 0.026245
9 | 2050 | 2050-09-04 | 0.025511 | 0.30608 | 0.25511 | 3.0608 | 0 | 2.8519 | 0 | 0.74746 |  |  |  | 0.20409 | 0.025511 | 0.025511
9 | 2050 | 2050-09-05 | 0.032964 | 0.35861 | 0.32964 | 3.5861 | 0 | 3.685 | 0 | 0.96584 |  |  |  | 0.26371 | 0.032964 | 0.032964
9 | 2050 | 2050-09-06 | 0.032844 | 0.35858 | 0.32844 | 3.5858 | 0 | 3.6716 | 0 | 0.96233 |  |  |  | 0.26275 | 0.032844 | 0.032844
9 | 2050 | 2050-09-07 | 0.032982 | 0.36151 | 0.32982 | 3.6151 | 0 | 3.6871 | 0 | 0.96637 |  |  |  | 0.26386 | 0.032982 | 0.032982
9 | 2050 | 2050-09-08 | 0.033947 | 0.37454 | 0.33947 | 3.7454 | 0 | 3.795 | 0 | 0.99465 |  |  |  | 0.27158 | 0.033947 | 0.033947
9 | 2050 | 2050-09-09 | 0.034398 | 0.38083 | 0.34398 | 3.8083 | 0 | 3.8454 | 0 | 1.0079 |  |  |  | 0.27519 | 0.034398 | 0.034398
9 | 2050 | 2050-09-10 | 0.027238 | 0.33385 | 0.27238 | 3.3385 | 0 | 3.045 | 0 | 0.79808 |  |  |  | 0.21791 | 0.027238 | 0.027238
9 | 2050 | 2050-09-11 | 0.027519 | 0.33813 | 0.27519 | 3.3813 | 0 | 3.0764 | 0 | 0.80632 |  |  |  | 0.22016 | 0.027519 | 0.027519
9 | 2050 | 2050-09-12 | 0.035031 | 0.38968 | 0.35031 | 3.8968 | 0 | 3.9161 | 0 | 1.0264 |  |  |  | 0.28024 | 0.035031 | 0.035031
9 | 2050 | 2050-09-13 | 0.03616 | 0.4038 | 0.3616 | 4.038 | 0 | 4.0423 | 0 | 1.0595 |  |  |  | 0.28928 | 0.03616 | 0.03616
9 | 2050 | 2050-09-14 | 0.036275 | 0.40458 | 0.36275 | 4.0458 | 0 | 4.0553 | 0 | 1.0629 |  |  |  | 0.2902 | 0.036275 | 0.036275
9 | 2050 | 2050-09-15 | 0.036422 | 0.40483 | 0.36422 | 4.0483 | 0 | 4.0717 | 0 | 1.0672 |  |  |  | 0.29138 | 0.036422 | 0.036422
9 | 2050 | 2050-09-16 | 0.037023 | 0.41112 | 0.37023 | 4.1112 | 0 | 4.1388 | 0 | 1.0848 |  |  |  | 0.29618 | 0.037023 | 0.037023
9 | 2050 | 2050-09-17 | 0.030544 | 0.37058 | 0.30544 | 3.7058 | 0 | 3.4145 | 0 | 0.89494 |  |  |  | 0.24435 | 0.030544 | 0.030544
9 | 2050 | 2050-09-18 | 0.030678 | 0.36966 | 0.30678 | 3.6966 | 0 | 3.4295 | 0 | 0.89886 |  |  |  | 0.24542 | 0.030678 | 0.030678
9 | 2050 | 2050-09-19 | 0.040336 | 0.44587 | 0.40336 | 4.4587 | 0 | 4.5092 | 0 | 1.1818 |  |  |  | 0.32269 | 0.040336 | 0.040336
9 | 2050 | 2050-09-20 | 0.041027 | 0.45246 | 0.41027 | 4.5246 | 0 | 4.5864 | 0 | 1.2021 |  |  |  | 0.32822 | 0.041027 | 0.041027
9 | 2050 | 2050-09-21 | 0.040904 | 0.44709 | 0.40904 | 4.4709 | 0 | 4.5727 | 0 | 1.1985 |  |  |  | 0.32723 | 0.040904 | 0.040904
9 | 2050 | 2050-09-22 | 0.04291 | 0.46824 | 0.4291 | 4.6824 | 0 | 4.7969 | 0 | 1.2573 |  |  |  | 0.34328 | 0.04291 | 0.04291
9 | 2050 | 2050-09-23 | 0.043735 | 0.47452 | 0.43735 | 4.7452 | 0 | 4.8891 | 0 | 1.2814 |  |  |  | 0.34988 | 0.043735 | 0.043735
9 | 2050 | 2050-09-24 | 0.036952 | 0.42781 | 0.36952 | 4.2781 | 0 | 4.1309 | 0 | 1.0827 |  |  |  | 0.29561 | 0.036952 | 0.036952
9 | 2050 | 2050-09-25 | 0.039653 | 0.45747 | 0.39653 | 4.5747 | 0 | 4.4328 | 0 | 1.1618 |  |  |  | 0.31722 | 0.039653 | 0.039653
9 | 2050 | 2050-09-26 | 0.049481 | 0.5334 | 0.49481 | 5.334 | 1 | 5.5315 | 4.8041 | 1.4498 |  |  |  | 0.39585 | 0.049481 | 0.049481
9 | 2050 | 2050-09-27 | 0.052595 | 0.56709 | 0.52595 | 5.6709 | 1 | 5.8797 | 5.1065 | 1.541 |  |  |  | 0.42076 | 0.052595 | 0.052595
9 | 2050 | 2050-09-28 | 0.054545 | 0.58567 | 0.54545 | 5.8567 | 1 | 6.0977 | 5.2958 | 1.5982 |  |  |  | 0.43636 | 0.054545 | 0.054545
9 | 2050 | 2050-09-29 | 0.058047 | 0.62383 | 0.58047 | 6.2383 | 1 | 6.4891 | 5.6358 | 1.7008 |  |  |  | 0.46438 | 0.058047 | 0.058047
9 | 2050 | 2050-09-30 | 0.058099 | 0.61705 | 0.58099 | 6.1705 | 1 | 6.495 | 5.6408 | 1.7023 |  |  |  | 0.46479 | 0.058099 | 0.058099
10 | 2050 | 2050-10-01 | 0.047466 | 0.54197 | 0.47466 | 5.4197 | 1 | 5.3063 | 4.6085 | 1.3908 |  |  |  | 0.37973 | 0.047466 | 0.047466
10 | 2050 | 2050-10-02 | 0.049279 | 0.55343 | 0.49279 | 5.5343 | 1 | 5.5089 | 4.7844 | 1.4439 |  |  |  | 0.39423 | 0.049279 | 0.049279
10 | 2050 | 2050-10-03 | 0.055688 | 0.58413 | 0.55688 | 5.8413 | 1 | 6.2254 | 5.4067 | 1.6317 |  |  |  | 0.4455 | 0.055688 | 0.055688
10 | 2050 | 2050-10-04 | 0.058805 | 0.61412 | 0.58805 | 6.1412 | 1 | 6.5738 | 5.7093 | 1.723 |  |  |  | 0.47044 | 0.058805 | 0.058805
10 | 2050 | 2050-10-05 | 0.061404 | 0.63287 | 0.61404 | 6.3287 | 1 | 6.8644 | 5.9617 | 1.7991 |  |  |  | 0.49123 | 0.061404 | 0.061404
10 | 2050 | 2050-10-06 | 0.062776 | 0.64847 | 0.62776 | 6.4847 | 1 | 7.0178 | 6.0949 | 1.8393 |  |  |  | 0.50221 | 0.062776 | 0.062776
10 | 2050 | 2050-10-07 | 0.065834 | 0.67955 | 0.65834 | 6.7955 | 1 | 7.3596 | 6.3918 | 1.9289 |  |  |  | 0.52667 | 0.065834 | 0.065834
10 | 2050 | 2050-10-08 | 0.060468 | 0.63898 | 0.60468 | 6.3898 | 1 | 6.7597 | 5.8708 | 1.7717 |  |  |  | 0.48374 | 0.060468 | 0.060468
10 | 2050 | 2050-10-09 | 0.067037 | 0.69541 | 0.67037 | 6.9541 | 1 | 7.4941 | 6.5086 | 1.9642 |  |  |  | 0.5363 | 0.067037 | 0.067037
10 | 2050 | 2050-10-10 | 0.075653 | 0.75541 | 0.75653 | 7.5541 | 1 | 8.4573 | 7.3451 | 2.2166 |  |  |  | 0.60522 | 0.075653 | 0.075653
10 | 2050 | 2050-10-11 | 0.076431 | 0.75538 | 0.76431 | 7.5538 | 2 | 8.5443 | 7.4595 | 2.2394 |  |  |  | 0.61145 | 0.076431 | 0.076431
10 | 2050 | 2050-10-12 | 0.079126 | 0.76808 | 0.79126 | 7.6808 | 2 | 8.8456 | 7.7225 | 2.3184 |  |  |  | 0.63301 | 0.079126 | 0.079126
10 | 2050 | 2050-10-13 | 0.084153 | 0.82491 | 0.84153 | 8.2491 | 2 | 9.4075 | 8.2131 | 2.4657 |  |  |  | 0.67322 | 0.084153 | 0.084153
10 | 2050 | 2050-10-14 | 0.090633 | 0.88851 | 0.90633 | 8.8851 | 4 | 10.132 | 8.9392 | 2.6556 |  |  |  | 0.72507 | 0.090633 | 0.090633
10 | 2050 | 2050-10-15 | 0.083785 | 0.8351 | 0.83785 | 8.351 | 3 | 9.3663 | 8.2202 | 2.4549 |  |  |  | 0.67028 | 0.083785 | 0.083785
10 | 2050 | 2050-10-16 | 0.088385 | 0.87549 | 0.88385 | 8.7549 | 2 | 9.8807 | 8.6262 | 2.5897 |  |  |  | 0.70708 | 0.088385 | 0.088385
10 | 2050 | 2050-10-17 | 0.1021 | 0.9857 | 1.021 | 9.857 | 4 | 11.4143 | 10.0705 | 2.9916 |  |  |  | 0.81683 | 0.1021 | 0.1021
10 | 2050 | 2050-10-18 | 0.10686 | 1.0295 | 1.0686 | 10.2948 | 4 | 11.9457 | 10.5393 | 3.1309 |  |  |  | 0.85486 | 0.10686 | 0.10686
10 | 2050 | 2050-10-19 | 0.11186 | 1.068 | 1.1186 | 10.6796 | 5 | 12.5055 | 11.0919 | 3.2776 |  |  |  | 0.89492 | 0.11186 | 0.11186
10 | 2050 | 2050-10-20 | 0.11485 | 1.0856 | 1.1485 | 10.8565 | 4 | 12.8393 | 11.3277 | 3.3651 |  |  |  | 0.91881 | 0.11485 | 0.11485
10 | 2050 | 2050-10-21 | 0.11532 | 1.0738 | 1.1532 | 10.7376 | 3 | 12.8914 | 11.3139 | 3.3788 |  |  |  | 0.92254 | 0.11532 | 0.11532
10 | 2050 | 2050-10-22 | 0.1171 | 1.1231 | 1.171 | 11.2306 | 6 | 13.0906 | 11.6729 | 3.431 |  |  |  | 0.93679 | 0.1171 | 0.1171
10 | 2050 | 2050-10-23 | 0.12434 | 1.189 | 1.2434 | 11.8901 | 8 | 13.9006 | 12.5291 | 3.6433 |  |  |  | 0.99476 | 0.12434 | 0.12434
10 | 2050 | 2050-10-24 | 0.13353 | 1.2441 | 1.3353 | 12.4408 | 7 | 14.9278 | 13.3827 | 3.9125 |  |  |  | 1.0683 | 0.13353 | 0.13353
10 | 2050 | 2050-10-25 | 0.13652 | 1.2654 | 1.3652 | 12.6535 | 6 | 15.2612 | 13.6085 | 3.9999 |  |  |  | 1.0921 | 0.13652 | 0.13652
10 | 2050 | 2050-10-26 | 0.14293 | 1.317 | 1.4293 | 13.1701 | 8 | 15.9784 | 14.402 | 4.1879 |  |  |  | 1.1435 | 0.14293 | 0.14293
10 | 2050 | 2050-10-27 | 0.14713 | 1.3505 | 1.4713 | 13.5049 | 9 | 16.4477 | 14.9054 | 4.3109 |  |  |  | 1.177 | 0.14713 | 0.14713
10 | 2050 | 2050-10-28 | 0.14909 | 1.3601 | 1.4909 | 13.6011 | 8 | 16.6663 | 15.022 | 4.3682 |  |  |  | 1.1927 | 0.14909 | 0.14909
10 | 2050 | 2050-10-29 | 0.14411 | 1.3184 | 1.4411 | 13.1844 | 8 | 16.1096 | 14.5202 | 4.2223 |  |  |  | 1.1528 | 0.14411 | 0.14411
10 | 2050 | 2050-10-30 | 0.15032 | 1.3731 | 1.5032 | 13.7305 | 9 | 16.8043 | 15.2286 | 4.4044 |  |  |  | 1.2026 | 0.15032 | 0.15032
10 | 2050 | 2050-10-31 | 0.16737 | 1.5209 | 1.6737 | 15.2089 | 12 | 8.292 | 17.2368 | 4.9039 |  |  |  | 0.50211 | 1.0042 | 0.16737
11 | 2050 | 2050-11-01 | 0.17568 | 1.3872 | 1.7568 | 13.872 | 12 | 8.7038 | 18.0927 | 5.1474 |  |  |  | 0.52704 | 1.0541 | 0.17568
11 | 2050 | 2050-11-02 | 0.18094 | 1.4221 | 1.8094 | 14.2214 | 12 | 8.9644 | 18.6343 | 5.3015 |  |  |  | 0.54282 | 1.0856 | 0.18094
11 | 2050 | 2050-11-03 | 0.1869 | 1.4645 | 1.869 | 14.6447 | 13 | 9.2597 | 19.3552 | 5.4762 |  |  |  | 0.5607 | 1.1214 | 0.1869
11 | 2050 | 2050-11-04 | 0.18999 | 1.4847 | 1.8999 | 14.8471 | 12 | 9.4128 | 19.5665 | 5.5667 |  |  |  | 0.56997 | 1.1399 | 0.18999
11 | 2050 | 2050-11-05 | 0.18778 | 1.4702 | 1.8778 | 14.7021 | 12 | 9.3033 | 19.3388 | 5.5019 |  |  |  | 0.56334 | 1.1267 | 0.18778
11 | 2050 | 2050-11-06 | 0.19026 | 1.4843 | 1.9026 | 14.8427 | 12 | 9.426 | 19.5939 | 5.5745 |  |  |  | 0.57077 | 1.1415 | 0.19026
11 | 2050 | 2050-11-07 | 0.19634 | 1.5179 | 1.9634 | 15.1788 | 9 | 21.9492 | 19.8911 | 5.7528 |  |  |  | 1.5707 | 0.19634 | 0.19634
11 | 2050 | 2050-11-08 | 0.20079 | 1.5466 | 2.0079 | 15.4655 | 10 | 22.4464 | 20.4528 | 5.8831 |  |  |  | 1.6063 | 0.20079 | 0.20079
11 | 2050 | 2050-11-09 | 0.20729 | 1.5903 | 2.0729 | 15.903 | 11 | 23.1737 | 21.2314 | 6.0737 |  |  |  | 1.6584 | 0.20729 | 0.20729
11 | 2050 | 2050-11-10 | 0.21928 | 1.6768 | 2.1928 | 16.7681 | 13 | 10.864 | 22.7085 | 6.425 |  |  |  | 0.65785 | 1.3157 | 0.21928
11 | 2050 | 2050-11-11 | 0.22412 | 1.7042 | 2.2412 | 17.0424 | 14 | 11.1037 | 23.4247 | 6.5667 |  |  |  | 0.67236 | 1.3447 | 0.22412
11 | 2050 | 2050-11-12 | 0.21977 | 1.6709 | 2.1977 | 16.7085 | 15 | 10.888 | 23.1847 | 6.4392 |  |  |  | 0.6593 | 1.3186 | 0.21977
11 | 2050 | 2050-11-13 | 0.22043 | 1.6637 | 2.2043 | 16.6374 | 14 | 10.9208 | 23.0388 | 6.4585 |  |  |  | 0.66128 | 1.3226 | 0.22043
11 | 2050 | 2050-11-14 | 0.23598 | 1.7738 | 2.3598 | 17.7384 | 14 | 11.6912 | 24.6642 | 6.9142 |  |  |  | 0.70793 | 1.4159 | 0.23598
11 | 2050 | 2050-11-15 | 0.23426 | 1.7546 | 2.3426 | 17.5458 | 16 | 11.6059 | 24.9469 | 6.8637 |  |  |  | 0.70277 | 1.4055 | 0.23426
11 | 2050 | 2050-11-16 | 0.24192 | 1.8077 | 2.4192 | 18.0765 | 17 | 11.9854 | 26.0083 | 7.0882 |  |  |  | 0.72575 | 1.4515 | 0.24192
11 | 2050 | 2050-11-17 | 0.2405 | 1.7857 | 2.405 | 17.8573 | 17 | 11.9153 | 25.8562 | 7.0467 |  |  |  | 0.7215 | 1.443 | 0.2405
11 | 2050 | 2050-11-18 | 0.24968 | 1.8539 | 2.4968 | 18.5386 | 17 | 12.37 | 26.843 | 7.3156 |  |  |  | 0.74904 | 1.4981 | 0.24968
11 | 2050 | 2050-11-19 | 0.25063 | 1.8579 | 2.5063 | 18.5794 | 17 | 12.4173 | 26.9456 | 7.3436 |  |  |  | 0.7519 | 1.5038 | 0.25063
11 | 2050 | 2050-11-20 | 0.24561 | 1.8164 | 2.4561 | 18.1642 | 15 | 12.1684 | 25.9111 | 7.1963 |  |  |  | 0.73683 | 1.4737 | 0.24561
11 | 2050 | 2050-11-21 | 0.25732 | 1.8971 | 2.5732 | 18.9705 | 15 | 12.7486 | 27.1467 | 7.5395 |  |  |  | 0.77196 | 1.5439 | 0.25732
11 | 2050 | 2050-11-22 | 0.2703 | 1.9865 | 2.703 | 19.8654 | 17 | 13.3916 | 29.0597 | 7.9197 |  |  |  | 0.81089 | 1.6218 | 0.2703
11 | 2050 | 2050-11-23 | 0.27286 | 1.9945 | 2.7286 | 19.9453 | 16 | 13.5185 | 29.058 | 7.9948 |  |  |  | 0.81858 | 1.6372 | 0.27286
11 | 2050 | 2050-11-24 | 0.27959 | 2.04 | 2.7959 | 20.4001 | 18 | 13.8519 | 30.348 | 8.192 |  |  |  | 0.83877 | 1.6775 | 0.27959
11 | 2050 | 2050-11-25 | 0.28432 | 2.0703 | 2.8432 | 20.703 | 18 | 14.0862 | 30.8613 | 8.3305 |  |  |  | 0.85296 | 1.7059 | 0.28432
11 | 2050 | 2050-11-26 | 0.2881 | 2.0971 | 2.881 | 20.9711 | 19 | 14.2734 | 31.5755 | 8.4412 |  |  |  | 0.86429 | 1.7286 | 0.2881
11 | 2050 | 2050-11-27 | 0.28921 | 2.0915 | 2.8921 | 20.9149 | 19 | 14.3287 | 31.698 | 8.474 |  |  |  | 0.86764 | 1.7353 | 0.28921
11 | 2050 | 2050-11-28 | 0.30308 | 2.1887 | 3.0308 | 21.8865 | 18 | 15.0157 | 32.8978 | 8.8802 |  |  |  | 0.90924 | 1.8185 | 0.30308
11 | 2050 | 2050-11-29 | 0.30424 | 2.1957 | 3.0424 | 21.9571 | 17 | 15.073 | 32.7083 | 8.9141 |  |  |  | 0.91271 | 1.8254 | 0.30424
11 | 2050 | 2050-11-30 | 0.31166 | 2.2427 | 3.1166 | 22.427 | 17 | 15.4407 | 33.5063 | 9.1316 |  |  |  | 0.93498 | 1.87 | 0.31166
12 | 2050 | 2050-12-01 | 0.31562 | 2.0745 | 3.1562 | 20.745 | 19 | 15.6369 | 34.5919 | 9.2476 |  |  |  | 0.94686 | 1.8937 | 0.31562
12 | 2050 | 2050-12-02 | 0.3163 | 2.0719 | 3.163 | 20.7193 | 19 | 15.6708 | 34.6668 | 9.2677 |  |  |  | 0.94891 | 1.8978 | 0.3163
12 | 2050 | 2050-12-03 | 0.3156 | 2.0601 | 3.156 | 20.6011 | 19 | 15.636 | 34.5898 | 9.2471 |  |  |  | 0.9468 | 1.8936 | 0.3156
12 | 2050 | 2050-12-04 | 0.32099 | 2.089 | 3.2099 | 20.8901 | 19 | 15.9032 | 35.1811 | 9.4051 |  |  |  | 0.96298 | 1.926 | 0.32099
12 | 2050 | 2050-12-05 | 0.32164 | 2.1013 | 3.2164 | 21.0135 | 18 | 15.9353 | 34.9125 | 9.4241 |  |  |  | 0.96492 | 1.9298 | 0.32164
12 | 2050 | 2050-12-06 | 0.31606 | 2.0667 | 3.1606 | 20.6673 | 18 | 15.6588 | 34.3067 | 9.2606 |  |  |  | 0.94818 | 1.8964 | 0.31606
12 | 2050 | 2050-12-07 | 0.31915 | 2.0882 | 3.1915 | 20.8818 | 17 | 15.8116 | 34.3112 | 9.351 |  |  |  | 0.95744 | 1.9149 | 0.31915
12 | 2050 | 2050-12-08 | 0.33038 | 2.1544 | 3.3038 | 21.5443 | 18 | 16.3683 | 35.8612 | 9.6802 |  |  |  | 0.99115 | 1.9823 | 0.33038
12 | 2050 | 2050-12-09 | 0.33468 | 2.1748 | 3.3468 | 21.7478 | 17 | 16.5813 | 35.9814 | 9.8062 |  |  |  | 1.004 | 2.0081 | 0.33468
12 | 2050 | 2050-12-10 | 0.33605 | 2.1681 | 3.3605 | 21.6806 | 18 | 16.6493 | 36.4769 | 9.8464 |  |  |  | 1.0082 | 2.0163 | 0.33605
12 | 2050 | 2050-12-11 | 0.34199 | 2.2002 | 3.4199 | 22.0022 | 20 | 16.9434 | 37.8503 | 10.0203 |  |  |  | 1.026 | 2.0519 | 0.34199
12 | 2050 | 2050-12-12 | 0.34367 | 2.2111 | 3.4367 | 22.1107 | 19 | 17.0268 | 37.6667 | 10.0696 |  |  |  | 1.031 | 2.062 | 0.34367
12 | 2050 | 2050-12-13 | 0.34472 | 2.2135 | 3.4472 | 22.1355 | 17 | 17.0785 | 37.0603 | 10.1002 |  |  |  | 1.0341 | 2.0683 | 0.34472
12 | 2050 | 2050-12-14 | 0.34712 | 2.2244 | 3.4712 | 22.2435 | 17 | 17.1978 | 37.3192 | 10.1707 |  |  |  | 1.0414 | 2.0827 | 0.34712
12 | 2050 | 2050-12-15 | 0.35556 | 2.2739 | 3.5556 | 22.7388 | 18 | 17.6157 | 38.5942 | 10.4179 |  |  |  | 1.0667 | 2.1334 | 0.35556
12 | 2050 | 2050-12-16 | 0.35561 | 2.2634 | 3.5561 | 22.6335 | 19 | 17.6181 | 38.9746 | 10.4193 |  |  |  | 1.0668 | 2.1336 | 0.35561
12 | 2050 | 2050-12-17 | 0.35078 | 2.227 | 3.5078 | 22.2697 | 18 | 17.3788 | 38.075 | 10.2778 |  |  |  | 1.0523 | 2.1047 | 0.35078
12 | 2050 | 2050-12-18 | 0.34974 | 2.2179 | 3.4974 | 22.1791 | 19 | 17.3273 | 38.3315 | 10.2474 |  |  |  | 1.0492 | 2.0984 | 0.34974
12 | 2050 | 2050-12-19 | 0.36267 | 2.3015 | 3.6267 | 23.0151 | 19 | 17.9678 | 39.7482 | 10.6261 |  |  |  | 1.088 | 2.176 | 0.36267
12 | 2050 | 2050-12-20 | 0.3607 | 2.2693 | 3.607 | 22.6931 | 21 | 17.8702 | 40.3164 | 10.5684 |  |  |  | 1.0821 | 2.1642 | 0.3607
12 | 2050 | 2050-12-21 | 0.49436 | 2.9953 | 4.9436 | 29.9535 | 61 | 2.2451 | 102.0107 | 4.3454 |  |  |  | 0.24718 | 4.5481 | 0.14831
12 | 2050 | 2050-12-22 | 0.37519 | 2.3623 | 3.7519 | 23.6225 | 21 | 18.5881 | 41.9361 | 10.993 |  |  |  | 1.1256 | 2.2511 | 0.37519
12 | 2050 | 2050-12-23 | 0.37934 | 2.3735 | 3.7934 | 23.7345 | 23 | 18.7937 | 43.2578 | 11.1145 |  |  |  | 1.138 | 2.276 | 0.37934
12 | 2050 | 2050-12-24 | 0.37324 | 2.3317 | 3.7324 | 23.3171 | 22 | 18.4916 | 42.1363 | 10.9359 |  |  |  | 1.1197 | 2.2394 | 0.37324
12 | 2050 | 2050-12-25 | 0.37785 | 2.3563 | 3.7785 | 23.5631 | 22 | 18.7202 | 42.6571 | 11.0711 |  |  |  | 1.1336 | 2.2671 | 0.37785
12 | 2050 | 2050-12-26 | 0.38716 | 2.4117 | 3.8716 | 24.117 | 23 | 19.1813 | 44.1499 | 11.3438 |  |  |  | 1.1615 | 2.323 | 0.38716
12 | 2050 | 2050-12-27 | 0.38184 | 2.3835 | 3.8184 | 23.8352 | 22 | 18.9177 | 43.107 | 11.1879 |  |  |  | 1.1455 | 2.291 | 0.38184
12 | 2050 | 2050-12-28 | 0.38609 | 2.4037 | 3.8609 | 24.0367 | 23 | 19.1285 | 44.0284 | 11.3125 |  |  |  | 1.1583 | 2.3166 | 0.38609
12 | 2050 | 2050-12-29 | 0.37814 | 2.338 | 3.7814 | 23.3798 | 23 | 18.7345 | 43.1215 | 11.0795 |  |  |  | 1.1344 | 2.2688 | 0.37814
12 | 2050 | 2050-12-30 | 0.38046 | 2.3498 | 3.8046 | 23.4979 | 23 | 18.8492 | 43.3856 | 11.1474 |  |  |  | 1.1414 | 2.2827 | 0.38046
12 | 2050 | 2050-12-31 | 0.37323 | 2.3054 | 3.7323 | 23.0541 | 23 | 18.4912 | 42.5614 | 10.9356 |  |  |  | 1.1197 | 2.2394 | 0.37323

## Incentives
End 3032
Federal Tax Credit
| Amount | 2000 |  |  | 41.29% | Approximation of values below 80% of median
[5 empty] | 24.62% | Approximation of values between 80% and 150% of median
HEEHRA
|  | Amount |  | Assumes 1 std dev
| Res | 8000 | heat pump | ln(.8) | -0.22314 | 0.4129
|  | 4000 | electrical panel | ln(1.5) | 0.40547 | 0.6591
|  | 2500 | electrical wiring improvements | ln(1.5)-ln(.8) |  | 0.2462
|  | 1750 | Heat Pump
|  | 1600 | Weatherization |  |  | 0.3409
|  | 840 | Electric Stove
|  | 840 | HP Clothes Dryer
*Must be earning less than 80% of area median income (AMI) for full rebate
*Between 80% and 150%, can cover up to 50% of the cost, capped at 8000

## Rates
Low Income Residential (WA) |  |  |  | Non-Low Income Residential (WA) |  |  |  | Non-Low Income Residential (OR) |  |  |  | Residential
Cascade | Residential |  |  | Cascade | Residential |  |  | Cascade | Residential |  |  | 20 |  |  |  | Zone | Res Rate | Com Rate
| Basic Charge | Delivery Charge |  |  | Basic Charge | Delivery Charge |  |  | Basic Charge | Delivery Charge |  | 3% | per kWh |  |  | 10 | 0.085415 | 0.082155
2024 | 5 | 1.3 |  | 2024 | 5 | 1.3 |  | 2024 | 5 | 1.3 |  | 2024 | 0.073657 |  |  | 11 | 0.088067 | 0.074826
2025 | 5 | 1.4428 |  | 2025 | 5 | 1.4428 |  | 2025 | 5 | 1.4428 |  | 2025 | 0.075867 |  |  | 20 | 0.073657 | 0.053017
2026 | 5 | 1.4448 |  | 2026 | 5 | 1.7141 |  | 2026 | 5 | 1.4448 |  | 2026 | 0.078143 |  |  | 24 | 0.072592 | 0.051503
2027 | 5 | 1.4325 |  | 2027 | 5 | 1.738 |  | 2027 | 5 | 1.4325 |  | 2027 | 0.080487 |  |  | 26 | 0.080526 | 0.064033
2028 | 5 | 1.4293 |  | 2028 | 5 | 1.8011 |  | 2028 | 5 | 1.4293 |  | 2028 | 0.082902 |  |  | 30-S | 0.11188 | 0.10521
2029 | 5 | 1.399 |  | 2029 | 5 | 1.8351 |  | 2029 | 5 | 1.399 |  | 2029 | 0.085389 |  |  | 30-W | 0.11254 | 0.10647
2030 | 5 | 1.3682 |  | 2030 | 5 | 1.8257 |  | 2030 | 5 | 1.3682 |  | 2030 | 0.08795 |  |  | GTN | 0.051284 | 0.053759
2031 | 5 | 1.3969 |  | 2031 | 5 | 1.7946 |  | 2031 | 5 | 1.3969 |  | 2031 | 0.090589 |  |  | ME-OR | 0.073576 | 0.042599
2032 | 5 | 1.3743 |  | 2032 | 5 | 1.8005 |  | 2032 | 5 | 1.3743 |  | 2032 | 0.093306 |  |  | ME-WA | 0.09247 | 0.08386
2033 | 5 | 1.4405 |  | 2033 | 5 | 1.8541 |  | 2033 | 5 | 1.4405 |  | 2033 | 0.096106
2034 | 5 | 1.4571 |  | 2034 | 5 | 1.8607 |  | 2034 | 5 | 1.4571 |  | 2034 | 0.098989
2035 | 5 | 1.4709 |  | 2035 | 5 | 1.9311 |  | 2035 | 5 | 1.4709 |  | 2035 | 0.10196
2036 | 5 | 1.4846 |  | 2036 | 5 | 2.0712 |  | 2036 | 5 | 1.4846 |  | 2036 | 0.10502
2037 | 5 | 1.4824 |  | 2037 | 5 | 2.102 |  | 2037 | 5 | 1.4824 |  | 2037 | 0.10817
2038 | 5 | 1.4909 |  | 2038 | 5 | 2.1162 |  | 2038 | 5 | 1.4909 |  | 2038 | 0.11141
2039 | 5 | 1.5396 |  | 2039 | 5 | 2.1815 |  | 2039 | 5 | 1.5396 |  | 2039 | 0.11476
2040 | 5 | 1.58 |  | 2040 | 5 | 2.2119 |  | 2040 | 5 | 1.58 |  | 2040 | 0.1182
2041 | 5 | 1.6303 |  | 2041 | 5 | 2.2603 |  | 2041 | 5 | 1.6303 |  | 2041 | 0.12174
2042 | 5 | 1.6585 |  | 2042 | 5 | 2.313 |  | 2042 | 5 | 1.6585 |  | 2042 | 0.1254
2043 | 5 | 1.6604 |  | 2043 | 5 | 2.3706 |  | 2043 | 5 | 1.6604 |  | 2043 | 0.12916
2044 | 5 | 1.7068 |  | 2044 | 5 | 2.5536 |  | 2044 | 5 | 1.7068 |  | 2044 | 0.13303
2045 | 5 | 1.7491 |  | 2045 | 5 | 2.538 |  | 2045 | 5 | 1.7491 |  | 2045 | 0.13702
2046 | 5 | 1.7774 |  | 2046 | 5 | 2.4761 |  | 2046 | 5 | 1.7774 |  | 2046 | 0.14113
2047 | 5 | 1.7949 |  | 2047 | 5 | 2.4707 |  | 2047 | 5 | 1.7949 |  | 2047 | 0.14537
2048 | 5 | 1.825 |  | 2048 | 5 | 2.4555 |  | 2048 | 5 | 1.825 |  | 2048 | 0.14973
2049 | 5 | 1.8764 |  | 2049 | 5 | 2.4964 |  | 2049 | 5 | 1.8764 |  | 2049 | 0.15422
2050 | 5 | 1.8869 |  | 2050 | 5 | 2.4865 |  | 2050 | 5 | 1.8869 |  | 2050 | 0.15885
|  | 1.4428 | 1.4448 | 1.4325 | 1.4293 | 1.399 | 1.3682 | 1.3969 | 1.3743 | 1.4405 | 1.4571 | 1.4709 | 1.4846 | 1.4824 | 1.4909 | 1.5396 | 1.58 | 1.6303 | 1.6585 | 1.6604 | 1.7068 | 1.7491 | 1.7774 | 1.7949 | 1.825 | 1.8764 | 1.8869

## Install Costs
|  | Res-Space Heat |  |  |  |  | Year | 2025 |  | 165000000 |  |  |  | 3168263 | W&P 2025 | 3800000
Expected |  | < 80% median household income | Between 80% and 150% median household income | Above 150% median household income | No Rebate/Incentive |  |  |  | 35000000 | 245000000 | $ per project | annual projects | Cascade projects | 233500 |  | 0.061447
|  | 41.29% | 24.62% | 16.67% | [5 empty] | 58571428.5714 | 8002.9371 | 7318.7416 | 539.389 | 7.37% |  | 288.8026
| Rate | 9.9% | 9.9% | 9.9% | 9.9% |  |  |  |  | If only low income | 13390.1811 | 4374.2074 | 322.3777
| Payback Period (Years) | 5 | 5 | 5 | 5
| Total Cost | 12104.9067 | 12104.9067 | 12104.9067 | 12104.9067
| Electric Panel Upgrade | 0 | 0 | 0 | 0 |  |  |  |  | Own | 63%
| Electric Wiring Upgrade | 1285.2744 | 1285.2744 | 1285.2744 | 0 |  |  |  |  | Rent | 37%
| IRA Rebates (HEEHRA) | 9285.2744 | 6695.0905 | 0 | 0
| State Rebates (SHEAP) | 4104.9067 | 0 | 0 | 0
| Capital Amnt (Cost-Rebate) | 0 | 6695.0905 | 13390.1811 | 12104.9067 |  |  | Inflation | Refrigerant | What to Know (and Do) About the 2025 Refrigerant Mandate ¦ Spurk HVAC
| IRA Tax incentives (Fed) | 0 | 2000 | 2000 | 0 |  | 2021 | 4.022%
| Total IRA Tax incentives | 13390.1811 | 8695.0905 | 2000 | 0 |  | 2022 | 6.262%
[7 empty] | 2023 | 4.053%
t | Year | < 80% median household income | Between 80% and 150% median household income | Above 150% median household income |  |  | 2024 | 3.45%
1 | 2025 | 0 | 108.5884 | 250.51 | 256.5983 |  | 2025 | 3.001% | 30%
2 | 2026 | 0 | 108.5884 | 250.51 | 256.5983 |  | 2026 | 2.993% | 30%
3 | 2027 | 0 | 108.5884 | 250.51 | 256.5983 |  | 2027 | 3.016% | 30%
4 | 2028 | 0 | 108.5884 | 250.51 | 256.5983 |  | 2028 | 3.066% | 30%
5 | 2029 | 0 | 108.5884 | 250.51 | 256.5983 |  | 2029 | 3.115% | 30%
6 | 2030 | 0 | 0 | 0 | 0 |  | 2030 | 3.152% | 30%
7 | 2031 | 0 | 0 | 0 | 0 |  | 2031 | 3.177% | 30%
8 | 2032 | 0 | 0 | 0 | 0 |  | 2032 | 3.19% | 30%
9 | 2033 | 0 | 0 | 0 | 0 |  | 2033 | 3.199% | 30%
10 | 2034 | 0 | 0 | 0 | 0 |  | 2034 | 3.207% | 30%
11 | 2035 | 0 | 0 | 0 | 0 |  | 2035 | 3.214% | 30%
12 | 2036 | 0 | 0 | 0 | 0 |  | 2036 | 3.22% | 30%
13 | 2037 | 0 | 0 | 0 | 0 |  | 2037 | 3.225% | 30%
14 | 2038 | 0 | 0 | 0 | 0 |  | 2038 | 3.229% | 30%
15 | 2039 | 0 | 0 | 0 | 0 |  | 2039 | 3.232% | 30%
16 | 2040 | 0 | 0 | 0 | 0 |  | 2040 | 3.234% | 30%
17 | 2041 | 0 | 0 | 0 | 0 |  | 2041 | 3.235% | 30%
18 | 2042 | 0 | 0 | 0 | 0 |  | 2042 | 3.236% | 30%
19 | 2043 | 0 | 0 | 0 | 0 |  | 2043 | 3.237% | 30%
20 | 2044 | 0 | 0 | 0 | 0 |  | 2044 | 3.238% | 30%
21 | 2045 | 0 | 0 | 0 | 0 |  | 2045 | 3.239% | 30%
22 | 2046 | 0 | 0 | 0 | 0 |  | 2046 | 3.24% | 30%
23 | 2047 | 0 | 0 | 0 | 0 |  | 2047 | 3.241% | 30%
24 | 2048 | 0 | 0 | 0 | 0 |  | 2048 | 3.242% | 30%
25 | 2049 | 0 | 0 | 0 | 0 |  | 2049 | 3.243% | 30%
26 | 2050 | 0 | 0 | 0 | 0 |  | 2050 | 3.244% | 30%
| Electric HP | Yes | 7490.1667 | Total Cost = | 12104.9067
| Include Wire Upgrades: | Yes | 1048.74
| Include Water Heating: | Yes | 2779.5
| Include Other Costs: | Yes | 786.5
| Include Furnace Cost Reduction: | No | 3932.5816 | 73.3624
ACEEE May 2024 Report
2021 | 10682.6708 | 3971.5444 | 10682.6708 | 1090.916
2022 | 11351.6082 | 4057.0791 | 11351.6082 | 1159.228
2023 | 11811.7336 | 3972.7586 | 11811.7336 | 1206.2161
2024 | 12219.194 | 3949.7067 | 12219.194 | 1247.826 | Electric HP | Wiring
2025 | 12585.9029 | 3932.5816 | 12585.9029 | 1285.2744 | 6385 | 1196
2026 | 12962.5902 | 3932.2701 | 12962.5902 | 1323.7418 | 9453 | 798
2027 | 13353.5985 | 3933.1675 | 13353.5985 | 1363.6716 | 7922 | 1048.74
2028 | 13762.9931 | 3935.0522 | 13762.9931 | 1405.4791 | 5603
2029 | 14191.6978 | 3936.9272 | 14191.6978 | 1449.2584 | 8296
2030 | 14639.066 | 3938.3557 | 14639.066 | 1494.9438 | 6952
2031 | 15104.0813 | 3939.2802 | 15104.0813 | 1542.4312 | 7131
2032 | 15585.9122 | 3939.7969 | 15585.9122 | 1591.6358 | 10558
2033 | 16084.5587 | 3940.1508 | 16084.5587 | 1642.5577 | 8848
2034 | 16600.3902 | 3940.4432 | 16600.3902 | 1695.2345 | 8038
2035 | 17133.869 | 3940.6972 | 17133.869 | 1749.7134 | 5286
2036 | 17685.6415 | 3940.9534 | 17685.6415 | 1806.0605 | 5410
2037 | 18255.9852 | 3941.1265 | 18255.9852 | 1864.3041 | 7490.1667 | 5286
2038 | 18845.4542 | 3941.2797 | 18845.4542 | 1924.5008
2039 | 19454.5106 | 3941.3919 | 19454.5106 | 1986.6977 | Gas Furnace
2040 | 20083.7087 | 3941.4818 | 20083.7087 | 2050.9515 | 3818
2041 | 20733.4182 | 3941.5126 | 20733.4182 | 2117.3
2042 | 21404.378 | 3941.5554 | 21404.378 | 2185.8185 | Water Heating
2043 | 22097.2351 | 3941.5882 | 22097.2351 | 2256.5732 | 1846
2044 | 22812.7286 | 3941.6242 | 22812.7286 | 2329.6395 | 2052
2045 | 23551.5975 | 3941.6591 | 23551.5975 | 2405.0929 | 2257
2046 | 24314.6735 | 3941.7039 | 24314.6735 | 2483.0183 | 4963
2047 | 25102.6956 | 3941.7388 | 25102.6956 | 2563.4913 | 2779.5
2048 | 25916.5879 | 3941.7891 | 25916.5879 | 2646.6061
2049 | 26756.997 | 3941.808 | 26756.997 | 2732.4288 | Other
2050 | 27625.0318 | 3941.8613 | 27625.0318 | 2821.0727 | 920
653
786.5
Yes
No
Low
Expected

## Conversion Costs
[5 empty] | All Customers | < 80% median household income | Between 80% and 150% median household income | Above 150% median household income | < 80% median household income | Between 80% and 150% median household income | Above 150% median household income | All Customers | Low Income Residential | Residential | [6 empty] | WA Discount | 6.09%
|  | kWh |  |  | Total Conversion Cost - Electric | Total Installation Cost - Electric | Total Installation Cost - Electric | Total Installation Cost - Electric | Total Cost - Electric | Total Cost - Electric | Total Cost - Electric | Therms | Total Cost - Gas | Total Cost - Gas |  | Average Monthly Cost by Year for Pipeline Zone 20 |  |  |  |  | OR Discount | 7.27%
|  | Residential |  |  | Residential | Residential | Residential | Residential | Residential | Residential | Residential | Residential | Residential | Residential |  | < 80% median household income | Between 80% and 150% median household income | Above 150% median household income | Low Income Residential | Residential |  |  | 15-year Average Monthly Cost for Pipeline Zone 20
|  | Conversion | [12 empty] | 15-year | 132.4545 | 199.1824 | 286.3937 | 111.9601 | 140.5249 |  |  | elec | elec | elec | gas | gas
|  | Water Heat | Space Heat | Other | [11 empty] | Electric - < 80% median household income | Electric - Between 80% and 150% median household income | Electric - Above 150% median household income | Gas - Low Income Residential | Gas - Residential |  |  | Electric - < 80% median household income | Electric - Between 80% and 150% median household income | Electric - Above 150% median household income | Gas - Low Income Residential | Gas - Residential
1 | 2025 | 650.6495 | 1421.343 | 400.2207 | 187.5585 | 0 | 108.5884 | 250.51 | 187.5585 | 296.1469 | 438.0686 | 124.3078 | 184.3465 | 184.3465 | 2025 | 79.1166 | 187.7049 | 329.6266 | 80.1282 | 80.1282 |  | 2025 | 132.4545 | 199.1824 | 286.3937 | 111.9601 | 140.5249
2 | 2025 | 473.9663 | 1043.8009 | 280.3026 | 136.4135 | 0 | 108.5884 | 250.51 | 136.4135 | 245.0019 | 386.9235 | 95.6664 | 143.0238 | 143.0238 | 2026 | 79.8981 | 188.4864 | 330.4081 | 79.4832 | 93.3673 |  | 2026 | 136.2107 | 203.1892 | 290.651 | 112.2454 | 144.503
3 | 2025 | 569.5616 | 806.2139 | 228.9229 | 121.7431 | 0 | 108.5884 | 250.51 | 121.7431 | 230.3314 | 372.2531 | 78.1307 | 117.7239 | 117.7239 | 2027 | 83.3788 | 191.9672 | 333.8889 | 79.1608 | 94.9764 |  | 2027 | 140.3487 | 207.5872 | 295.3092 | 112.7866 | 146.9214
4 | 2025 | 476.5919 | 426.5509 | 124.9132 | 77.9952 | 0 | 108.5884 | 250.51 | 77.9952 | 186.5835 | 328.5052 | 42.6325 | 66.5085 | 66.5085 | 2028 | 85.422 | 194.0104 | 335.932 | 79.0754 | 98.3459 |  | 2028 | 144.3776 | 227.8555 | 300.2679 | 113.4678 | 149.3765
5 | 2025 | 221.244 | 184.0425 | 57.9873 | 35.147 | 0 | 108.5884 | 250.51 | 35.147 | 143.7354 | 285.6571 | 19.7909 | 33.5535 | 33.5535 | 2029 | 89.3566 | 197.9449 | 339.8666 | 78.0651 | 100.8372 |  | 2029 | 148.6197 | 249.2181 | 305.2808 | 114.2417 | 151.712
6 | 2025 | 147.3061 | 26.8091 | 38.6085 | 16.1386 | 0 | 108.5884 | 250.51 | 16.1386 | 124.727 | 266.6487 | 13.1769 | 24.0112 | 24.0112 | 2030 | 89.643 | 89.643 | 89.643 | 75.9781 | 99.7108 |  | 2030 | 152.8516 | 271.4939 | 310.0919 | 115.3337 | 154.36
7 | 2025 | 154.3438 | 0 | 40.453 | 14.7786 | 0 | 108.5884 | 250.51 | 14.7786 | 123.3669 | 265.2886 | 13.8065 | 24.9195 | 24.9195 | 2031 | 93.708 | 93.708 | 93.708 | 76.8803 | 97.3465 |  | 2031 | 157.4681 | 295.1221 | 315.0608 | 116.9341 | 157.2958
8 | 2025 | 72.8644 | 0 | 19.0975 | 6.9768 | 0 | 108.5884 | 250.51 | 6.9768 | 115.5652 | 257.4869 | 6.5179 | 14.4038 | 14.4038 | 2032 | 97.0945 | 97.0945 | 97.0945 | 76.7536 | 99.0054 |  | 2032 | 286.825 | 319.5633 | 319.5633 | 118.5421 | 160.5027
9 | 2025 | 130.5616 | 30.4887 | 34.2198 | 14.8145 | 0 | 108.5884 | 250.51 | 14.8145 | 123.4028 | 265.3245 | 11.6791 | 21.8502 | 21.8502 | 2033 | 98.9311 | 98.9311 | 98.9311 | 79.1234 | 100.4044 |  | 2033 | 292.1681 | 324.2431 | 324.2431 | 120.335 | 163.6668
10 | 2025 | 364.2259 | 324.9687 | 95.4624 | 59.5293 | 0 | 108.5884 | 250.51 | 59.5293 | 168.1176 | 310.0393 | 32.581 | 52.0066 | 52.0066 | 2034 | 100.9983 | 100.9983 | 100.9983 | 79.7461 | 100.4478 |  | 2034 | 297.7975 | 329.1863 | 329.1863 | 122.0463 | 166.8576
11 | 2025 | 419.1866 | 787.5541 | 214.5871 | 107.8314 | 0 | 108.5884 | 250.51 | 107.8314 | 216.4197 | 358.3414 | 73.2379 | 110.6648 | 110.6648 | 2035 | 103.6915 | 103.6915 | 103.6915 | 80.6291 | 104.288 |  | 2035 | 303.635 | 334.3141 | 334.3141 | 123.8456 | 170.2508
12 | 2025 | 560.5868 | 1342.6055 | 343.8054 | 170.4722 | 0 | 108.5884 | 250.51 | 170.4722 | 279.0605 | 420.9822 | 113.3425 | 168.5261 | 168.5261 | 2036 | 107.6244 | 107.6244 | 107.6244 | 81.5246 | 111.7617 |  | 2036 | 309.5652 | 339.5104 | 339.5104 | 125.6805 | 173.2896
1 | 2026 | 607.9986 | 1382.7479 | 359.5691 | 183.6599 | 0 | 108.5884 | 250.51 | 183.6599 | 292.2482 | 434.1699 | 122.7198 | 182.3057 | 215.3564 | 2037 | 111.1849 | 111.1849 | 111.1849 | 81.2227 | 113.0852
2 | 2026 | 469.065 | 1030.6603 | 277.404 | 138.8696 | 0 | 108.5884 | 250.51 | 138.8696 | 247.4579 | 389.3796 | 94.6771 | 141.7896 | 167.2879 | 2038 | 114.6649 | 114.6649 | 114.6649 | 81.814 | 114.0326
3 | 2026 | 564.0405 | 799.0933 | 227.3501 | 124.2846 | 0 | 108.5884 | 250.51 | 124.2846 | 232.873 | 374.7947 | 77.5939 | 117.1078 | 138.0052 | 2039 | 117.3186 | 117.3186 | 117.3186 | 83.6512 | 116.4401
4 | 2026 | 477.6895 | 427.602 | 125.2009 | 80.5254 | 0 | 108.5884 | 250.51 | 80.5254 | 189.1137 | 331.0354 | 42.7307 | 66.7373 | 78.2455 | 2040 | 120.4949 | 120.4949 | 120.4949 | 86.0569 | 118.4767
5 | 2026 | 220.7878 | 193.0741 | 57.8678 | 36.8622 | 0 | 108.5884 | 250.51 | 36.8622 | 145.4506 | 287.3722 | 19.7501 | 33.535 | 38.854 | 2041 | 124.9317 | 124.9317 | 124.9317 | 88.4492 | 120.7
6 | 2026 | 148.2638 | 26.5114 | 38.8595 | 16.694 | 0 | 108.5884 | 250.51 | 16.694 | 125.2823 | 267.204 | 13.2626 | 24.1618 | 27.7337 | 2042 | 127.3873 | 127.3873 | 127.3873 | 89.4443 | 122.7723
7 | 2026 | 154.4647 | 0 | 40.4847 | 15.2339 | 0 | 108.5884 | 250.51 | 15.2339 | 123.8222 | 265.7439 | 13.8173 | 24.9633 | 28.6845 | 2043 | 131.8114 | 131.8114 | 131.8114 | 90.0869 | 126.4831
8 | 2026 | 73.2189 | 0 | 19.1904 | 7.2211 | 0 | 108.5884 | 250.51 | 7.2211 | 115.8095 | 257.7311 | 6.5496 | 14.4629 | 16.2269 | 2044 | 136.9061 | 136.9061 | 136.9061 | 92.1315 | 135.3573
9 | 2026 | 128.1406 | 15.3859 | 33.5852 | 13.84 | 0 | 108.5884 | 250.51 | 13.84 | 122.4283 | 264.35 | 11.4625 | 21.5611 | 24.6482 | 2045 | 139.7064 | 139.7064 | 139.7064 | 94.3998 | 134.7224
10 | 2026 | 356.1478 | 318.1388 | 93.3452 | 59.9848 | 0 | 108.5884 | 250.51 | 59.9848 | 168.5731 | 310.4948 | 31.8584 | 51.0291 | 59.6091 | 2046 | 141.5579 | 141.5579 | 141.5579 | 95.0994 | 130.5168
11 | 2026 | 431.0346 | 747.5601 | 207.7756 | 108.3346 | 0 | 108.5884 | 250.51 | 108.3346 | 216.923 | 358.8447 | 70.9132 | 107.4555 | 126.5537 | 2047 | 149.714 | 149.714 | 149.714 | 96.2361 | 130.5908
12 | 2026 | 549.9317 | 1334.3136 | 333.068 | 173.2667 | 0 | 108.5884 | 250.51 | 173.2667 | 281.8551 | 423.7768 | 113.2956 | 168.6896 | 199.2022 | 2048 | 153.8147 | 153.8147 | 153.8147 | 98.8201 | 131.2305
1 | 2027 | 616.7918 | 1376.4364 | 369.8529 | 190.1971 | 0 | 108.5884 | 250.51 | 190.1971 | 298.7855 | 440.7072 | 122.1813 | 180.0296 | 217.3567 | 2049 | 156.9004 | 156.9004 | 156.9004 | 100.0625 | 131.4703
2 | 2027 | 475.355 | 1054.0054 | 281.1239 | 145.7203 | 0 | 108.5884 | 250.51 | 145.7203 | 254.3087 | 396.2303 | 95.9467 | 142.4475 | 171.7598 | 2050 | 159.3888 | 159.3888 | 159.3888 | 100.9776 | 131.4796
3 | 2027 | 644.1331 | 796.2859 | 227.1478 | 134.2173 | 0 | 108.5884 | 250.51 | 134.2173 | 242.8057 | 384.7273 | 77.5248 | 116.0574 | 139.7417
4 | 2027 | 479.3822 | 429.6221 | 125.6445 | 83.2757 | 0 | 108.5884 | 250.51 | 83.2757 | 191.864 | 333.7857 | 42.8821 | 66.4303 | 79.531
5 | 2027 | 221.2371 | 193.4584 | 57.9855 | 38.0446 | 0 | 108.5884 | 250.51 | 38.0446 | 146.633 | 288.5547 | 19.7903 | 33.3504 | 39.3964
6 | 2027 | 148.3477 | 26.3174 | 38.8815 | 17.1877 | 0 | 108.5884 | 250.51 | 17.1877 | 125.7761 | 267.6977 | 13.2701 | 24.01 | 28.0641
7 | 2027 | 153.742 | 0 | 40.2953 | 15.6175 | 0 | 108.5884 | 250.51 | 15.6175 | 124.2058 | 266.1275 | 13.7527 | 24.7012 | 28.9027
8 | 2027 | 74.4156 | 0 | 19.5041 | 7.5593 | 0 | 108.5884 | 250.51 | 7.5593 | 116.1477 | 258.0693 | 6.6567 | 14.536 | 16.5696
9 | 2027 | 128.4082 | 40.3644 | 33.6554 | 16.2928 | 0 | 108.5884 | 250.51 | 16.2928 | 124.8812 | 266.8028 | 11.4865 | 21.4548 | 24.964
10 | 2027 | 352.1627 | 312.9515 | 92.3007 | 60.962 | 0 | 108.5884 | 250.51 | 60.962 | 169.5503 | 311.472 | 31.5019 | 50.1278 | 59.7518
11 | 2027 | 404.4819 | 778.6774 | 212.3916 | 112.3236 | 0 | 108.5884 | 250.51 | 112.3236 | 220.9119 | 362.8336 | 72.4886 | 108.8428 | 130.9885
12 | 2027 | 545.4621 | 1351.9392 | 328.4045 | 179.1482 | 0 | 108.5884 | 250.51 | 179.1482 | 287.7366 | 429.6583 | 113.7429 | 167.9413 | 202.6904
1 | 2028 | 604.4306 | 1371.998 | 357.459 | 193.4828 | 0 | 108.5884 | 250.51 | 193.4828 | 302.0712 | 443.9929 | 121.9997 | 179.3685 | 224.7301
2 | 2028 | 500.4083 | 1048.2426 | 285.1998 | 152.029 | 0 | 108.5884 | 250.51 | 152.029 | 260.6174 | 402.5391 | 97.3378 | 144.1205 | 180.3124
3 | 2028 | 578.5053 | 795.1239 | 226.765 | 132.6751 | 0 | 108.5884 | 250.51 | 132.6751 | 241.2635 | 383.1852 | 77.3942 | 115.616 | 144.3925
4 | 2028 | 469.965 | 420.3891 | 123.1763 | 84.0232 | 0 | 108.5884 | 250.51 | 84.0232 | 192.6116 | 334.5333 | 42.0397 | 65.0854 | 80.7165
5 | 2028 | 221.4684 | 193.6576 | 58.0462 | 39.2267 | 0 | 108.5884 | 250.51 | 39.2267 | 147.815 | 289.7367 | 19.811 | 33.3149 | 40.681
6 | 2028 | 147.8675 | 21.4436 | 38.7556 | 17.2491 | 0 | 108.5884 | 250.51 | 17.2491 | 125.8374 | 267.7591 | 13.2272 | 23.905 | 28.8231
7 | 2028 | 152.539 | 0 | 39.98 | 15.9601 | 0 | 108.5884 | 250.51 | 15.9601 | 124.5485 | 266.4702 | 13.645 | 24.5022 | 29.5757
8 | 2028 | 74.1925 | 0 | 19.4456 | 7.7627 | 0 | 108.5884 | 250.51 | 7.7627 | 116.3511 | 258.2728 | 6.6367 | 14.4856 | 16.9532
9 | 2028 | 129.5298 | 37.8521 | 33.9494 | 16.6907 | 0 | 108.5884 | 250.51 | 16.6907 | 125.279 | 267.2007 | 11.5868 | 21.5605 | 25.8687
10 | 2028 | 355.4606 | 315.0873 | 93.1651 | 63.313 | 0 | 108.5884 | 250.51 | 63.313 | 171.9013 | 313.823 | 31.797 | 50.4459 | 62.2686
11 | 2028 | 448.4938 | 766.9095 | 211.2423 | 118.2711 | 0 | 108.5884 | 250.51 | 118.2711 | 226.8594 | 368.7811 | 72.0963 | 108.044 | 134.8507
12 | 2028 | 544.1843 | 1354.4933 | 325.4132 | 184.3805 | 0 | 108.5884 | 250.51 | 184.3805 | 292.9689 | 434.8906 | 114.3645 | 168.456 | 210.9787
1 | 2029 | 657.6386 | 1404.4666 | 409.6251 | 211.0575 | 0 | 108.5884 | 250.51 | 211.0575 | 319.6459 | 461.5676 | 123.3199 | 177.5284 | 231.3002
2 | 2029 | 478.2316 | 1071.1877 | 282.8251 | 156.4527 | 0 | 108.5884 | 250.51 | 156.4527 | 265.0411 | 406.9628 | 96.5274 | 140.0448 | 182.1341
3 | 2029 | 518.9255 | 824.3397 | 231.8703 | 134.4986 | 0 | 108.5884 | 250.51 | 134.4986 | 243.0869 | 385.0086 | 79.1366 | 115.7146 | 150.2209
4 | 2029 | 482.3722 | 432.5992 | 126.4282 | 88.9236 | 0 | 108.5884 | 250.51 | 88.9236 | 197.512 | 339.4337 | 43.1496 | 65.3676 | 84.1823
5 | 2029 | 221.575 | 183.7736 | 58.0741 | 39.571 | 0 | 108.5884 | 250.51 | 39.571 | 148.1594 | 290.081 | 19.8205 | 32.7295 | 41.3719
6 | 2029 | 146.9893 | 7.5611 | 38.5254 | 16.4865 | 0 | 108.5884 | 250.51 | 16.4865 | 125.0748 | 266.9965 | 13.1486 | 23.3953 | 29.1286
7 | 2029 | 153.5036 | 0 | 40.2328 | 16.5429 | 0 | 108.5884 | 250.51 | 16.5429 | 125.1312 | 267.0529 | 13.7313 | 24.2106 | 30.1979
8 | 2029 | 74.545 | 0 | 19.538 | 8.0336 | 0 | 108.5884 | 250.51 | 8.0336 | 116.622 | 258.5436 | 6.6683 | 14.3291 | 17.2367
9 | 2029 | 128.3125 | 40.0301 | 33.6303 | 17.2462 | 0 | 108.5884 | 250.51 | 17.2462 | 125.8345 | 267.7562 | 11.4779 | 21.058 | 26.0627
10 | 2029 | 355.9488 | 315.8931 | 93.293 | 65.3338 | 0 | 108.5884 | 250.51 | 65.3338 | 173.9221 | 315.8438 | 31.8406 | 49.546 | 63.4297
11 | 2029 | 394.4161 | 780.8503 | 213.24 | 118.5626 | 0 | 108.5884 | 250.51 | 118.5626 | 227.1509 | 369.0726 | 72.7782 | 106.8189 | 138.5527
12 | 2029 | 589.6118 | 1376.7942 | 370.7938 | 199.5702 | 0 | 108.5884 | 250.51 | 199.5702 | 308.1585 | 450.0802 | 115.107 | 166.0384 | 216.229
1 | 2030 | 618.4408 | 1396.1502 | 368.8948 | 209.6281 | 0 | 0 | 0 | 209.6281 | 209.6281 | 209.6281 | 123.8638 | 174.4707 | 231.136
2 | 2030 | 470.6671 | 1033.7005 | 278.3515 | 156.7905 | 0 | 0 | 0 | 156.7905 | 156.7905 | 156.7905 | 95.0005 | 134.98 | 178.4408
3 | 2030 | 525.4389 | 810.0521 | 229.2277 | 137.6174 | 0 | 0 | 0 | 137.6174 | 137.6174 | 137.6174 | 78.2347 | 112.0409 | 147.8318
4 | 2030 | 475.9664 | 426.2301 | 124.7492 | 90.3201 | 0 | 0 | 0 | 90.3201 | 90.3201 | 90.3201 | 42.5765 | 63.2533 | 82.7313
5 | 2030 | 225.1983 | 192.1646 | 59.0237 | 41.8983 | 0 | 0 | 0 | 41.8983 | 41.8983 | 41.8983 | 20.1446 | 32.5619 | 41.7777
6 | 2030 | 146.2482 | 21.4723 | 38.3312 | 18.1223 | 0 | 0 | 0 | 18.1223 | 18.1223 | 18.1223 | 13.0823 | 22.8993 | 28.8842
7 | 2030 | 154.4647 | 0 | 40.4847 | 17.1458 | 0 | 0 | 0 | 17.1458 | 17.1458 | 17.1458 | 13.8173 | 23.9049 | 30.226
8 | 2030 | 74.0592 | 0 | 19.4107 | 8.2207 | 0 | 0 | 0 | 8.2207 | 8.2207 | 8.2207 | 6.6248 | 14.0641 | 17.0948
9 | 2030 | 127.7853 | 25.0792 | 33.4921 | 16.3901 | 0 | 0 | 0 | 16.3901 | 16.3901 | 16.3901 | 11.4308 | 20.6396 | 25.8689
10 | 2030 | 333.01 | 326.8218 | 95.4712 | 66.4291 | 0 | 0 | 0 | 66.4291 | 66.4291 | 66.4291 | 32.584 | 49.5816 | 64.4881
11 | 2030 | 392.3252 | 780.0628 | 212.7166 | 121.8203 | 0 | 0 | 0 | 121.8203 | 121.8203 | 121.8203 | 72.5995 | 104.3309 | 137.5437
12 | 2030 | 535.7731 | 1319.8749 | 319.8268 | 191.3335 | 0 | 0 | 0 | 191.3335 | 191.3335 | 191.3335 | 112.5638 | 159.0101 | 210.5058
1 | 2031 | 614.6107 | 1364.0241 | 368.3408 | 212.6096 | 0 | 0 | 0 | 212.6096 | 212.6096 | 212.6096 | 121.8422 | 175.1974 | 223.6571
2 | 2031 | 464.1402 | 1002.7446 | 274.4915 | 157.7491 | 0 | 0 | 0 | 157.7491 | 157.7491 | 157.7491 | 93.6831 | 135.8629 | 173.123
3 | 2031 | 665.4507 | 783.2168 | 224.0362 | 151.5281 | 0 | 0 | 0 | 151.5281 | 151.5281 | 151.5281 | 76.4629 | 111.8085 | 142.2197
4 | 2031 | 480.2437 | 430.6111 | 125.8703 | 93.9156 | 0 | 0 | 0 | 93.9156 | 93.9156 | 93.9156 | 42.9592 | 65.0083 | 82.0942
5 | 2031 | 222.5017 | 194.5125 | 58.317 | 43.0596 | 0 | 0 | 0 | 43.0596 | 43.0596 | 43.0596 | 19.9034 | 32.8024 | 40.7185
6 | 2031 | 147.0262 | 8.9582 | 38.5351 | 17.6213 | 0 | 0 | 0 | 17.6213 | 17.6213 | 17.6213 | 13.1519 | 23.3715 | 28.6023
7 | 2031 | 154.5822 | 0 | 40.5155 | 17.6737 | 0 | 0 | 0 | 17.6737 | 17.6737 | 17.6737 | 13.8278 | 24.3156 | 29.8153
8 | 2031 | 73.5753 | 0 | 19.2838 | 8.412 | 0 | 0 | 0 | 8.412 | 8.412 | 8.412 | 6.5815 | 14.1935 | 16.8111
9 | 2031 | 129.0771 | 31.8038 | 33.8307 | 17.6387 | 0 | 0 | 0 | 17.6387 | 17.6387 | 17.6387 | 11.5463 | 21.1287 | 25.7209
10 | 2031 | 323.9511 | 316.3556 | 92.8541 | 66.4161 | 0 | 0 | 0 | 66.4161 | 66.4161 | 66.4161 | 31.6908 | 49.2679 | 61.8721
11 | 2031 | 397.5291 | 765.2357 | 209.5711 | 124.3182 | 0 | 0 | 0 | 124.3182 | 124.3182 | 124.3182 | 71.526 | 104.9123 | 133.36
12 | 2031 | 602.6019 | 1368.7265 | 386.0706 | 213.5538 | 0 | 0 | 0 | 213.5538 | 213.5538 | 213.5538 | 114.3233 | 164.6946 | 210.1638
1 | 2032 | 642.9662 | 1375.5399 | 395.8143 | 225.2715 | 0 | 0 | 0 | 225.2715 | 225.2715 | 225.2715 | 122.6945 | 173.6227 | 225.9151
2 | 2032 | 494.1296 | 1097.3759 | 292.2272 | 175.7643 | 0 | 0 | 0 | 175.7643 | 175.7643 | 175.7643 | 99.7362 | 142.0705 | 184.578
3 | 2032 | 552.1159 | 810.1258 | 229.1005 | 148.4824 | 0 | 0 | 0 | 148.4824 | 148.4824 | 148.4824 | 78.1913 | 112.4606 | 145.7857
4 | 2032 | 477.2685 | 427.5105 | 125.0905 | 96.0934 | 0 | 0 | 0 | 96.0934 | 96.0934 | 96.0934 | 42.693 | 63.6743 | 81.87
5 | 2032 | 219.1089 | 191.3017 | 57.4277 | 43.6523 | 0 | 0 | 0 | 43.6523 | 43.6523 | 43.6523 | 19.5999 | 31.9367 | 40.2902
6 | 2032 | 147.7396 | 4.6186 | 38.7221 | 17.829 | 0 | 0 | 0 | 17.829 | 17.829 | 17.829 | 13.2157 | 23.1628 | 28.7953
7 | 2032 | 153.3793 | 0 | 40.2002 | 18.0622 | 0 | 0 | 0 | 18.0622 | 18.0622 | 18.0622 | 13.7202 | 23.8561 | 29.7036
8 | 2032 | 73.3523 | 0 | 19.2254 | 8.6381 | 0 | 0 | 0 | 8.6381 | 8.6381 | 8.6381 | 6.5616 | 14.0178 | 16.8143
9 | 2032 | 129.5674 | 23.9924 | 33.9592 | 17.4967 | 0 | 0 | 0 | 17.4967 | 17.4967 | 17.4967 | 11.5902 | 20.9287 | 25.8684
10 | 2032 | 350.7608 | 322.2606 | 94.5644 | 71.6207 | 0 | 0 | 0 | 71.6207 | 71.6207 | 71.6207 | 32.2745 | 49.3559 | 63.1112
11 | 2032 | 391.6023 | 768.982 | 211.8348 | 128.0555 | 0 | 0 | 0 | 128.0555 | 128.0555 | 128.0555 | 72.2986 | 104.3621 | 135.1757
12 | 2032 | 580.2463 | 1351.7162 | 363.3541 | 214.1677 | 0 | 0 | 0 | 214.1677 | 214.1677 | 214.1677 | 113.9429 | 161.5951 | 210.1575
1 | 2033 | 618.8822 | 1395.0244 | 371.5274 | 229.2535 | 0 | 0 | 0 | 229.2535 | 229.2535 | 229.2535 | 122.7115 | 181.7665 | 232.5168
2 | 2033 | 474.0495 | 1046.4785 | 280.3518 | 173.0746 | 0 | 0 | 0 | 173.0746 | 173.0746 | 173.0746 | 95.6832 | 142.8321 | 182.4042
3 | 2033 | 715.4023 | 782.2135 | 223.9511 | 165.4522 | 0 | 0 | 0 | 165.4522 | 165.4522 | 165.4522 | 76.4338 | 115.1033 | 146.7143
4 | 2033 | 459.6538 | 409.5752 | 120.4738 | 95.116 | 0 | 0 | 0 | 95.116 | 95.116 | 95.116 | 41.1173 | 64.2297 | 81.2347
5 | 2033 | 219.2637 | 187.0754 | 57.4683 | 44.5745 | 0 | 0 | 0 | 44.5745 | 44.5745 | 44.5745 | 19.6138 | 33.2537 | 41.3654
6 | 2033 | 148.1037 | 25.7373 | 38.8175 | 20.4377 | 0 | 0 | 0 | 20.4377 | 20.4377 | 20.4377 | 13.2483 | 24.0842 | 29.5634
7 | 2033 | 152.6633 | 0 | 40.0126 | 18.5172 | 0 | 0 | 0 | 18.5172 | 18.5172 | 18.5172 | 13.6562 | 24.6718 | 30.3196
8 | 2033 | 74.545 | 0 | 19.538 | 9.0419 | 0 | 0 | 0 | 9.0419 | 9.0419 | 9.0419 | 6.6683 | 14.6057 | 17.3635
9 | 2033 | 129.3074 | 24.4451 | 33.891 | 18.0336 | 0 | 0 | 0 | 18.0336 | 18.0336 | 18.0336 | 11.5669 | 21.6622 | 26.446
10 | 2033 | 357.4584 | 318.7826 | 93.6887 | 73.9946 | 0 | 0 | 0 | 73.9946 | 73.9946 | 73.9946 | 31.9757 | 51.0611 | 64.2854
11 | 2033 | 379.2143 | 762.3499 | 211.2515 | 130.0131 | 0 | 0 | 0 | 130.0131 | 130.0131 | 130.0131 | 72.0995 | 108.8597 | 138.6781
12 | 2033 | 536.1134 | 1325.4091 | 320.0761 | 209.6638 | 0 | 0 | 0 | 209.6638 | 209.6638 | 209.6638 | 112.7039 | 167.3505 | 213.9618
1 | 2034 | 604.6836 | 1375.3059 | 357.6086 | 231.3959 | 0 | 0 | 0 | 231.3959 | 231.3959 | 231.3959 | 122.0507 | 182.8409 | 232.0959
2 | 2034 | 465.7567 | 1015.5211 | 275.4475 | 173.8961 | 0 | 0 | 0 | 173.8961 | 173.8961 | 173.8961 | 94.0094 | 141.9817 | 179.9203
3 | 2034 | 702.5326 | 783.5184 | 224.3118 | 169.3067 | 0 | 0 | 0 | 169.3067 | 169.3067 | 169.3067 | 76.5569 | 116.5516 | 147.4471
4 | 2034 | 486.3026 | 436.6462 | 127.4583 | 103.9785 | 0 | 0 | 0 | 103.9785 | 103.9785 | 103.9785 | 43.5011 | 68.3858 | 85.9412
5 | 2034 | 223.2887 | 190.7629 | 58.5232 | 46.7796 | 0 | 0 | 0 | 46.7796 | 46.7796 | 46.7796 | 19.9738 | 34.104 | 42.1646
6 | 2034 | 147.6911 | 3.8029 | 38.7094 | 18.828 | 0 | 0 | 0 | 18.828 | 18.828 | 18.828 | 13.2114 | 24.2504 | 29.582
7 | 2034 | 152.7842 | 0 | 40.0442 | 19.0878 | 0 | 0 | 0 | 19.0878 | 19.0878 | 19.0878 | 13.667 | 24.9142 | 30.4297
8 | 2034 | 74.8994 | 0 | 19.6309 | 9.3574 | 0 | 0 | 0 | 9.3574 | 9.3574 | 9.3574 | 6.7 | 14.7626 | 17.4664
9 | 2034 | 127.0161 | 35.9664 | 33.2905 | 19.4288 | 0 | 0 | 0 | 19.4288 | 19.4288 | 19.4288 | 11.3619 | 21.5556 | 26.1408
10 | 2034 | 356.2628 | 317.2247 | 93.3753 | 75.9108 | 0 | 0 | 0 | 75.9108 | 75.9108 | 75.9108 | 31.8687 | 51.4361 | 64.2971
11 | 2034 | 367.8918 | 769.6784 | 211.2798 | 133.521 | 0 | 0 | 0 | 133.521 | 133.521 | 133.521 | 72.1092 | 110.0707 | 139.1712
12 | 2034 | 525.5125 | 1287.0705 | 313.8046 | 210.4885 | 0 | 0 | 0 | 210.4885 | 210.4885 | 210.4885 | 110.561 | 166.0992 | 210.7174
1 | 2035 | 607.3659 | 1378.2291 | 359.1949 | 239.0711 | 0 | 0 | 0 | 239.0711 | 239.0711 | 239.0711 | 122.5921 | 185.3257 | 241.7364
2 | 2035 | 469.113 | 1028.1256 | 277.4324 | 180.9426 | 0 | 0 | 0 | 180.9426 | 180.9426 | 180.9426 | 94.6868 | 144.2787 | 187.8488
3 | 2035 | 631.8411 | 812.4221 | 230.1721 | 170.7228 | 0 | 0 | 0 | 170.7228 | 170.7228 | 170.7228 | 78.557 | 120.5527 | 156.7007
4 | 2035 | 487.1123 | 437.2417 | 127.6706 | 107.2628 | 0 | 0 | 0 | 107.2628 | 107.2628 | 107.2628 | 43.5736 | 69.0941 | 89.1445
5 | 2035 | 221.885 | 188.4715 | 58.1553 | 47.7687 | 0 | 0 | 0 | 47.7687 | 47.7687 | 47.7687 | 19.8482 | 34.1956 | 43.3287
6 | 2035 | 147.2881 | 26.1312 | 38.6037 | 21.6175 | 0 | 0 | 0 | 21.6175 | 21.6175 | 21.6175 | 13.1753 | 24.3801 | 30.4428
7 | 2035 | 153.742 | 0 | 40.2953 | 19.7837 | 0 | 0 | 0 | 19.7837 | 19.7837 | 19.7837 | 13.7527 | 25.2293 | 31.5576
8 | 2035 | 75.2558 | 0 | 19.7243 | 9.684 | 0 | 0 | 0 | 9.684 | 9.684 | 9.684 | 6.7318 | 14.9021 | 17.9998
9 | 2035 | 125.4233 | 19.2971 | 32.873 | 18.1072 | 0 | 0 | 0 | 18.1072 | 18.1072 | 18.1072 | 11.2195 | 21.5032 | 26.6658
10 | 2035 | 344.8475 | 300.1003 | 90.3834 | 74.9732 | 0 | 0 | 0 | 74.9732 | 74.9732 | 74.9732 | 30.8476 | 50.375 | 64.5695
11 | 2035 | 387.4295 | 762.9911 | 210.132 | 138.7198 | 0 | 0 | 0 | 138.7198 | 138.7198 | 138.7198 | 71.7174 | 110.492 | 143.4928
12 | 2035 | 524.1554 | 1277.8653 | 312.9999 | 215.6442 | 0 | 0 | 0 | 215.6442 | 215.6442 | 215.6442 | 110.2839 | 167.221 | 217.9682
1 | 2036 | 603.7738 | 1366.2879 | 357.0705 | 244.3888 | 0 | 0 | 0 | 244.3888 | 244.3888 | 244.3888 | 121.8671 | 185.9263 | 257.4156
2 | 2036 | 483.6825 | 1053.3605 | 286.0488 | 191.4559 | 0 | 0 | 0 | 191.4559 | 191.4559 | 191.4559 | 97.6276 | 149.9399 | 207.2099
3 | 2036 | 677.6134 | 771.7134 | 221.1081 | 175.4243 | 0 | 0 | 0 | 175.4243 | 175.4243 | 175.4243 | 75.4635 | 117.0347 | 161.3028
4 | 2036 | 470.1945 | 420.2391 | 123.2365 | 106.4528 | 0 | 0 | 0 | 106.4528 | 106.4528 | 106.4528 | 42.0602 | 67.4435 | 92.1167
5 | 2036 | 219.157 | 176.0524 | 57.4404 | 47.536 | 0 | 0 | 0 | 47.536 | 47.536 | 47.536 | 19.6042 | 34.1048 | 45.605
6 | 2036 | 146.6495 | 0 | 38.4364 | 19.4372 | 0 | 0 | 0 | 19.4372 | 19.4372 | 19.4372 | 13.1182 | 24.4756 | 32.1709
7 | 2036 | 154.2195 | 0 | 40.4204 | 20.4405 | 0 | 0 | 0 | 20.4405 | 20.4405 | 20.4405 | 13.7954 | 25.4809 | 33.5735
8 | 2036 | 72.512 | 0 | 19.0052 | 9.6109 | 0 | 0 | 0 | 9.6109 | 9.6109 | 9.6109 | 6.4864 | 14.6298 | 18.4349
9 | 2036 | 129.3668 | 20.5432 | 33.9066 | 19.3039 | 0 | 0 | 0 | 19.3039 | 19.3039 | 19.3039 | 11.5722 | 22.1804 | 28.9688
10 | 2036 | 356.4158 | 316.221 | 93.4154 | 80.4486 | 0 | 0 | 0 | 80.4486 | 80.4486 | 80.4486 | 31.8824 | 52.3333 | 71.036
11 | 2036 | 405.9066 | 784.605 | 213.8146 | 147.4784 | 0 | 0 | 0 | 147.4784 | 147.4784 | 147.4784 | 72.9743 | 113.3391 | 156.147
12 | 2036 | 543.689 | 1312.7348 | 329.0842 | 229.5159 | 0 | 0 | 0 | 229.5159 | 229.5159 | 229.5159 | 112.0873 | 171.4072 | 237.1595
1 | 2037 | 607.796 | 1383.645 | 359.4492 | 254.2904 | 0 | 0 | 0 | 254.2904 | 254.2904 | 254.2904 | 122.6789 | 186.8532 | 262.8713
2 | 2037 | 461.6071 | 1003.6412 | 272.9935 | 188.0216 | 0 | 0 | 0 | 188.0216 | 188.0216 | 188.0216 | 93.1718 | 143.1133 | 200.8474
3 | 2037 | 678.1784 | 783.9548 | 224.2903 | 182.4165 | 0 | 0 | 0 | 182.4165 | 182.4165 | 182.4165 | 76.5496 | 118.4733 | 165.9074
4 | 2037 | 480.9905 | 431.3135 | 126.0661 | 112.3181 | 0 | 0 | 0 | 112.3181 | 112.3181 | 112.3181 | 43.026 | 68.7796 | 95.4407
5 | 2037 | 217.3908 | 185.4374 | 56.9774 | 49.7361 | 0 | 0 | 0 | 49.7361 | 49.7361 | 49.7361 | 19.4462 | 33.8261 | 45.876
6 | 2037 | 148.0306 | 30.3459 | 38.7984 | 23.4913 | 0 | 0 | 0 | 23.4913 | 23.4913 | 23.4913 | 13.2418 | 24.6289 | 32.8342
7 | 2037 | 154.3438 | 0 | 40.453 | 21.0707 | 0 | 0 | 0 | 21.0707 | 21.0707 | 21.0707 | 13.8065 | 25.4661 | 34.0213
8 | 2037 | 72.8644 | 0 | 19.0975 | 9.9473 | 0 | 0 | 0 | 9.9473 | 9.9473 | 9.9473 | 6.5179 | 14.6619 | 18.7007
9 | 2037 | 128.3542 | 9.7467 | 33.6412 | 18.5769 | 0 | 0 | 0 | 18.5769 | 18.5769 | 18.5769 | 11.4816 | 22.0198 | 29.1344
10 | 2037 | 357.0916 | 318.7727 | 93.5926 | 83.2304 | 0 | 0 | 0 | 83.2304 | 83.2304 | 83.2304 | 31.9429 | 52.3505 | 72.1439
11 | 2037 | 387.8217 | 752.115 | 209.1634 | 145.929 | 0 | 0 | 0 | 145.929 | 145.929 | 145.929 | 71.3868 | 110.8203 | 155.0552
12 | 2037 | 568.0208 | 1347.0763 | 351.6603 | 245.1899 | 0 | 0 | 0 | 245.1899 | 245.1899 | 245.1899 | 113.7916 | 173.679 | 244.1901
1 | 2038 | 618.9879 | 1388.9068 | 371.0879 | 265.0489 | 0 | 0 | 0 | 265.0489 | 265.0489 | 265.0489 | 122.6536 | 187.8635 | 264.5632
2 | 2038 | 467.8582 | 1024.369 | 276.6903 | 197.0799 | 0 | 0 | 0 | 197.0799 | 197.0799 | 197.0799 | 94.4336 | 145.7904 | 204.8431
3 | 2038 | 700.9116 | 797.9544 | 226.8571 | 192.2675 | 0 | 0 | 0 | 192.2675 | 192.2675 | 192.2675 | 77.4256 | 120.4334 | 168.8504
4 | 2038 | 483.2218 | 433.6857 | 126.6509 | 116.2657 | 0 | 0 | 0 | 116.2657 | 116.2657 | 116.2657 | 43.2256 | 69.4447 | 96.4752
5 | 2038 | 220.7878 | 193.1692 | 57.8678 | 52.5673 | 0 | 0 | 0 | 52.5673 | 52.5673 | 52.5673 | 19.7501 | 34.4453 | 46.7957
6 | 2038 | 147.7886 | 13.7881 | 38.7349 | 22.3173 | 0 | 0 | 0 | 22.3173 | 22.3173 | 22.3173 | 13.2201 | 24.7098 | 32.9768
7 | 2038 | 153.6245 | 0 | 40.2645 | 21.6017 | 0 | 0 | 0 | 21.6017 | 21.6017 | 21.6017 | 13.7421 | 25.4881 | 34.0815
8 | 2038 | 74.0592 | 0 | 19.4107 | 10.4137 | 0 | 0 | 0 | 10.4137 | 10.4137 | 10.4137 | 6.6248 | 14.8769 | 19.0196
9 | 2038 | 129.0771 | 30.4851 | 33.8307 | 21.5464 | 0 | 0 | 0 | 21.5464 | 21.5464 | 21.5464 | 11.5463 | 22.2143 | 29.4346
10 | 2038 | 352.8646 | 314.3221 | 92.4847 | 84.6371 | 0 | 0 | 0 | 84.6371 | 84.6371 | 84.6371 | 31.5647 | 52.0597 | 71.7982
11 | 2038 | 381.0165 | 778.2898 | 212.5954 | 152.8473 | 0 | 0 | 0 | 152.8473 | 152.8473 | 152.8473 | 72.5582 | 113.1765 | 158.5497
12 | 2038 | 530.2662 | 1301.7585 | 316.6159 | 239.3859 | 0 | 0 | 0 | 239.3859 | 239.3859 | 239.3859 | 111.5205 | 171.2652 | 241.003
1 | 2039 | 627.595 | 1368.7183 | 381.4974 | 272.8659 | 0 | 0 | 0 | 272.8659 | 272.8659 | 272.8659 | 121.9703 | 192.7899 | 271.0777
2 | 2039 | 469.758 | 1022.5486 | 277.8139 | 203.1304 | 0 | 0 | 0 | 203.1304 | 203.1304 | 203.1304 | 94.817 | 150.9838 | 211.843
3 | 2039 | 771.1749 | 770.7698 | 221.2321 | 202.3335 | 0 | 0 | 0 | 202.3335 | 202.3335 | 202.3335 | 75.5058 | 121.2516 | 169.7157
4 | 2039 | 473.1457 | 422.9361 | 124.01 | 117.0607 | 0 | 0 | 0 | 117.0607 | 117.0607 | 117.0607 | 42.3242 | 70.1639 | 97.3301
5 | 2039 | 220.875 | 183.1793 | 57.8906 | 53.0105 | 0 | 0 | 0 | 53.0105 | 53.0105 | 53.0105 | 19.7579 | 35.42 | 48.1018
6 | 2039 | 147.7202 | 0 | 38.717 | 21.3946 | 0 | 0 | 0 | 21.3946 | 21.3946 | 21.3946 | 13.214 | 25.3448 | 33.8263
7 | 2039 | 152.9017 | 0 | 40.075 | 22.1451 | 0 | 0 | 0 | 22.1451 | 22.1451 | 22.1451 | 13.6775 | 26.0584 | 34.8374
8 | 2039 | 75.2558 | 0 | 19.7243 | 10.8995 | 0 | 0 | 0 | 10.8995 | 10.8995 | 10.8995 | 6.7318 | 15.3646 | 19.6855
9 | 2039 | 127.5219 | 27.8873 | 33.4231 | 21.6695 | 0 | 0 | 0 | 21.6695 | 21.6695 | 21.6695 | 11.4072 | 22.5629 | 29.8848
10 | 2039 | 350.467 | 312.3207 | 91.8563 | 86.5992 | 0 | 0 | 0 | 86.5992 | 86.5992 | 86.5992 | 31.3503 | 53.268 | 73.3905
11 | 2039 | 368.5811 | 771.2198 | 210.9656 | 155.0073 | 0 | 0 | 0 | 155.0073 | 155.0073 | 155.0073 | 72.0019 | 115.8568 | 162.0719
12 | 2039 | 524.0031 | 1269.3741 | 312.9098 | 241.7072 | 0 | 0 | 0 | 241.7072 | 241.7072 | 241.7072 | 110.2532 | 174.7499 | 245.5169
1 | 2040 | 604.3268 | 1318.9772 | 362.5546 | 270.1833 | 0 | 0 | 0 | 270.1833 | 270.1833 | 270.1833 | 119.6319 | 194.0138 | 269.6125
2 | 2040 | 476.525 | 1032.9973 | 281.8159 | 211.7321 | 0 | 0 | 0 | 211.7321 | 211.7321 | 211.7321 | 96.1829 | 156.9653 | 217.7459
3 | 2040 | 716.8054 | 780.6323 | 223.3841 | 203.3973 | 0 | 0 | 0 | 203.3973 | 203.3973 | 203.3973 | 76.2403 | 125.4568 | 173.6351
4 | 2040 | 463.822 | 413.456 | 121.5662 | 118.0611 | 0 | 0 | 0 | 118.0611 | 118.0611 | 118.0611 | 41.4902 | 70.5529 | 96.7717
5 | 2040 | 217.8048 | 180.9549 | 57.0859 | 53.8799 | 0 | 0 | 0 | 53.8799 | 53.8799 | 53.8799 | 19.4833 | 35.7828 | 48.0948
6 | 2040 | 146.7044 | 17.287 | 38.4507 | 23.9282 | 0 | 0 | 0 | 23.9282 | 23.9282 | 23.9282 | 13.1231 | 25.734 | 34.0269
7 | 2040 | 153.3793 | 0 | 40.2002 | 22.8807 | 0 | 0 | 0 | 22.8807 | 22.8807 | 22.8807 | 13.7202 | 26.6774 | 35.3476
8 | 2040 | 74.1925 | 0 | 19.4456 | 11.0678 | 0 | 0 | 0 | 11.0678 | 11.0678 | 11.0678 | 6.6367 | 15.4858 | 19.6797
9 | 2040 | 127.8702 | 33.4241 | 33.5144 | 23.0259 | 0 | 0 | 0 | 23.0259 | 23.0259 | 23.0259 | 11.4383 | 23.0722 | 30.3004
10 | 2040 | 346.6064 | 317.4002 | 93.6113 | 89.5487 | 0 | 0 | 0 | 89.5487 | 89.5487 | 89.5487 | 31.9492 | 55.4786 | 75.6682
11 | 2040 | 363.2368 | 785.4606 | 214.8175 | 161.1644 | 0 | 0 | 0 | 161.1644 | 161.1644 | 161.1644 | 73.3165 | 120.8373 | 167.1681
12 | 2040 | 534.7125 | 1320.9501 | 319.2496 | 257.0697 | 0 | 0 | 0 | 257.0697 | 257.0697 | 257.0697 | 112.4242 | 182.6259 | 253.6699
1 | 2041 | 630.6954 | 1414.1553 | 380.9593 | 295.327 | 0 | 0 | 0 | 295.327 | 295.327 | 295.327 | 123.8273 | 206.8726 | 284.8908
2 | 2041 | 465.2483 | 1020.5594 | 275.1468 | 214.3851 | 0 | 0 | 0 | 214.3851 | 214.3851 | 214.3851 | 93.9068 | 158.0938 | 217.2604
3 | 2041 | 674.5286 | 780.7851 | 222.8953 | 204.3114 | 0 | 0 | 0 | 204.3114 | 204.3114 | 204.3114 | 76.0735 | 129.0207 | 176.9513
4 | 2041 | 476.4559 | 426.3025 | 124.8776 | 125.1082 | 0 | 0 | 0 | 125.1082 | 125.1082 | 125.1082 | 42.6203 | 74.4828 | 101.3361
5 | 2041 | 218.845 | 175.9663 | 57.3586 | 55.0488 | 0 | 0 | 0 | 55.0488 | 55.0488 | 55.0488 | 19.5763 | 36.9148 | 49.2489
6 | 2041 | 145.8018 | 12.9025 | 38.2142 | 23.9736 | 0 | 0 | 0 | 23.9736 | 23.9736 | 23.9736 | 13.0424 | 26.2627 | 34.4801
7 | 2041 | 154.3438 | 0 | 40.453 | 23.7153 | 0 | 0 | 0 | 23.7153 | 23.7153 | 23.7153 | 13.8065 | 27.5084 | 36.2072
8 | 2041 | 73.7047 | 0 | 19.3178 | 11.3249 | 0 | 0 | 0 | 11.3249 | 11.3249 | 11.3249 | 6.5931 | 15.7486 | 19.9026
9 | 2041 | 128.1828 | 32.6138 | 33.5963 | 23.6661 | 0 | 0 | 0 | 23.6661 | 23.6661 | 23.6661 | 11.4663 | 23.6932 | 30.9177
10 | 2041 | 351.0343 | 311.4691 | 92.0049 | 91.8566 | 0 | 0 | 0 | 91.8566 | 91.8566 | 91.8566 | 31.401 | 56.1923 | 75.9767
11 | 2041 | 435.024 | 730.524 | 205.8192 | 166.9553 | 0 | 0 | 0 | 166.9553 | 166.9553 | 166.9553 | 70.2455 | 119.5194 | 163.778
12 | 2041 | 542.2938 | 1293.6469 | 328.5108 | 263.5083 | 0 | 0 | 0 | 263.5083 | 263.5083 | 263.5083 | 111.6871 | 187.0807 | 257.4499
1 | 2042 | 605.9904 | 1375.191 | 358.3814 | 293.3718 | 0 | 0 | 0 | 293.3718 | 293.3718 | 293.3718 | 122.3145 | 207.8548 | 287.9164
2 | 2042 | 461.5538 | 995.8871 | 272.9619 | 216.9856 | 0 | 0 | 0 | 216.9856 | 216.9856 | 216.9856 | 93.1611 | 159.5047 | 220.4839
3 | 2042 | 700.647 | 770.2566 | 220.6828 | 212.1182 | 0 | 0 | 0 | 212.1182 | 212.1182 | 212.1182 | 75.3183 | 129.9131 | 179.2132
4 | 2042 | 472.8828 | 422.2615 | 123.9411 | 127.7892 | 0 | 0 | 0 | 127.7892 | 127.7892 | 127.7892 | 42.3007 | 75.1544 | 102.8426
5 | 2042 | 220.6803 | 178.3106 | 57.8396 | 57.2847 | 0 | 0 | 0 | 57.2847 | 57.2847 | 57.2847 | 19.7405 | 37.739 | 50.6602
6 | 2042 | 147.0519 | 17.7706 | 38.5418 | 25.5011 | 0 | 0 | 0 | 25.5011 | 25.5011 | 25.5011 | 13.1542 | 26.8158 | 35.426
7 | 2042 | 154.4647 | 0 | 40.4847 | 24.4459 | 0 | 0 | 0 | 24.4459 | 24.4459 | 24.4459 | 13.8173 | 27.9156 | 36.9598
8 | 2042 | 73.2189 | 0 | 19.1904 | 11.5878 | 0 | 0 | 0 | 11.5878 | 11.5878 | 11.5878 | 6.5496 | 15.8624 | 20.1495
9 | 2042 | 127.3881 | 16.7165 | 33.388 | 22.2569 | 0 | 0 | 0 | 22.2569 | 22.2569 | 22.2569 | 11.3952 | 23.8986 | 31.3574
10 | 2042 | 347.8487 | 298.0596 | 91.17 | 92.4267 | 0 | 0 | 0 | 92.4267 | 92.4267 | 92.4267 | 31.1161 | 56.605 | 76.9722
11 | 2042 | 439.6856 | 733.6879 | 204.9443 | 172.8355 | 0 | 0 | 0 | 172.8355 | 172.8355 | 172.8355 | 69.9469 | 121.0047 | 166.7888
12 | 2042 | 533.2207 | 1317.6111 | 318.6469 | 272.0439 | 0 | 0 | 0 | 272.0439 | 272.0439 | 272.0439 | 112.1899 | 191.0634 | 264.498
1 | 2043 | 632.8618 | 1389.8746 | 384.7798 | 310.9497 | 0 | 0 | 0 | 310.9497 | 310.9497 | 310.9497 | 122.957 | 209.1564 | 296.485
2 | 2043 | 470.8608 | 1036.7149 | 278.466 | 230.6813 | 0 | 0 | 0 | 230.6813 | 230.6813 | 230.6813 | 95.0396 | 162.8027 | 230.3032
3 | 2043 | 662.9652 | 793.5581 | 226.6199 | 217.3912 | 0 | 0 | 0 | 217.3912 | 217.3912 | 217.3912 | 77.3447 | 133.4222 | 188.3552
4 | 2043 | 483.1459 | 432.5168 | 126.631 | 134.6204 | 0 | 0 | 0 | 134.6204 | 134.6204 | 134.6204 | 43.2188 | 76.7599 | 107.4555
5 | 2043 | 220.1338 | 176.2713 | 57.6963 | 58.6508 | 0 | 0 | 0 | 58.6508 | 58.6508 | 58.6508 | 19.6916 | 37.6957 | 51.6814
6 | 2043 | 147.8908 | 13.6173 | 38.7617 | 25.8664 | 0 | 0 | 0 | 25.8664 | 25.8664 | 25.8664 | 13.2293 | 26.9657 | 36.3616
7 | 2043 | 154.5822 | 0 | 40.5155 | 25.1984 | 0 | 0 | 0 | 25.1984 | 25.1984 | 25.1984 | 13.8278 | 27.9595 | 37.7806
8 | 2043 | 73.5753 | 0 | 19.2838 | 11.9935 | 0 | 0 | 0 | 11.9935 | 11.9935 | 11.9935 | 6.5815 | 15.9279 | 20.6023
9 | 2043 | 127.5386 | 16.2814 | 33.4275 | 22.8929 | 0 | 0 | 0 | 22.8929 | 22.8929 | 22.8929 | 11.4087 | 23.9429 | 32.0457
10 | 2043 | 339.5238 | 299.838 | 88.9881 | 94.0721 | 0 | 0 | 0 | 94.0721 | 94.0721 | 94.0721 | 30.3714 | 55.4283 | 76.9991
11 | 2043 | 406.6875 | 745.3726 | 207.0697 | 175.5423 | 0 | 0 | 0 | 175.5423 | 175.5423 | 175.5423 | 70.6723 | 122.3434 | 172.5374
12 | 2043 | 525.7188 | 1280.8491 | 313.9244 | 273.8783 | 0 | 0 | 0 | 273.8783 | 273.8783 | 273.8783 | 110.5995 | 188.6381 | 267.1898
1 | 2044 | 630.598 | 1384.8441 | 383.0902 | 319.083 | 0 | 0 | 0 | 319.083 | 319.083 | 319.083 | 122.6598 | 214.3602 | 318.2237
2 | 2044 | 475.776 | 1021.6955 | 281.3729 | 236.6443 | 0 | 0 | 0 | 236.6443 | 236.6443 | 236.6443 | 96.0317 | 168.9104 | 250.2263
3 | 2044 | 754.4564 | 753.2845 | 217.1852 | 229.4714 | 0 | 0 | 0 | 229.4714 | 229.4714 | 229.4714 | 74.1246 | 131.5186 | 194.2845
4 | 2044 | 449.9007 | 399.9508 | 117.9175 | 128.7448 | 0 | 0 | 0 | 128.7448 | 128.7448 | 128.7448 | 40.2449 | 73.6915 | 107.7692
5 | 2044 | 218.8176 | 185.705 | 57.3514 | 61.4443 | 0 | 0 | 0 | 61.4443 | 61.4443 | 61.4443 | 19.5738 | 38.4094 | 54.9837
6 | 2044 | 147.6116 | 12.9529 | 38.6885 | 26.5071 | 0 | 0 | 0 | 26.5071 | 26.5071 | 26.5071 | 13.2043 | 27.5375 | 38.7184
7 | 2044 | 152.539 | 0 | 39.98 | 25.6113 | 0 | 0 | 0 | 25.6113 | 25.6113 | 25.6113 | 13.645 | 28.2899 | 39.844
8 | 2044 | 74.1925 | 0 | 19.4456 | 12.4569 | 0 | 0 | 0 | 12.4569 | 12.4569 | 12.4569 | 6.6367 | 16.3278 | 21.9475
9 | 2044 | 128.3801 | 16.37 | 33.648 | 23.7328 | 0 | 0 | 0 | 23.7328 | 23.7328 | 23.7328 | 11.484 | 24.6013 | 34.3254
10 | 2044 | 346.1708 | 299.4929 | 90.7302 | 97.9644 | 0 | 0 | 0 | 97.9644 | 97.9644 | 97.9644 | 30.966 | 57.8538 | 84.0746
11 | 2044 | 448.1555 | 758.9023 | 210.3987 | 188.5679 | 0 | 0 | 0 | 188.5679 | 188.5679 | 188.5679 | 71.8084 | 127.5653 | 188.3698
12 | 2044 | 549.797 | 1314.3294 | 335.672 | 292.6449 | 0 | 0 | 0 | 292.6449 | 292.6449 | 292.6449 | 112.2028 | 196.5119 | 291.5209
1 | 2045 | 622.0917 | 1401.9392 | 373.1195 | 328.4661 | 0 | 0 | 0 | 328.4661 | 328.4661 | 328.4661 | 123.1908 | 220.4703 | 317.6552
2 | 2045 | 468.3277 | 1020.5245 | 276.968 | 241.959 | 0 | 0 | 0 | 241.959 | 241.959 | 241.959 | 94.5283 | 170.3373 | 244.9104
3 | 2045 | 737.1213 | 764.3869 | 220.0073 | 235.8882 | 0 | 0 | 0 | 235.8882 | 235.8882 | 235.8882 | 75.0878 | 136.3344 | 195.571
4 | 2045 | 453.508 | 403.1838 | 118.863 | 133.674 | 0 | 0 | 0 | 133.674 | 133.674 | 133.674 | 40.5676 | 75.9558 | 107.9595
5 | 2045 | 218.8874 | 174.9875 | 57.3697 | 61.8312 | 0 | 0 | 0 | 61.8312 | 61.8312 | 61.8312 | 19.5801 | 39.2471 | 54.6938
6 | 2045 | 147.4519 | 3.7916 | 38.6467 | 26.0194 | 0 | 0 | 0 | 26.0194 | 26.0194 | 26.0194 | 13.19 | 28.0703 | 38.4758
7 | 2045 | 152.6633 | 0 | 40.0126 | 26.4011 | 0 | 0 | 0 | 26.4011 | 26.4011 | 26.4011 | 13.6562 | 28.8857 | 39.659
8 | 2045 | 74.545 | 0 | 19.538 | 12.8916 | 0 | 0 | 0 | 12.8916 | 12.8916 | 12.8916 | 6.6683 | 16.6633 | 21.9239
9 | 2045 | 127.029 | 8.5935 | 33.2939 | 23.1455 | 0 | 0 | 0 | 23.1455 | 23.1455 | 23.1455 | 11.3631 | 24.8749 | 33.8393
10 | 2045 | 345.3944 | 305.6398 | 90.5268 | 101.6113 | 0 | 0 | 0 | 101.6113 | 101.6113 | 101.6113 | 30.8965 | 59.0404 | 83.4145
11 | 2045 | 390.3941 | 761.1998 | 210.7795 | 186.6773 | 0 | 0 | 0 | 186.6773 | 186.6773 | 186.6773 | 71.9384 | 130.8258 | 187.5778
12 | 2045 | 536.0139 | 1318.1364 | 320.0172 | 297.9122 | 0 | 0 | 0 | 297.9122 | 297.9122 | 297.9122 | 112.6838 | 202.0926 | 290.9886
1 | 2046 | 601.6743 | 1348.9153 | 355.8289 | 325.5147 | 0 | 0 | 0 | 325.5147 | 325.5147 | 325.5147 | 121.4433 | 220.8515 | 305.7012
2 | 2046 | 465.9856 | 1009.7576 | 275.5829 | 247.1722 | 0 | 0 | 0 | 247.1722 | 247.1722 | 247.1722 | 94.0556 | 172.173 | 237.8875
3 | 2046 | 669.6992 | 772.9372 | 221.2806 | 234.8357 | 0 | 0 | 0 | 234.8357 | 234.8357 | 234.8357 | 75.5224 | 139.2324 | 191.9982
4 | 2046 | 459.4363 | 409.1709 | 120.4168 | 139.5852 | 0 | 0 | 0 | 139.5852 | 139.5852 | 139.5852 | 41.0979 | 78.0467 | 106.7609
5 | 2046 | 217.8853 | 175.5439 | 57.107 | 63.5861 | 0 | 0 | 0 | 63.5861 | 63.5861 | 63.5861 | 19.4905 | 39.642 | 53.2596
6 | 2046 | 146.9483 | 4.4622 | 38.5147 | 26.805 | 0 | 0 | 0 | 26.805 | 26.805 | 26.805 | 13.1449 | 28.3636 | 37.5477
7 | 2046 | 153.6245 | 0 | 40.2645 | 27.3644 | 0 | 0 | 0 | 27.3644 | 27.3644 | 27.3644 | 13.7421 | 29.4251 | 39.0264
8 | 2046 | 74.8994 | 0 | 19.6309 | 13.3415 | 0 | 0 | 0 | 13.3415 | 13.3415 | 13.3415 | 6.7 | 16.9084 | 21.5895
9 | 2046 | 126.1256 | 19.7281 | 33.0571 | 25.2505 | 0 | 0 | 0 | 25.2505 | 25.2505 | 25.2505 | 11.2823 | 25.053 | 32.9357
10 | 2046 | 351.5275 | 312.4545 | 92.1342 | 106.7139 | 0 | 0 | 0 | 106.7139 | 106.7139 | 106.7139 | 31.4451 | 60.8901 | 82.8601
11 | 2046 | 431.2703 | 736.3551 | 206.2987 | 193.9078 | 0 | 0 | 0 | 193.9078 | 193.9078 | 193.9078 | 70.4091 | 130.1441 | 179.3373
12 | 2046 | 516.7343 | 1264.4319 | 306.3329 | 294.6177 | 0 | 0 | 0 | 294.6177 | 294.6177 | 294.6177 | 109.9722 | 200.4629 | 277.298
1 | 2047 | 604.4737 | 1370.0597 | 357.4844 | 339.0015 | 0 | 0 | 0 | 339.0015 | 339.0015 | 339.0015 | 122.0083 | 223.9879 | 306.4473
2 | 2047 | 520.9991 | 1020.1825 | 275.7466 | 264.1238 | 0 | 0 | 0 | 264.1238 | 264.1238 | 264.1238 | 94.1115 | 173.917 | 237.5222
3 | 2047 | 770.3476 | 765.3986 | 220.3861 | 255.286 | 0 | 0 | 0 | 255.286 | 255.286 | 255.286 | 75.2171 | 140.0042 | 190.8396
4 | 2047 | 465.6423 | 414.8578 | 122.0433 | 145.7381 | 0 | 0 | 0 | 145.7381 | 145.7381 | 145.7381 | 41.653 | 79.7614 | 107.9125
5 | 2047 | 224.1341 | 180.4928 | 58.7448 | 67.3596 | 0 | 0 | 0 | 67.3596 | 67.3596 | 67.3596 | 20.0494 | 40.9859 | 54.5363
6 | 2047 | 146.1981 | 30.2432 | 38.3181 | 31.2192 | 0 | 0 | 0 | 31.2192 | 31.2192 | 31.2192 | 13.0778 | 28.4729 | 37.3115
7 | 2047 | 154.5822 | 0 | 40.5155 | 28.361 | 0 | 0 | 0 | 28.361 | 28.361 | 28.361 | 13.8278 | 29.819 | 39.1645
8 | 2047 | 74.4156 | 0 | 19.5041 | 13.6529 | 0 | 0 | 0 | 13.6529 | 13.6529 | 13.6529 | 6.6567 | 16.9478 | 21.4467
9 | 2047 | 125.3605 | 8.1814 | 32.8566 | 24.1891 | 0 | 0 | 0 | 24.1891 | 24.1891 | 24.1891 | 11.2139 | 25.1273 | 32.7062
10 | 2047 | 347.8078 | 309.3272 | 91.1593 | 108.7783 | 0 | 0 | 0 | 108.7783 | 108.7783 | 108.7783 | 31.1124 | 60.8424 | 81.8697
11 | 2047 | 470.8685 | 722.654 | 203.1531 | 203.0324 | 0 | 0 | 0 | 203.0324 | 203.0324 | 203.0324 | 69.3355 | 129.4476 | 176.308
12 | 2047 | 542.3395 | 1301.7839 | 328.4699 | 315.8262 | 0 | 0 | 0 | 315.8262 | 315.8262 | 315.8262 | 111.719 | 205.52 | 281.0253
1 | 2048 | 627.7313 | 1365.0157 | 381.4705 | 355.4901 | 0 | 0 | 0 | 355.4901 | 355.4901 | 355.4901 | 122.0467 | 227.7369 | 304.6821
2 | 2048 | 483.6846 | 1057.0116 | 286.0501 | 273.5176 | 0 | 0 | 0 | 273.5176 | 273.5176 | 273.5176 | 97.628 | 183.1725 | 244.7227
3 | 2048 | 671.1611 | 778.2856 | 222.8387 | 250.3902 | 0 | 0 | 0 | 250.3902 | 250.3902 | 250.3902 | 76.0542 | 143.7999 | 191.7487
4 | 2048 | 460.8078 | 410.7019 | 120.7762 | 148.5744 | 0 | 0 | 0 | 148.5744 | 148.5744 | 148.5744 | 41.2206 | 80.2281 | 106.2159
5 | 2048 | 215.3605 | 152.194 | 56.4453 | 63.4852 | 0 | 0 | 0 | 63.4852 | 63.4852 | 63.4852 | 19.2646 | 40.1582 | 52.3037
6 | 2048 | 147.5446 | 13.8492 | 38.671 | 29.9556 | 0 | 0 | 0 | 29.9556 | 29.9556 | 29.9556 | 13.1983 | 29.0871 | 37.408
7 | 2048 | 154.2195 | 0 | 40.4204 | 29.1433 | 0 | 0 | 0 | 29.1433 | 29.1433 | 29.1433 | 13.7954 | 30.1767 | 38.8741
8 | 2048 | 72.512 | 0 | 19.0052 | 13.7028 | 0 | 0 | 0 | 13.7028 | 13.7028 | 13.7028 | 6.4864 | 16.8378 | 20.9272
9 | 2048 | 128.0958 | 20.9099 | 33.5735 | 27.3375 | 0 | 0 | 0 | 27.3375 | 27.3375 | 27.3375 | 11.4585 | 25.912 | 33.1361
10 | 2048 | 347.9595 | 308.2262 | 91.1991 | 111.9055 | 0 | 0 | 0 | 111.9055 | 111.9055 | 111.9055 | 31.126 | 61.8053 | 81.4289
11 | 2048 | 476.8112 | 761.497 | 210.9819 | 217.0013 | 0 | 0 | 0 | 217.0013 | 217.0013 | 217.0013 | 72.0075 | 136.4147 | 181.8122
12 | 2048 | 535.6252 | 1316.9898 | 319.7894 | 325.2728 | 0 | 0 | 0 | 325.2728 | 325.2728 | 325.2728 | 112.6084 | 210.512 | 281.5067
1 | 2049 | 612.6621 | 1354.1502 | 367.4827 | 359.9979 | 0 | 0 | 0 | 359.9979 | 359.9979 | 359.9979 | 121.3149 | 232.639 | 307.8491
2 | 2049 | 459.7762 | 997.7337 | 271.9106 | 266.7134 | 0 | 0 | 0 | 266.7134 | 266.7134 | 266.7134 | 92.8023 | 179.137 | 236.6704
3 | 2049 | 785.3491 | 764.5917 | 220.273 | 273.0046 | 0 | 0 | 0 | 273.0046 | 273.0046 | 273.0046 | 75.1785 | 146.0672 | 192.6747
4 | 2049 | 467.9308 | 417.6321 | 122.6432 | 155.4868 | 0 | 0 | 0 | 155.4868 | 155.4868 | 155.4868 | 41.8577 | 83.5431 | 109.4931
5 | 2049 | 217.2494 | 179.5066 | 56.9404 | 69.9696 | 0 | 0 | 0 | 69.9696 | 69.9696 | 69.9696 | 19.4336 | 41.4657 | 53.5137
6 | 2049 | 147.6468 | 9.0816 | 38.6978 | 30.1389 | 0 | 0 | 0 | 30.1389 | 30.1389 | 30.1389 | 13.2074 | 29.7828 | 37.9708
7 | 2049 | 153.5036 | 0 | 40.2328 | 29.8783 | 0 | 0 | 0 | 29.8783 | 29.8783 | 29.8783 | 13.7313 | 30.7659 | 39.2787
8 | 2049 | 73.7047 | 0 | 19.3178 | 14.346 | 0 | 0 | 0 | 14.346 | 14.346 | 14.346 | 6.5931 | 17.3715 | 21.4589
9 | 2049 | 127.7355 | 11.0811 | 33.4791 | 26.5716 | 0 | 0 | 0 | 26.5716 | 26.5716 | 26.5716 | 11.4263 | 26.4406 | 33.5245
10 | 2049 | 334.8606 | 305.8189 | 90.3668 | 112.7429 | 0 | 0 | 0 | 112.7429 | 112.7429 | 112.7429 | 30.8419 | 62.8727 | 81.9934
11 | 2049 | 447.2839 | 736.3801 | 205.5674 | 214.249 | 0 | 0 | 0 | 214.249 | 214.249 | 214.249 | 70.1595 | 136.6494 | 180.1454
12 | 2049 | 529.6014 | 1292.0482 | 316.2249 | 329.7057 | 0 | 0 | 0 | 329.7057 | 329.7057 | 329.7057 | 111.3895 | 214.0146 | 283.0713
1 | 2050 | 599.3721 | 1348.0152 | 354.4674 | 365.6448 | 0 | 0 | 0 | 365.6448 | 365.6448 | 365.6448 | 120.9786 | 233.2716 | 305.8171
2 | 2050 | 459.8893 | 991.7345 | 271.9775 | 273.7904 | 0 | 0 | 0 | 273.7904 | 273.7904 | 273.7904 | 92.8251 | 180.1494 | 235.8125
3 | 2050 | 654.5332 | 792.0191 | 226.2697 | 265.7242 | 0 | 0 | 0 | 265.7242 | 265.7242 | 265.7242 | 77.2252 | 150.7143 | 197.0228
4 | 2050 | 471.7705 | 421.4304 | 123.6495 | 161.5245 | 0 | 0 | 0 | 161.5245 | 161.5245 | 161.5245 | 42.2012 | 84.6284 | 109.9346
5 | 2050 | 219.2092 | 186.389 | 57.454 | 73.5549 | 0 | 0 | 0 | 73.5549 | 73.5549 | 73.5549 | 19.6089 | 41.9995 | 53.7581
6 | 2050 | 147.88 | 9.083 | 38.7589 | 31.09 | 0 | 0 | 0 | 31.09 | 31.09 | 31.09 | 13.2283 | 29.9601 | 37.8925
7 | 2050 | 152.7842 | 0 | 40.0442 | 30.6304 | 0 | 0 | 0 | 30.6304 | 30.6304 | 30.6304 | 13.667 | 30.7879 | 38.9834
8 | 2050 | 74.8994 | 0 | 19.6309 | 15.0159 | 0 | 0 | 0 | 15.0159 | 15.0159 | 15.0159 | 6.7 | 17.642 | 21.6597
9 | 2050 | 127.5051 | 26.4829 | 33.4187 | 29.7692 | 0 | 0 | 0 | 29.7692 | 29.7692 | 29.7692 | 11.4057 | 26.5211 | 33.3606
10 | 2050 | 332.8185 | 304.7138 | 89.9612 | 115.5608 | 0 | 0 | 0 | 115.5608 | 115.5608 | 115.5608 | 30.7035 | 62.9337 | 81.3452
11 | 2050 | 392.2976 | 758.5485 | 209.7533 | 216.1284 | 0 | 0 | 0 | 216.1284 | 216.1284 | 216.1284 | 71.5882 | 140.078 | 183.0062
12 | 2050 | 524.0169 | 1267.1678 | 312.9201 | 334.2326 | 0 | 0 | 0 | 334.2326 | 334.2326 | 334.2326 | 110.2592 | 213.0453 | 279.1628

## Z to Station Mapping
Zone | Weather Location | State | Climate Zone
10 | Yakima | WA | 5
11 | Yakima | WA | 5
20 | Walla Walla | WA | 5
24 | Baker City | OR | 5
26 | Bremerton | WA | 4
30-S | Bremerton | WA | 4
30-W | Bellingham | WA | 4
GTN | Redmond | OR | 5
ME-OR | Pendleton | OR | 5
ME-WA | Walla Walla | WA | 5

## Weather Data
Month | Day | Year |  | Baker City | Bellingham | Bremerton | Pendleton | Redmond | Walla Walla | Yakima | Month | Day | Year |  | Baker City | Bellingham | Bremerton | Pendleton | Redmond | Walla Walla | Yakima | Normal
1 | 1 | 2022 | 2022-01-01 | 62 | 28 | 30 | 52.5 | 43.5 | 47.5 | 45 | 1 | 1 | 2022 | 2022-01-01 | 27 | 15 | 14.5 | 17.5 | 16 | 20.5 | 30.5 | Actual
1 | 2 | 2022 | 2022-01-02 | 44.5 | 16.5 | 24.5 | 33.5 | 23.5 | 33 | 43.5 | 1 | 2 | 2022 | 2022-01-02 | 30 | 13.5 | 19 | 20 | 24 | 18 | 33
1 | 3 | 2022 | 2022-01-03 | 33 | 21 | 26 | 23 | 24.5 | 22 | 43 | 1 | 3 | 2022 | 2022-01-03 | 33 | 16.5 | 19 | 25.5 | 23 | 24 | 32.5
1 | 4 | 2022 | 2022-01-04 | 29 | 28 | 26 | 25.5 | 22.5 | 27.5 | 40.5 | 1 | 4 | 2022 | 2022-01-04 | 29 | 17 | 14.5 | 27.5 | 19 | 25.5 | 26.5
1 | 5 | 2022 | 2022-01-05 | 30 | 35 | 25.5 | 28 | 18.5 | 31 | 34.5 | 1 | 5 | 2022 | 2022-01-05 | 29.5 | 15.5 | 14.5 | 24.5 | 15.5 | 24.5 | 24.5
1 | 6 | 2022 | 2022-01-06 | 25 | 24 | 17.5 | 22.5 | 12.5 | 23.5 | 29 | 1 | 6 | 2022 | 2022-01-06 | 31.5 | 20.5 | 21 | 28 | 24.5 | 26.5 | 27
1 | 7 | 2022 | 2022-01-07 | 28.5 | 25 | 23.5 | 20.5 | 22.5 | 20 | 26 | 1 | 7 | 2022 | 2022-01-07 | 33.5 | 23.5 | 21 | 32.5 | 31 | 31.5 | 31.5
1 | 8 | 2022 | 2022-01-08 | 37.5 | 22.5 | 25 | 23.5 | 24.5 | 22 | 38 | 1 | 8 | 2022 | 2022-01-08 | 36 | 19.5 | 19 | 33.5 | 31 | 31.5 | 28.5
1 | 9 | 2022 | 2022-01-09 | 36 | 22.5 | 20 | 26.5 | 19.5 | 30 | 37.5 | 1 | 9 | 2022 | 2022-01-09 | 33 | 10 | 12.5 | 29 | 20 | 28.5 | 27
1 | 10 | 2022 | 2022-01-10 | 38.5 | 15 | 18 | 26 | 18.5 | 29.5 | 37 | 1 | 10 | 2022 | 2022-01-10 | 27.5 | 11 | 16.5 | 29 | 27.5 | 28 | 26
1 | 11 | 2022 | 2022-01-11 | 33.5 | 7.5 | 11 | 15.5 | 11.5 | 17.5 | 30.5 | 1 | 11 | 2022 | 2022-01-11 | 24.5 | 3 | 13.5 | 20.5 | 12 | 23.5 | 26.5
1 | 12 | 2022 | 2022-01-12 | 33.5 | 9 | 13.5 | 15.5 | 14.5 | 13.5 | 28 | 1 | 12 | 2022 | 2022-01-12 | 25 | 7.5 | 12 | 18 | 11 | 9.5 | 24.5
1 | 13 | 2022 | 2022-01-13 | 35.5 | 14 | 17 | 23 | 20.5 | 22 | 29 | 1 | 13 | 2022 | 2022-01-13 | 25 | 10.5 | 11.5 | 14.5 | 17 | 13.5 | 22.5
1 | 14 | 2022 | 2022-01-14 | 35 | 15 | 17.5 | 19 | 20 | 27.5 | 31.5 | 1 | 14 | 2022 | 2022-01-14 | 28.5 | 10 | 15.5 | 14 | 22 | 12 | 25
1 | 15 | 2022 | 2022-01-15 | 31 | 18 | 20 | 29.5 | 20 | 29.5 | 26.5 | 1 | 15 | 2022 | 2022-01-15 | 24.5 | 11.5 | 15.5 | 9 | 10 | 5.5 | 19.5
1 | 16 | 2022 | 2022-01-16 | 31.5 | 18 | 20.5 | 30.5 | 21 | 31 | 28.5 | 1 | 16 | 2022 | 2022-01-16 | 23.5 | 20.5 | 20 | 13.5 | 14.5 | 13 | 19.5
1 | 17 | 2022 | 2022-01-17 | 33 | 17.5 | 18.5 | 25 | 22.5 | 25.5 | 30.5 | 1 | 17 | 2022 | 2022-01-17 | 24.5 | 13 | 14.5 | 15 | 16.5 | 14 | 21.5
1 | 18 | 2022 | 2022-01-18 | 34 | 16 | 15 | 19 | 23 | 21.5 | 33 | 1 | 18 | 2022 | 2022-01-18 | 20.5 | 9 | 12.5 | 8 | 18.5 | 4.5 | 20.5
1 | 19 | 2022 | 2022-01-19 | 29.5 | 12 | 12.5 | 22.5 | 20 | 26.5 | 32 | 1 | 19 | 2022 | 2022-01-19 | 21.5 | 8 | 12.5 | 10 | 16.5 | 5 | 22.5
1 | 20 | 2022 | 2022-01-20 | 30 | 14 | 16.5 | 14 | 19.5 | 14.5 | 20 | 1 | 20 | 2022 | 2022-01-20 | 23 | 12 | 14.5 | 12.5 | 21.5 | 9.5 | 23
1 | 21 | 2022 | 2022-01-21 | 34 | 17.5 | 19.5 | 22.5 | 23 | 22.5 | 31 | 1 | 21 | 2022 | 2022-01-21 | 25.5 | 13.5 | 16 | 12.5 | 19.5 | 13 | 20.5
1 | 22 | 2022 | 2022-01-22 | 35.5 | 21 | 21 | 23.5 | 23.5 | 28.5 | 32.5 | 1 | 22 | 2022 | 2022-01-22 | 31 | 13.5 | 22 | 24.5 | 26 | 23.5 | 17.5
1 | 23 | 2022 | 2022-01-23 | 34.5 | 25 | 22 | 29.5 | 16 | 31 | 34.5 | 1 | 23 | 2022 | 2022-01-23 | 27 | 19.5 | 20 | 18 | 26.5 | 18 | 19.5
1 | 24 | 2022 | 2022-01-24 | 41.5 | 23.5 | 22 | 30.5 | 19.5 | 31.5 | 33.5 | 1 | 24 | 2022 | 2022-01-24 | 31 | 20.5 | 24.5 | 19.5 | 27 | 17.5 | 28.5
1 | 25 | 2022 | 2022-01-25 | 38 | 26.5 | 22.5 | 31.5 | 24.5 | 29.5 | 34 | 1 | 25 | 2022 | 2022-01-25 | 26 | 12.5 | 19 | 20 | 21 | 17.5 | 23
1 | 26 | 2022 | 2022-01-26 | 36 | 26 | 22.5 | 31 | 32.5 | 30.5 | 31 | 1 | 26 | 2022 | 2022-01-26 | 27 | 20 | 21 | 23.5 | 25.5 | 21.5 | 18.5
1 | 27 | 2022 | 2022-01-27 | 43.5 | 22.5 | 21.5 | 31.5 | 37.5 | 31.5 | 30.5 | 1 | 27 | 2022 | 2022-01-27 | 28.5 | 20.5 | 27 | 21 | 25 | 18.5 | 20
1 | 28 | 2022 | 2022-01-28 | 43.5 | 23.5 | 23 | 32 | 24.5 | 32 | 31.5 | 1 | 28 | 2022 | 2022-01-28 | 26.5 | 15.5 | 16 | 23 | 23.5 | 24 | 20.5
1 | 29 | 2022 | 2022-01-29 | 42.5 | 24 | 19.5 | 32 | 21 | 32 | 31.5 | 1 | 29 | 2022 | 2022-01-29 | 25 | 14 | 20.5 | 25.5 | 23.5 | 22.5 | 19
1 | 30 | 2022 | 2022-01-30 | 43.5 | 17.5 | 23 | 24.5 | 18.5 | 25 | 29 | 1 | 30 | 2022 | 2022-01-30 | 25.5 | 15 | 19 | 23.5 | 22.5 | 21 | 21
1 | 31 | 2022 | 2022-01-31 | 39.5 | 20 | 21.5 | 23 | 31 | 22.5 | 29 | 1 | 31 | 2022 | 2022-01-31 | 29 | 14 | 18.5 | 18.5 | 20 | 17 | 22
2 | 1 | 2022 | 2022-02-01 | 42 | 24 | 26 | 26 | 30.5 | 28 | 31 | 2 | 1 | 2022 | 2022-02-01 | 31 | 17 | 19 | 18.5 | 25.5 | 22.5 | 26
2 | 2 | 2022 | 2022-02-02 | 39.5 | 26.5 | 24.5 | 28 | 26.5 | 29 | 32.5 | 2 | 2 | 2022 | 2022-02-02 | 27.5 | 14 | 24.5 | 17.5 | 22.5 | 17 | 20
2 | 3 | 2022 | 2022-02-03 | 44.5 | 20 | 16 | 22.5 | 20.5 | 26.5 | 32 | 2 | 3 | 2022 | 2022-02-03 | 28.5 | 17.5 | 23.5 | 23 | 20 | 22 | 19.5
2 | 4 | 2022 | 2022-02-04 | 46.5 | 14.5 | 17 | 23.5 | 21.5 | 25 | 32 | 2 | 4 | 2022 | 2022-02-04 | 27 | 11.5 | 16.5 | 17.5 | 21.5 | 18.5 | 19.5
2 | 5 | 2022 | 2022-02-05 | 47 | 19 | 21.5 | 18.5 | 21.5 | 20 | 23.5 | 2 | 5 | 2022 | 2022-02-05 | 24.5 | 10 | 19 | 14.5 | 17.5 | 16.5 | 16
2 | 6 | 2022 | 2022-02-06 | 43 | 16.5 | 17.5 | 17 | 16 | 18.5 | 26.5 | 2 | 6 | 2022 | 2022-02-06 | 26 | 14 | 17.5 | 21 | 26 | 22 | 15
2 | 7 | 2022 | 2022-02-07 | 42.5 | 15.5 | 15 | 12.5 | 15 | 14.5 | 22.5 | 2 | 7 | 2022 | 2022-02-07 | 30 | 15 | 17.5 | 19 | 21.5 | 20 | 15
2 | 8 | 2022 | 2022-02-08 | 44 | 15 | 19 | 16 | 14.5 | 13.5 | 23.5 | 2 | 8 | 2022 | 2022-02-08 | 28 | 17.5 | 19 | 17 | 20 | 17.5 | 17.5
2 | 9 | 2022 | 2022-02-09 | 32 | 13.5 | 17.5 | 8 | 11 | 7.5 | 15.5 | 2 | 9 | 2022 | 2022-02-09 | 26 | 21 | 28 | 17.5 | 22.5 | 17.5 | 16.5
2 | 10 | 2022 | 2022-02-10 | 31 | 17.5 | 16.5 | 10.5 | 13.5 | 11 | 10.5 | 2 | 10 | 2022 | 2022-02-10 | 25.5 | 20.5 | 30 | 19.5 | 27.5 | 16 | 23
2 | 11 | 2022 | 2022-02-11 | 32 | 18.5 | 15 | 21.5 | 21 | 21.5 | 20.5 | 2 | 11 | 2022 | 2022-02-11 | 25.5 | 12.5 | 22.5 | 13.5 | 18.5 | 11 | 21
2 | 12 | 2022 | 2022-02-12 | 37 | 20.5 | 20 | 24.5 | 24.5 | 23.5 | 22.5 | 2 | 12 | 2022 | 2022-02-12 | 24 | 9 | 23.5 | 11 | 17 | 9.5 | 16
2 | 13 | 2022 | 2022-02-13 | 32.5 | 18 | 19.5 | 20 | 13.5 | 21 | 23 | 2 | 13 | 2022 | 2022-02-13 | 27.5 | 7.5 | 17.5 | 15 | 20 | 11.5 | 18
2 | 14 | 2022 | 2022-02-14 | 28 | 16 | 18 | 18.5 | 24 | 17.5 | 17.5 | 2 | 14 | 2022 | 2022-02-14 | 23.5 | 13.5 | 16 | 15 | 14.5 | 14.5 | 16
2 | 15 | 2022 | 2022-02-15 | 30.5 | 18 | 17.5 | 15.5 | 23.5 | 15.5 | 14.5 | 2 | 15 | 2022 | 2022-02-15 | 20 | 16.5 | 19 | 14.5 | 17.5 | 13.5 | 21
2 | 16 | 2022 | 2022-02-16 | 32.5 | 18 | 20 | 19 | 24 | 18 | 18.5 | 2 | 16 | 2022 | 2022-02-16 | 20 | 16 | 17 | 12.5 | 15.5 | 11 | 14.5
2 | 17 | 2022 | 2022-02-17 | 33.5 | 15 | 18 | 17.5 | 16.5 | 16 | 20.5 | 2 | 17 | 2022 | 2022-02-17 | 24 | 16 | 20.5 | 19.5 | 21 | 18.5 | 18.5
2 | 18 | 2022 | 2022-02-18 | 32 | 16 | 17.5 | 12.5 | 17 | 9.5 | 15.5 | 2 | 18 | 2022 | 2022-02-18 | 28.5 | 11 | 14.5 | 21.5 | 25 | 20 | 18.5
2 | 19 | 2022 | 2022-02-19 | 31 | 17 | 18.5 | 13 | 17 | 11.5 | 17.5 | 2 | 19 | 2022 | 2022-02-19 | 26.5 | 15 | 14.5 | 23 | 22.5 | 23.5 | 20.5
2 | 20 | 2022 | 2022-02-20 | 30.5 | 20 | 20.5 | 19.5 | 26.5 | 19 | 21 | 2 | 20 | 2022 | 2022-02-20 | 29.5 | 20 | 20.5 | 23.5 | 29 | 21.5 | 22.5
2 | 21 | 2022 | 2022-02-21 | 35 | 29 | 25 | 32.5 | 33 | 32 | 28 | 2 | 21 | 2022 | 2022-02-21 | 34.5 | 20 | 25.5 | 25.5 | 32.5 | 24.5 | 23.5
2 | 22 | 2022 | 2022-02-22 | 45 | 34 | 34.5 | 46.5 | 52 | 44.5 | 42 | 2 | 22 | 2022 | 2022-02-22 | 31.5 | 18.5 | 27 | 22.5 | 27 | 19.5 | 25
2 | 23 | 2022 | 2022-02-23 | 43.5 | 32 | 31 | 47.5 | 44 | 43 | 38 | 2 | 23 | 2022 | 2022-02-23 | 29.5 | 20.5 | 23.5 | 20 | 22.5 | 21.5 | 25
2 | 24 | 2022 | 2022-02-24 | 47 | 29 | 31 | 45 | 41.5 | 43 | 38.5 | 2 | 24 | 2022 | 2022-02-24 | 22.5 | 14 | 15.5 | 14 | 20.5 | 13.5 | 17.5
2 | 25 | 2022 | 2022-02-25 | 45.5 | 25 | 24.5 | 39 | 29.5 | 35 | 34.5 | 2 | 25 | 2022 | 2022-02-25 | 20.5 | 10 | 12.5 | 14.5 | 20 | 10.5 | 18
2 | 26 | 2022 | 2022-02-26 | 37 | 19 | 23 | 31 | 19 | 29.5 | 31 | 2 | 26 | 2022 | 2022-02-26 | 23 | 12.5 | 13.5 | 9.5 | 14.5 | 4.5 | 19
2 | 27 | 2022 | 2022-02-27 | 31 | 13 | 12.5 | 15 | 10.5 | 12 | 18.5 | 2 | 27 | 2022 | 2022-02-27 | 25 | 10 | 12.5 | 12 | 17.5 | 9.5 | 16.5
2 | 28 | 2022 | 2022-02-28 | 23.5 | 14 | 9 | 4.5 | 4.5 | 4.5 | 10 | 2 | 28 | 2022 | 2022-02-28 | 23 | 10.5 | 15 | 14 | 19.5 | 11.5 | 16.5
3 | 1 | 2022 | 2022-03-01 | 19.5 | 8 | 9 | 4.5 | 7 | 4 | 6.5 | 3 | 1 | 2022 | 2022-03-01 | 24 | 13 | 13 | 10.5 | 17 | 13.5 | 14.5
3 | 2 | 2022 | 2022-03-02 | 21.5 | 16 | 14.5 | 12.5 | 12 | 11.5 | 11 | 3 | 2 | 2022 | 2022-03-02 | 15 | 9.5 | 11.5 | 6 | 11 | 4.5 | 9.5
3 | 3 | 2022 | 2022-03-03 | 27 | 16 | 18.5 | 20 | 24.5 | 19 | 19 | 3 | 3 | 2022 | 2022-03-03 | 20.5 | 15 | 16 | 12 | 20.5 | 10.5 | 10
3 | 4 | 2022 | 2022-03-04 | 25 | 19 | 21 | 21 | 24 | 19.5 | 19 | 3 | 4 | 2022 | 2022-03-04 | 21.5 | 15.5 | 16 | 15.5 | 21 | 14 | 16
3 | 5 | 2022 | 2022-03-05 | 24 | 16.5 | 21 | 20.5 | 25 | 20.5 | 19 | 3 | 5 | 2022 | 2022-03-05 | 23.5 | 14.5 | 15.5 | 14 | 25 | 12 | 16
3 | 6 | 2022 | 2022-03-06 | 29.5 | 17 | 18.5 | 18.5 | 24 | 18 | 17 | 3 | 6 | 2022 | 2022-03-06 | 23 | 16 | 13 | 14.5 | 21 | 13.5 | 16.5
3 | 7 | 2022 | 2022-03-07 | 21.5 | 15 | 18.5 | 12 | 13.5 | 11.5 | 11 | 3 | 7 | 2022 | 2022-03-07 | 20.5 | 20.5 | 19 | 16 | 20.5 | 13 | 15.5
3 | 8 | 2022 | 2022-03-08 | 27 | 14.5 | 22 | 23.5 | 21.5 | 24.5 | 20.5 | 3 | 8 | 2022 | 2022-03-08 | 26.5 | 22.5 | 27 | 19.5 | 25 | 17.5 | 21
3 | 9 | 2022 | 2022-03-09 | 37 | 22 | 26.5 | 30 | 37 | 28.5 | 32 | 3 | 9 | 2022 | 2022-03-09 | 32 | 23 | 25 | 26 | 31.5 | 22 | 27
3 | 10 | 2022 | 2022-03-10 | 30.5 | 22 | 21 | 24.5 | 22.5 | 23 | 24.5 | 3 | 10 | 2022 | 2022-03-10 | 29 | 17.5 | 19 | 22.5 | 31.5 | 19 | 19
3 | 11 | 2022 | 2022-03-11 | 24 | 18.5 | 13.5 | 11.5 | 11.5 | 11 | 22 | 3 | 11 | 2022 | 2022-03-11 | 24.5 | 15 | 20.5 | 19 | 17.5 | 14 | 17.5
3 | 12 | 2022 | 2022-03-12 | 14 | 15 | 13 | 4.5 | 8 | 6 | 11 | 3 | 12 | 2022 | 2022-03-12 | 19.5 | 15.5 | 18.5 | 15.5 | 16 | 10 | 18
3 | 13 | 2022 | 2022-03-13 | 22 | 9.5 | 14.5 | 14.5 | 16 | 14 | 9 | 3 | 13 | 2022 | 2022-03-13 | 27 | 15 | 21 | 20 | 27 | 15.5 | 21
3 | 14 | 2022 | 2022-03-14 | 18 | 12.5 | 17 | 9.5 | 8 | 9.5 | 16.5 | 3 | 14 | 2022 | 2022-03-14 | 26 | 17.5 | 20 | 20 | 23.5 | 16 | 21
3 | 15 | 2022 | 2022-03-15 | 20.5 | 13 | 14.5 | 11 | 20 | 10.5 | 16 | 3 | 15 | 2022 | 2022-03-15 | 22.5 | 10.5 | 9 | 13 | 15.5 | 11.5 | 10.5
3 | 16 | 2022 | 2022-03-16 | 26 | 13 | 14 | 17.5 | 19 | 16.5 | 16.5 | 3 | 16 | 2022 | 2022-03-16 | 13.5 | 6.5 | 14.5 | 7 | 11 | 5 | 9
3 | 17 | 2022 | 2022-03-17 | 22.5 | 16 | 16 | 17 | 20 | 12.5 | 21.5 | 3 | 17 | 2022 | 2022-03-17 | 19 | 15 | 20 | 14 | 24.5 | 13.5 | 17.5
3 | 18 | 2022 | 2022-03-18 | 18.5 | 12 | 13 | 11.5 | 14.5 | 11 | 16 | 3 | 18 | 2022 | 2022-03-18 | 21 | 20 | 20.5 | 21.5 | 26 | 16 | 17
3 | 19 | 2022 | 2022-03-19 | 21 | 14.5 | 18 | 15 | 25 | 16.5 | 18.5 | 3 | 19 | 2022 | 2022-03-19 | 25 | 16.5 | 11 | 20 | 24 | 14.5 | 16.5
3 | 20 | 2022 | 2022-03-20 | 23 | 17 | 19.5 | 16.5 | 25 | 17 | 18 | 3 | 20 | 2022 | 2022-03-20 | 24 | 13.5 | 13 | 14 | 14 | 14.5 | 17.5
3 | 21 | 2022 | 2022-03-21 | 19.5 | 15 | 16 | 14.5 | 16.5 | 14 | 15.5 | 3 | 21 | 2022 | 2022-03-21 | 20 | 11.5 | 11 | 13.5 | 17 | 11.5 | 10.5
3 | 22 | 2022 | 2022-03-22 | 16 | 9 | 6 | 7.5 | 5 | 7.5 | 10 | 3 | 22 | 2022 | 2022-03-22 | 23 | 14 | 15 | 12.5 | 22 | 11.5 | 16
3 | 23 | 2022 | 2022-03-23 | 12 | 17 | 14 | 8 | 9.5 | 8 | 8.5 | 3 | 23 | 2022 | 2022-03-23 | 25 | 11.5 | 14.5 | 17 | 20 | 12 | 17
3 | 24 | 2022 | 2022-03-24 | 14.5 | 13 | 14 | 10.5 | 11 | 9 | 15 | 3 | 24 | 2022 | 2022-03-24 | 23.5 | 9 | 6.5 | 10 | 15 | 8 | 13.5
3 | 25 | 2022 | 2022-03-25 | 12 | 11 | 11 | 9.5 | 11 | 9 | 13 | 3 | 25 | 2022 | 2022-03-25 | 21 | 12.5 | 12.5 | 8 | 17.5 | 9 | 9.5
3 | 26 | 2022 | 2022-03-26 | 9.5 | 9.5 | 11 | 5 | 5.5 | 4 | 6 | 3 | 26 | 2022 | 2022-03-26 | 23 | 11.5 | 14 | 13.5 | 22 | 10.5 | 14
3 | 27 | 2022 | 2022-03-27 | 6.5 | 6.5 | 5 | 6 | 7 | 5 | 2.5 | 3 | 27 | 2022 | 2022-03-27 | 23.5 | 9 | 10 | 10.5 | 14 | 9 | 17.5
3 | 28 | 2022 | 2022-03-28 | 12 | 13.5 | 15 | 4.5 | 13 | 3.5 | 5.5 | 3 | 28 | 2022 | 2022-03-28 | 14.5 | 7.5 | 12.5 | 5.5 | 12 | 4 | 11.5
3 | 29 | 2022 | 2022-03-29 | 14 | 11 | 12.5 | 5.5 | 9.5 | 4.5 | 6 | 3 | 29 | 2022 | 2022-03-29 | 12.5 | 13.5 | 18.5 | 7.5 | 17 | 5 | 13.5
3 | 30 | 2022 | 2022-03-30 | 20.5 | 11.5 | 13.5 | 12.5 | 21 | 12 | 13.5 | 3 | 30 | 2022 | 2022-03-30 | 22 | 14 | 18.5 | 19 | 23.5 | 17 | 19.5
3 | 31 | 2022 | 2022-03-31 | 26 | 13.5 | 15.5 | 16.5 | 22.5 | 14.5 | 17 | 3 | 31 | 2022 | 2022-03-31 | 28.5 | 15 | 17 | 19.5 | 26.5 | 16 | 21.5
4 | 1 | 2022 | 2022-04-01 | 18.5 | 13 | 16.5 | 12 | 15.5 | 9.5 | 12.5 | 4 | 1 | 2022 | 2022-04-01 | 27 | 16.5 | 20 | 16.5 | 26 | 14.5 | 21
4 | 2 | 2022 | 2022-04-02 | 22.5 | 10.5 | 13.5 | 15.5 | 15.5 | 13.5 | 11 | 4 | 2 | 2022 | 2022-04-02 | 31 | 14 | 22.5 | 20 | 22.5 | 16.5 | 21.5
4 | 3 | 2022 | 2022-04-03 | 15 | 10.5 | 15 | 10.5 | 12.5 | 10 | 9 | 4 | 3 | 2022 | 2022-04-03 | 31.5 | 16.5 | 20.5 | 18.5 | 29 | 16.5 | 19.5
4 | 4 | 2022 | 2022-04-04 | 20.5 | 15 | 18.5 | 13.5 | 20 | 15.5 | 15 | 4 | 4 | 2022 | 2022-04-04 | 28 | 11.5 | 16.5 | 17.5 | 20 | 15 | 17.5
4 | 5 | 2022 | 2022-04-05 | 30.5 | 18 | 18.5 | 19.5 | 27.5 | 18.5 | 20 | 4 | 5 | 2022 | 2022-04-05 | 20.5 | 13 | 19 | 16.5 | 22.5 | 14 | 15
4 | 6 | 2022 | 2022-04-06 | 21.5 | 12.5 | 12.5 | 14.5 | 14.5 | 12 | 16.5 | 4 | 6 | 2022 | 2022-04-06 | 26.5 | 14 | 14.5 | 14.5 | 23 | 12.5 | 15
4 | 7 | 2022 | 2022-04-07 | 10.5 | 5 | 2.5 | 7 | 4 | 7 | 6.5 | 4 | 7 | 2022 | 2022-04-07 | 20.5 | 14.5 | 16.5 | 10.5 | 13.5 | 9.5 | 13.5
4 | 8 | 2022 | 2022-04-08 | 15 | 12 | 20.5 | 13 | 20.5 | 14.5 | 12 | 4 | 8 | 2022 | 2022-04-08 | 23.5 | 16.5 | 17 | 18 | 27 | 13.5 | 20.5
4 | 9 | 2022 | 2022-04-09 | 26.5 | 16 | 19 | 17.5 | 20.5 | 19.5 | 19.5 | 4 | 9 | 2022 | 2022-04-09 | 27 | 19 | 20 | 19.5 | 28.5 | 15 | 20
4 | 10 | 2022 | 2022-04-10 | 26.5 | 19 | 19.5 | 17.5 | 21 | 21.5 | 18.5 | 4 | 10 | 2022 | 2022-04-10 | 25 | 16.5 | 14.5 | 18 | 25.5 | 14 | 19.5
4 | 11 | 2022 | 2022-04-11 | 26 | 12 | 18.5 | 22.5 | 29 | 23.5 | 24.5 | 4 | 11 | 2022 | 2022-04-11 | 13 | 7.5 | 11 | 11 | 19.5 | 7 | 8
4 | 12 | 2022 | 2022-04-12 | 30.5 | 20 | 24.5 | 24 | 24.5 | 24.5 | 24 | 4 | 12 | 2022 | 2022-04-12 | 18 | 4.5 | 9.5 | 10.5 | 15.5 | 8.5 | 7.5
4 | 13 | 2022 | 2022-04-13 | 27 | 19.5 | 24 | 22.5 | 22.5 | 22 | 28 | 4 | 13 | 2022 | 2022-04-13 | 16.5 | 10 | 12 | 7 | 18 | 6 | 10
4 | 14 | 2022 | 2022-04-14 | 31.5 | 18.5 | 21.5 | 22.5 | 27.5 | 24.5 | 27.5 | 4 | 14 | 2022 | 2022-04-14 | 19 | 8 | 15.5 | 9 | 17 | 5.5 | 15.5
4 | 15 | 2022 | 2022-04-15 | 25 | 18.5 | 18 | 18.5 | 19.5 | 20 | 20.5 | 4 | 15 | 2022 | 2022-04-15 | 13 | 12 | 12.5 | 4.5 | 12 | 5 | 7.5
4 | 16 | 2022 | 2022-04-16 | 28 | 15 | 21.5 | 24 | 27 | 26 | 27 | 4 | 16 | 2022 | 2022-04-16 | 10 | 11 | 4.5 | 6.5 | 11.5 | 4.5 | 5
4 | 17 | 2022 | 2022-04-17 | 22 | 10 | 13 | 15 | 16.5 | 14 | 17 | 4 | 17 | 2022 | 2022-04-17 | 10 | 7 | 11 | 2.5 | 9.5 | 0 | 2.5
4 | 18 | 2022 | 2022-04-18 | 13 | 13.5 | 18 | 15.5 | 17 | 13.5 | 19.5 | 4 | 18 | 2022 | 2022-04-18 | 7 | 2.5 | 5.5 | 3.5 | 8 | 0.5 | 7
4 | 19 | 2022 | 2022-04-19 | 22 | 17 | 16 | 16.5 | 20.5 | 14.5 | 19.5 | 4 | 19 | 2022 | 2022-04-19 | 6.5 | 0.5 | 3 | 0 | 8.5 | 0 | 0
4 | 20 | 2022 | 2022-04-20 | 17.5 | 10.5 | 16.5 | 10 | 11.5 | 9 | 16 | 4 | 20 | 2022 | 2022-04-20 | 6 | 8 | 10 | 2 | 13.5 | 0 | 1.5
4 | 21 | 2022 | 2022-04-21 | 22 | 11 | 15 | 15 | 19.5 | 13.5 | 14.5 | 4 | 21 | 2022 | 2022-04-21 | 12.5 | 13.5 | 17.5 | 11.5 | 19 | 10 | 3
4 | 22 | 2022 | 2022-04-22 | 17 | 11.5 | 12 | 9.5 | 18 | 8.5 | 11.5 | 4 | 22 | 2022 | 2022-04-22 | 12 | 13 | 13.5 | 5.5 | 16 | 4 | 2
4 | 23 | 2022 | 2022-04-23 | 20.5 | 11 | 12 | 9.5 | 15 | 12 | 8 | 4 | 23 | 2022 | 2022-04-23 | 12.5 | 13.5 | 12.5 | 8 | 13 | 6.5 | 4.5
4 | 24 | 2022 | 2022-04-24 | 12 | 4.5 | 5 | 3 | 4.5 | 4.5 | 4.5 | 4 | 24 | 2022 | 2022-04-24 | 19 | 13.5 | 13.5 | 9 | 18.5 | 9 | 8
4 | 25 | 2022 | 2022-04-25 | 7.5 | 9.5 | 14.5 | 6.5 | 8 | 5 | 8 | 4 | 25 | 2022 | 2022-04-25 | 18 | 9 | 11 | 12 | 14.5 | 9 | 11
4 | 26 | 2022 | 2022-04-26 | 20.5 | 13 | 17.5 | 10 | 14 | 10 | 12.5 | 4 | 26 | 2022 | 2022-04-26 | 13.5 | 5.5 | 10 | 7.5 | 12.5 | 6.5 | 8
4 | 27 | 2022 | 2022-04-27 | 20 | 12.5 | 15 | 13 | 17.5 | 12.5 | 11 | 4 | 27 | 2022 | 2022-04-27 | 11 | 7 | 11.5 | 6 | 16.5 | 6.5 | 5
4 | 28 | 2022 | 2022-04-28 | 23.5 | 11 | 13 | 11.5 | 19.5 | 11 | 16 | 4 | 28 | 2022 | 2022-04-28 | 20.5 | 10 | 15 | 12.5 | 18 | 9.5 | 12
4 | 29 | 2022 | 2022-04-29 | 14 | 7 | 7.5 | 6.5 | 7 | 7 | 5 | 4 | 29 | 2022 | 2022-04-29 | 21.5 | 8 | 14.5 | 12.5 | 18.5 | 11.5 | 10
4 | 30 | 2022 | 2022-04-30 | 16 | 9 | 10 | 8.5 | 16 | 8 | 14 | 4 | 30 | 2022 | 2022-04-30 | 17 | 9.5 | 14.5 | 8.5 | 20 | 8 | 5
5 | 1 | 2022 | 2022-05-01 | 16 | 6 | 7 | 8 | 7 | 9 | 1.5 | 5 | 1 | 2022 | 2022-05-01 | 19.5 | 10.5 | 12 | 9 | 17 | 8 | 9.5
5 | 2 | 2022 | 2022-05-02 | 15.5 | 8.5 | 11 | 10.5 | 14.5 | 11.5 | 9 | 5 | 2 | 2022 | 2022-05-02 | 15 | 12.5 | 13 | 9.5 | 15.5 | 9 | 8.5
5 | 3 | 2022 | 2022-05-03 | 16.5 | 10 | 12 | 7 | 10 | 5 | 3.5 | 5 | 3 | 2022 | 2022-05-03 | 14.5 | 12.5 | 14.5 | 10.5 | 15 | 8 | 10
5 | 4 | 2022 | 2022-05-04 | 4 | 8 | 6 | 0 | 0 | 0 | 0 | 5 | 4 | 2022 | 2022-05-04 | 22 | 14 | 20 | 14.5 | 19 | 13 | 14
5 | 5 | 2022 | 2022-05-05 | 5 | 12.5 | 15 | 6 | 3 | 5 | 10 | 5 | 5 | 2022 | 2022-05-05 | 26.5 | 16.5 | 18 | 18 | 22.5 | 15 | 13.5
5 | 6 | 2022 | 2022-05-06 | 8.5 | 11.5 | 12.5 | 5.5 | 7 | 6 | 8.5 | 5 | 6 | 2022 | 2022-05-06 | 21 | 10 | 14.5 | 12.5 | 20.5 | 13 | 15.5
5 | 7 | 2022 | 2022-05-07 | 21.5 | 11 | 13.5 | 12.5 | 20 | 11.5 | 14 | 5 | 7 | 2022 | 2022-05-07 | 21.5 | 12 | 9 | 13 | 15.5 | 9 | 13
5 | 8 | 2022 | 2022-05-08 | 20.5 | 12 | 15 | 14.5 | 22 | 13 | 15 | 5 | 8 | 2022 | 2022-05-08 | 18.5 | 9.5 | 10.5 | 9 | 12.5 | 5.5 | 7.5
5 | 9 | 2022 | 2022-05-09 | 25.5 | 9.5 | 14.5 | 13 | 22 | 14 | 15 | 5 | 9 | 2022 | 2022-05-09 | 19 | 9.5 | 9 | 8.5 | 9 | 5.5 | 9
5 | 10 | 2022 | 2022-05-10 | 21 | 9 | 14 | 12 | 18.5 | 10.5 | 12.5 | 5 | 10 | 2022 | 2022-05-10 | 20 | 9 | 11 | 12.5 | 15.5 | 11 | 8.5
5 | 11 | 2022 | 2022-05-11 | 15.5 | 6.5 | 10.5 | 7.5 | 10 | 7 | 3.5 | 5 | 11 | 2022 | 2022-05-11 | 10.5 | 8 | 10.5 | 2.5 | 12 | 2.5 | 0
5 | 12 | 2022 | 2022-05-12 | 14 | 10 | 20.5 | 10.5 | 20 | 10.5 | 13.5 | 5 | 12 | 2022 | 2022-05-12 | 11 | 8.5 | 8 | 1.5 | 12.5 | 1 | 0
5 | 13 | 2022 | 2022-05-13 | 13.5 | 9 | 11 | 8 | 8.5 | 9.5 | 9.5 | 5 | 13 | 2022 | 2022-05-13 | 12 | 7.5 | 8.5 | 0.5 | 8 | 0 | 1.5
5 | 14 | 2022 | 2022-05-14 | 10.5 | 6 | 6 | 2 | 3.5 | 1.5 | 4 | 5 | 14 | 2022 | 2022-05-14 | 8.5 | 6 | 3 | 0 | 4 | 0 | 0
5 | 15 | 2022 | 2022-05-15 | 1.5 | 5 | 6.5 | 0 | 0 | 0 | 1.5 | 5 | 15 | 2022 | 2022-05-15 | 3 | 3.5 | 4.5 | 0 | 2.5 | 0 | 0
5 | 16 | 2022 | 2022-05-16 | 9.5 | 9.5 | 11 | 3 | 11.5 | 4 | 6 | 5 | 16 | 2022 | 2022-05-16 | 0 | 3 | 8 | 0 | 0 | 0 | 0
5 | 17 | 2022 | 2022-05-17 | 8 | 6.5 | 8.5 | 1.5 | 2 | 2 | 1.5 | 5 | 17 | 2022 | 2022-05-17 | 0 | 2.5 | 10 | 0 | 1 | 0 | 0
5 | 18 | 2022 | 2022-05-18 | 9 | 9 | 13.5 | 6.5 | 6.5 | 8 | 3.5 | 5 | 18 | 2022 | 2022-05-18 | 8 | 3 | 6.5 | 3 | 6.5 | 0 | 0
5 | 19 | 2022 | 2022-05-19 | 19.5 | 11.5 | 14 | 11.5 | 20 | 11 | 9 | 5 | 19 | 2022 | 2022-05-19 | 7.5 | 0.5 | 5.5 | 0.5 | 9.5 | 0 | 5
5 | 20 | 2022 | 2022-05-20 | 16 | 9.5 | 11 | 8.5 | 14.5 | 7 | 7.5 | 5 | 20 | 2022 | 2022-05-20 | 19 | 9 | 26.5 | 12 | 17.5 | 8.5 | 11
5 | 21 | 2022 | 2022-05-21 | 15.5 | 6 | 7 | 6.5 | 11 | 6.5 | 8.5 | 5 | 21 | 2022 | 2022-05-21 | 22.5 | 9 | 20 | 15.5 | 18 | 12.5 | 13.5
5 | 22 | 2022 | 2022-05-22 | 11.5 | 0 | 0 | 1.5 | 2.5 | 2 | 0 | 5 | 22 | 2022 | 2022-05-22 | 17.5 | 11 | 16.5 | 9 | 20.5 | 8.5 | 11
5 | 23 | 2022 | 2022-05-23 | 9 | 4.5 | 4.5 | 0 | 5 | 2 | 3 | 5 | 23 | 2022 | 2022-05-23 | 17 | 7.5 | 10 | 10.5 | 22 | 8.5 | 14
5 | 24 | 2022 | 2022-05-24 | 6.5 | 4.5 | 5 | 0 | 2.5 | 0 | 0 | 5 | 24 | 2022 | 2022-05-24 | 13 | 7.5 | 13 | 10.5 | 13.5 | 7.5 | 10.5
5 | 25 | 2022 | 2022-05-25 | 1.5 | 4 | 2.5 | 0 | 0 | 0 | 0 | 5 | 25 | 2022 | 2022-05-25 | 14 | 3.5 | 5.5 | 4 | 10.5 | 3 | 1.5
5 | 26 | 2022 | 2022-05-26 | 0 | 2 | 3 | 0 | 0 | 0 | 0 | 5 | 26 | 2022 | 2022-05-26 | 6.5 | 5 | 11 | 1.5 | 9.5 | 0 | 2
5 | 27 | 2022 | 2022-05-27 | 7 | 5 | 8.5 | 2.5 | 8.5 | 2 | 8.5 | 5 | 27 | 2022 | 2022-05-27 | 13 | 6 | 11 | 10 | 12 | 8 | 8
5 | 28 | 2022 | 2022-05-28 | 8 | 4.5 | 9 | 1.5 | 5.5 | 3.5 | 4 | 5 | 28 | 2022 | 2022-05-28 | 14.5 | 8 | 9 | 8 | 15 | 6.5 | 2
5 | 29 | 2022 | 2022-05-29 | 14.5 | 4.5 | 9 | 7.5 | 16 | 10.5 | 2.5 | 5 | 29 | 2022 | 2022-05-29 | 13 | 9.5 | 9.5 | 5 | 8.5 | 4.5 | 5
5 | 30 | 2022 | 2022-05-30 | 17.5 | 5.5 | 10 | 9.5 | 8 | 11 | 6.5 | 5 | 30 | 2022 | 2022-05-30 | 13 | 7.5 | 12 | 5 | 5.5 | 0.5 | 7
5 | 31 | 2022 | 2022-05-31 | 9 | 2.5 | 0 | 0 | 1.5 | 0 | 0 | 5 | 31 | 2022 | 2022-05-31 | 5 | 2 | 4.5 | 0 | 3 | 0 | 1
6 | 1 | 2022 | 2022-06-01 | 1 | 0 | 1 | 0 | 0 | 0 | 0 | 6 | 1 | 2022 | 2022-06-01 | 4 | 3 | 6.5 | 0 | 4 | 0 | 5.5
6 | 2 | 2022 | 2022-06-02 | 0 | 0 | 0 | 0 | 0 | 0 | 0 | 6 | 2 | 2022 | 2022-06-02 | 4.5 | 3 | 5.5 | 0 | 1.5 | 0 | 0
6 | 3 | 2022 | 2022-06-03 | 2 | 0.5 | 1.5 | 0 | 2 | 0 | 0 | 6 | 3 | 2022 | 2022-06-03 | 5.5 | 5.5 | 7 | 6.5 | 11.5 | 2 | 7
6 | 4 | 2022 | 2022-06-04 | 3.5 | 0 | 0 | 0 | 1 | 0 | 0 | 6 | 4 | 2022 | 2022-06-04 | 2 | 5.5 | 7.5 | 0.5 | 4 | 0 | 0
6 | 5 | 2022 | 2022-06-05 | 6 | 1.5 | 3 | 0 | 8 | 0 | 0 | 6 | 5 | 2022 | 2022-06-05 | 6.5 | 3 | 3 | 2 | 6.5 | 0 | 4
6 | 6 | 2022 | 2022-06-06 | 9 | 6 | 7 | 1 | 7.5 | 0 | 2.5 | 6 | 6 | 2022 | 2022-06-06 | 0 | 5 | 1.5 | 0 | 0 | 0 | 0
6 | 7 | 2022 | 2022-06-07 | 0 | 0 | 0 | 0 | 0 | 0 | 0 | 6 | 7 | 2022 | 2022-06-07 | 3 | 1 | 3.5 | 0 | 6 | 0 | 0
6 | 8 | 2022 | 2022-06-08 | 0.5 | 0 | 0 | 0 | 0 | 0 | 0 | 6 | 8 | 2022 | 2022-06-08 | 4 | 3.5 | 3 | 0 | 3.5 | 0 | 2.5
6 | 9 | 2022 | 2022-06-09 | 0 | 1.5 | 5 | 0 | 0 | 0 | 0 | 6 | 9 | 2022 | 2022-06-09 | 6.5 | 3.5 | 4.5 | 2 | 3.5 | 0 | 0
6 | 10 | 2022 | 2022-06-10 | 0 | 0 | 1 | 0 | 0 | 0 | 0 | 6 | 10 | 2022 | 2022-06-10 | 12 | 5 | 5.5 | 4 | 9 | 0.5 | 3
6 | 11 | 2022 | 2022-06-11 | 4.5 | 0 | 0.5 | 0 | 1 | 0 | 0 | 6 | 11 | 2022 | 2022-06-11 | 7.5 | 4.5 | 4.5 | 1 | 11 | 0 | 0
6 | 12 | 2022 | 2022-06-12 | 9 | 3.5 | 8.5 | 3.5 | 12 | 6 | 1.5 | 6 | 12 | 2022 | 2022-06-12 | 3.5 | 2 | 1 | 0 | 3.5 | 0 | 0
6 | 13 | 2022 | 2022-06-13 | 14.5 | 3.5 | 7.5 | 4.5 | 10 | 8 | 4 | 6 | 13 | 2022 | 2022-06-13 | 1.5 | 3 | 4.5 | 0 | 0 | 0 | 0
6 | 14 | 2022 | 2022-06-14 | 14.5 | 3.5 | 5 | 4 | 10 | 6 | 5 | 6 | 14 | 2022 | 2022-06-14 | 1 | 5 | 7 | 0 | 5 | 0 | 0
6 | 15 | 2022 | 2022-06-15 | 4.5 | 5 | 7.5 | 0 | 0 | 0 | 0 | 6 | 15 | 2022 | 2022-06-15 | 10 | 7 | 10 | 3 | 14.5 | 1 | 3.5
6 | 16 | 2022 | 2022-06-16 | 0 | 1 | 3 | 0 | 0 | 0 | 0 | 6 | 16 | 2022 | 2022-06-16 | 14.5 | 4 | 4.5 | 8.5 | 15 | 4 | 7.5
6 | 17 | 2022 | 2022-06-17 | 3.5 | 0.5 | 6 | 0 | 4.5 | 0 | 2.5 | 6 | 17 | 2022 | 2022-06-17 | 13 | 5 | 7.5 | 4.5 | 11 | 0.5 | 0
6 | 18 | 2022 | 2022-06-18 | 13 | 2.5 | 6 | 1 | 4 | 2 | 0 | 6 | 18 | 2022 | 2022-06-18 | 9 | 1.5 | 1 | 0 | 8.5 | 0 | 0.5
6 | 19 | 2022 | 2022-06-19 | 5.5 | 3 | 2.5 | 0 | 5 | 0 | 0 | 6 | 19 | 2022 | 2022-06-19 | 2 | 1.5 | 6.5 | 0 | 4 | 0 | 0
6 | 20 | 2022 | 2022-06-20 | 6 | 1.5 | 2 | 0 | 1.5 | 0 | 0 | 6 | 20 | 2022 | 2022-06-20 | 8.5 | 4 | 7.5 | 4 | 6.5 | 0 | 0
6 | 21 | 2022 | 2022-06-21 | 0 | 0 | 0 | 0 | 0 | 0 | 0 | 6 | 21 | 2022 | 2022-06-21 | 6 | 3.5 | 5.5 | 0 | 4.5 | 0 | 0
6 | 22 | 2022 | 2022-06-22 | 0 | 1 | 4 | 0 | 0 | 0 | 0 | 6 | 22 | 2022 | 2022-06-22 | 3 | 0 | 0.5 | 0 | 0.5 | 0 | 0
6 | 23 | 2022 | 2022-06-23 | 3 | 4 | 5.5 | 0 | 0 | 0 | 0 | 6 | 23 | 2022 | 2022-06-23 | 0 | 0 | 0 | 0 | 0 | 0 | 0
6 | 24 | 2022 | 2022-06-24 | 7 | 0 | 0 | 0 | 0 | 0 | 0 | 6 | 24 | 2022 | 2022-06-24 | 0 | 0 | 0 | 0 | 0 | 0 | 0
6 | 25 | 2022 | 2022-06-25 | 0 | 0 | 0 | 0 | 0 | 0 | 0 | 6 | 25 | 2022 | 2022-06-25 | 0 | 1 | 3.5 | 0 | 0 | 0 | 0
6 | 26 | 2022 | 2022-06-26 | 0 | 0 | 0 | 0 | 0 | 0 | 0 | 6 | 26 | 2022 | 2022-06-26 | 0.5 | 1 | 1 | 0 | 0 | 0 | 0
6 | 27 | 2022 | 2022-06-27 | 0 | 0 | 0 | 0 | 0 | 0 | 0 | 6 | 27 | 2022 | 2022-06-27 | 0 | 1.5 | 2.5 | 0 | 0 | 0 | 0
6 | 28 | 2022 | 2022-06-28 | 0 | 0 | 3 | 0 | 0 | 0 | 0 | 6 | 28 | 2022 | 2022-06-28 | 0 | 2.5 | 0 | 0 | 0 | 0 | 0
6 | 29 | 2022 | 2022-06-29 | 0 | 2 | 5 | 0 | 0 | 0 | 0 | 6 | 29 | 2022 | 2022-06-29 | 0 | 3.5 | 5 | 0 | 0 | 0 | 0
6 | 30 | 2022 | 2022-06-30 | 0 | 0 | 0 | 0 | 0 | 0 | 0 | 6 | 30 | 2022 | 2022-06-30 | 3 | 5 | 8.5 | 0 | 7 | 0 | 0
7 | 1 | 2022 | 2022-07-01 | 0 | 0 | 0 | 0 | 0 | 0 | 0 | 7 | 1 | 2022 | 2022-07-01 | 1 | 6 | 7.5 | 0 | 2 | 0 | 0
7 | 2 | 2022 | 2022-07-02 | 0 | 0 | 0.5 | 0 | 0 | 0 | 0 | 7 | 2 | 2022 | 2022-07-02 | 6 | 3.5 | 3.5 | 0 | 8 | 0 | 0
7 | 3 | 2022 | 2022-07-03 | 0 | 2.5 | 4 | 0 | 0 | 0 | 0 | 7 | 3 | 2022 | 2022-07-03 | 5 | 1 | 3.5 | 0 | 7 | 0 | 0
7 | 4 | 2022 | 2022-07-04 | 4 | 0 | 2 | 0 | 0 | 0 | 0 | 7 | 4 | 2022 | 2022-07-04 | 4.5 | 2.5 | 5.5 | 0 | 3 | 0 | 0
7 | 5 | 2022 | 2022-07-05 | 0 | 0 | 0 | 0 | 0 | 0 | 0 | 7 | 5 | 2022 | 2022-07-05 | 3.5 | 0 | 5 | 0 | 4.5 | 0 | 0
7 | 6 | 2022 | 2022-07-06 | 0 | 0 | 0 | 0 | 0 | 0 | 0 | 7 | 6 | 2022 | 2022-07-06 | 0.5 | 1 | 0 | 0 | 0 | 0 | 0
7 | 7 | 2022 | 2022-07-07 | 0 | 0 | 0 | 0 | 0 | 0 | 0 | 7 | 7 | 2022 | 2022-07-07 | 0 | 0 | 0 | 0 | 0 | 0 | 0
7 | 8 | 2022 | 2022-07-08 | 0 | 0 | 0 | 0 | 0 | 0 | 0 | 7 | 8 | 2022 | 2022-07-08 | 0 | 0 | 0 | 0 | 0 | 0 | 0
7 | 9 | 2022 | 2022-07-09 | 0 | 0 | 0 | 0 | 0 | 0 | 0 | 7 | 9 | 2022 | 2022-07-09 | 0 | 0 | 0 | 0 | 0 | 0 | 0
7 | 10 | 2022 | 2022-07-10 | 0 | 0 | 0 | 0 | 0 | 0 | 0 | 7 | 10 | 2022 | 2022-07-10 | 0 | 0 | 0 | 0 | 0 | 0 | 0
7 | 11 | 2022 | 2022-07-11 | 0 | 0 | 0 | 0 | 0 | 0 | 0 | 7 | 11 | 2022 | 2022-07-11 | 0 | 0 | 0 | 0 | 0 | 0 | 0
7 | 12 | 2022 | 2022-07-12 | 0 | 0 | 0 | 0 | 0 | 0 | 0 | 7 | 12 | 2022 | 2022-07-12 | 0 | 1 | 4 | 0 | 0 | 0 | 0
7 | 13 | 2022 | 2022-07-13 | 0 | 0 | 0 | 0 | 0 | 0 | 0 | 7 | 13 | 2022 | 2022-07-13 | 7 | 0 | 2.5 | 0 | 6 | 0 | 0
7 | 14 | 2022 | 2022-07-14 | 0 | 0 | 0 | 0 | 0 | 0 | 0 | 7 | 14 | 2022 | 2022-07-14 | 4.5 | 0 | 0 | 0 | 0.5 | 0 | 0
7 | 15 | 2022 | 2022-07-15 | 0 | 0 | 0 | 0 | 0 | 0 | 0 | 7 | 15 | 2022 | 2022-07-15 | 0 | 0 | 0 | 0 | 0 | 0 | 0
7 | 16 | 2022 | 2022-07-16 | 0 | 0 | 0 | 0 | 0 | 0 | 0 | 7 | 16 | 2022 | 2022-07-16 | 0 | 0 | 1 | 0 | 0 | 0 | 0
7 | 17 | 2022 | 2022-07-17 | 0 | 0 | 0.5 | 0 | 0 | 0 | 0 | 7 | 17 | 2022 | 2022-07-17 | 0 | 0 | 2 | 0 | 0 | 0 | 0
7 | 18 | 2022 | 2022-07-18 | 1.5 | 1.5 | 0 | 0 | 0 | 0 | 0 | 7 | 18 | 2022 | 2022-07-18 | 0 | 0.5 | 5 | 0 | 0 | 0 | 0
7 | 19 | 2022 | 2022-07-19 | 0 | 0 | 0 | 0 | 0 | 0 | 0 | 7 | 19 | 2022 | 2022-07-19 | 0 | 0.5 | 1 | 0 | 0 | 0 | 0
7 | 20 | 2022 | 2022-07-20 | 0 | 0 | 0 | 0 | 0 | 0 | 0 | 7 | 20 | 2022 | 2022-07-20 | 0 | 0 | 0.5 | 0 | 0 | 0 | 0
7 | 21 | 2022 | 2022-07-21 | 0 | 0 | 0 | 0 | 0 | 0 | 0 | 7 | 21 | 2022 | 2022-07-21 | 0 | 0 | 0 | 0 | 0 | 0 | 0
7 | 22 | 2022 | 2022-07-22 | 0 | 0 | 0 | 0 | 0 | 0 | 0 | 7 | 22 | 2022 | 2022-07-22 | 0 | 0 | 2.5 | 0 | 0 | 0 | 0
7 | 23 | 2022 | 2022-07-23 | 0 | 0 | 0 | 0 | 0 | 0 | 0 | 7 | 23 | 2022 | 2022-07-23 | 0 | 0 | 0 | 0 | 0 | 0 | 0
7 | 24 | 2022 | 2022-07-24 | 0 | 0 | 0 | 0 | 0 | 0 | 0 | 7 | 24 | 2022 | 2022-07-24 | 0 | 0 | 0 | 0 | 0 | 0 | 0
7 | 25 | 2022 | 2022-07-25 | 0 | 0 | 0 | 0 | 0 | 0 | 0 | 7 | 25 | 2022 | 2022-07-25 | 0 | 0 | 0 | 0 | 0 | 0 | 0
7 | 26 | 2022 | 2022-07-26 | 0 | 0 | 0 | 0 | 0 | 0 | 0 | 7 | 26 | 2022 | 2022-07-26 | 0 | 0 | 0 | 0 | 0 | 0 | 0
7 | 27 | 2022 | 2022-07-27 | 0 | 0 | 0 | 0 | 0 | 0 | 0 | 7 | 27 | 2022 | 2022-07-27 | 0 | 0 | 0 | 0 | 0 | 0 | 0
7 | 28 | 2022 | 2022-07-28 | 0 | 0 | 0 | 0 | 0 | 0 | 0 | 7 | 28 | 2022 | 2022-07-28 | 0 | 0 | 0 | 0 | 0 | 0 | 0
7 | 29 | 2022 | 2022-07-29 | 0 | 0 | 0 | 0 | 0 | 0 | 0 | 7 | 29 | 2022 | 2022-07-29 | 0 | 0 | 0 | 0 | 0 | 0 | 0
7 | 30 | 2022 | 2022-07-30 | 0 | 0 | 0 | 0 | 0 | 0 | 0 | 7 | 30 | 2022 | 2022-07-30 | 0 | 0 | 0 | 0 | 0 | 0 | 0
7 | 31 | 2022 | 2022-07-31 | 0 | 0 | 0 | 0 | 0 | 0 | 0 | 7 | 31 | 2022 | 2022-07-31 | 0 | 0.5 | 1 | 0 | 0 | 0 | 0
8 | 1 | 2022 | 2022-08-01 | 0 | 0 | 0 | 0 | 0 | 0 | 0 | 8 | 1 | 2022 | 2022-08-01 | 0 | 0 | 0 | 0 | 0 | 0 | 0
8 | 2 | 2022 | 2022-08-02 | 0 | 0 | 0 | 0 | 0 | 0 | 0 | 8 | 2 | 2022 | 2022-08-02 | 0 | 0 | 0 | 0 | 0 | 0 | 0
8 | 3 | 2022 | 2022-08-03 | 0 | 0 | 0 | 0 | 0 | 0 | 0 | 8 | 3 | 2022 | 2022-08-03 | 0 | 0 | 0 | 0 | 0 | 0 | 0
8 | 4 | 2022 | 2022-08-04 | 0 | 1 | 0.5 | 0 | 0 | 0 | 0 | 8 | 4 | 2022 | 2022-08-04 | 0 | 0 | 0 | 0 | 0 | 0 | 0
8 | 5 | 2022 | 2022-08-05 | 0 | 0 | 0 | 0 | 0 | 0 | 0 | 8 | 5 | 2022 | 2022-08-05 | 0 | 0 | 0 | 0 | 0 | 0 | 0
8 | 6 | 2022 | 2022-08-06 | 0 | 0 | 0 | 0 | 0 | 0 | 0 | 8 | 6 | 2022 | 2022-08-06 | 0 | 0 | 1 | 0 | 0 | 0 | 0
8 | 7 | 2022 | 2022-08-07 | 0 | 0 | 0 | 0 | 0 | 0 | 0 | 8 | 7 | 2022 | 2022-08-07 | 0 | 0 | 1.5 | 0 | 0 | 0 | 0
8 | 8 | 2022 | 2022-08-08 | 0 | 0 | 0 | 0 | 0 | 0 | 0 | 8 | 8 | 2022 | 2022-08-08 | 0 | 0 | 0 | 0 | 0 | 0 | 0
8 | 9 | 2022 | 2022-08-09 | 0 | 0 | 0 | 0 | 0 | 0 | 0 | 8 | 9 | 2022 | 2022-08-09 | 0 | 1 | 0.5 | 0 | 0 | 0 | 0
8 | 10 | 2022 | 2022-08-10 | 0 | 0 | 0.5 | 0 | 0 | 0 | 0 | 8 | 10 | 2022 | 2022-08-10 | 0 | 0 | 2 | 0 | 0.5 | 0 | 0
8 | 11 | 2022 | 2022-08-11 | 0 | 0 | 0 | 0 | 0 | 0 | 0 | 8 | 11 | 2022 | 2022-08-11 | 0 | 0 | 0 | 0 | 0 | 0 | 0
8 | 12 | 2022 | 2022-08-12 | 0 | 0 | 0 | 0 | 0 | 0 | 0 | 8 | 12 | 2022 | 2022-08-12 | 0 | 0 | 0 | 0 | 0 | 0 | 0
8 | 13 | 2022 | 2022-08-13 | 0 | 0 | 0 | 0 | 0 | 0 | 0 | 8 | 13 | 2022 | 2022-08-13 | 0 | 0 | 0 | 0 | 0 | 0 | 0
8 | 14 | 2022 | 2022-08-14 | 0 | 0 | 0 | 0 | 0 | 0 | 0 | 8 | 14 | 2022 | 2022-08-14 | 0 | 0 | 0 | 0 | 0 | 0 | 0
8 | 15 | 2022 | 2022-08-15 | 0 | 0 | 0 | 0 | 0 | 0 | 0 | 8 | 15 | 2022 | 2022-08-15 | 0 | 0 | 0 | 0 | 0 | 0 | 0
8 | 16 | 2022 | 2022-08-16 | 0 | 0 | 0 | 0 | 0 | 0 | 0 | 8 | 16 | 2022 | 2022-08-16 | 0 | 0 | 0 | 0 | 0 | 0 | 0
8 | 17 | 2022 | 2022-08-17 | 0 | 0 | 0 | 0 | 0 | 0 | 0 | 8 | 17 | 2022 | 2022-08-17 | 0 | 0 | 0 | 0 | 0 | 0 | 0
8 | 18 | 2022 | 2022-08-18 | 0 | 0 | 0 | 0 | 0 | 0 | 0 | 8 | 18 | 2022 | 2022-08-18 | 0 | 0 | 0 | 0 | 0 | 0 | 0
8 | 19 | 2022 | 2022-08-19 | 0 | 0 | 0 | 0 | 0 | 0 | 0 | 8 | 19 | 2022 | 2022-08-19 | 0 | 0 | 3 | 0 | 0 | 0 | 0
8 | 20 | 2022 | 2022-08-20 | 0 | 0 | 0 | 0 | 0 | 0 | 0 | 8 | 20 | 2022 | 2022-08-20 | 0 | 1 | 1 | 0 | 0 | 0 | 0
8 | 21 | 2022 | 2022-08-21 | 0 | 0 | 0 | 0 | 0 | 0 | 0 | 8 | 21 | 2022 | 2022-08-21 | 0 | 0 | 3.5 | 0 | 0 | 0 | 0
8 | 22 | 2022 | 2022-08-22 | 0 | 0 | 0 | 0 | 0 | 0 | 0 | 8 | 22 | 2022 | 2022-08-22 | 0.5 | 0 | 0 | 0 | 6 | 0 | 0
8 | 23 | 2022 | 2022-08-23 | 0 | 0 | 0 | 0 | 0 | 0 | 0 | 8 | 23 | 2022 | 2022-08-23 | 4.5 | 0 | 1 | 0 | 2.5 | 0 | 0
8 | 24 | 2022 | 2022-08-24 | 0 | 0 | 0 | 0 | 0 | 0 | 0 | 8 | 24 | 2022 | 2022-08-24 | 2 | 0 | 0 | 0 | 0 | 0 | 0
8 | 25 | 2022 | 2022-08-25 | 0 | 0 | 0 | 0 | 0 | 0 | 0 | 8 | 25 | 2022 | 2022-08-25 | 0 | 0 | 0 | 0 | 0 | 0 | 0
8 | 26 | 2022 | 2022-08-26 | 0 | 0 | 0 | 0 | 0 | 0 | 0 | 8 | 26 | 2022 | 2022-08-26 | 0 | 0 | 5 | 0 | 0 | 0 | 0
8 | 27 | 2022 | 2022-08-27 | 0 | 0 | 2.5 | 0 | 0 | 0 | 0 | 8 | 27 | 2022 | 2022-08-27 | 6.5 | 2.5 | 5.5 | 0 | 8.5 | 0 | 0.5
8 | 28 | 2022 | 2022-08-28 | 0 | 0 | 0 | 0 | 0 | 0 | 0 | 8 | 28 | 2022 | 2022-08-28 | 11 | 3 | 6.5 | 2.5 | 2 | 0.5 | 0
8 | 29 | 2022 | 2022-08-29 | 0 | 0 | 0 | 0 | 0 | 0 | 0 | 8 | 29 | 2022 | 2022-08-29 | 6 | 3 | 5.5 | 0 | 8.5 | 0 | 2.5
8 | 30 | 2022 | 2022-08-30 | 0 | 0 | 0 | 0 | 0 | 0 | 0 | 8 | 30 | 2022 | 2022-08-30 | 12 | 2.5 | 2.5 | 0.5 | 12.5 | 0 | 1
8 | 31 | 2022 | 2022-08-31 | 0 | 0 | 0 | 0 | 0 | 0 | 0 | 8 | 31 | 2022 | 2022-08-31 | 9 | 2.5 | 5.5 | 1 | 7 | 0 | 5.5
9 | 1 | 2022 | 2022-09-01 | 0 | 0 | 0 | 0 | 0 | 0 | 0 | 9 | 1 | 2022 | 2022-09-01 | 3 | 1 | 0 | 0 | 0 | 0 | 0
9 | 2 | 2022 | 2022-09-02 | 0 | 0 | 0 | 0 | 0 | 0 | 0 | 9 | 2 | 2022 | 2022-09-02 | 3 | 0 | 0 | 0 | 0 | 0 | 0
9 | 3 | 2022 | 2022-09-03 | 0 | 0 | 0 | 0 | 0 | 0 | 0 | 9 | 3 | 2022 | 2022-09-03 | 0 | 0 | 0 | 0 | 0 | 0 | 0
9 | 4 | 2022 | 2022-09-04 | 0 | 0 | 0 | 0 | 0 | 0 | 0 | 9 | 4 | 2022 | 2022-09-04 | 0 | 0 | 5.5 | 0 | 0 | 0 | 0
9 | 5 | 2022 | 2022-09-05 | 0 | 0 | 1 | 0 | 0 | 0 | 0 | 9 | 5 | 2022 | 2022-09-05 | 11 | 1.5 | 6.5 | 1 | 12 | 0 | 3
9 | 6 | 2022 | 2022-09-06 | 0 | 0 | 0 | 0 | 0 | 0 | 0 | 9 | 6 | 2022 | 2022-09-06 | 11.5 | 5.5 | 4 | 2.5 | 8 | 0 | 0.5
9 | 7 | 2022 | 2022-09-07 | 0 | 0 | 0 | 0 | 0 | 0 | 0 | 9 | 7 | 2022 | 2022-09-07 | 4 | 2 | 1 | 0 | 8 | 0 | 0
9 | 8 | 2022 | 2022-09-08 | 6.5 | 0 | 0 | 0 | 1 | 0 | 0 | 9 | 8 | 2022 | 2022-09-08 | 9 | 1 | 2.5 | 0 | 6.5 | 0 | 0
9 | 9 | 2022 | 2022-09-09 | 5 | 0 | 0 | 0 | 2.5 | 0 | 0 | 9 | 9 | 2022 | 2022-09-09 | 11 | 1.5 | 3.5 | 0 | 7.5 | 0 | 0
9 | 10 | 2022 | 2022-09-10 | 1.5 | 0 | 0 | 0 | 0 | 0 | 0 | 9 | 10 | 2022 | 2022-09-10 | 12 | 0 | 5.5 | 0 | 9.5 | 0 | 3.5
9 | 11 | 2022 | 2022-09-11 | 0 | 0 | 0 | 0 | 0 | 0 | 0 | 9 | 11 | 2022 | 2022-09-11 | 5.5 | 3.5 | 4 | 1 | 4.5 | 0 | 3
9 | 12 | 2022 | 2022-09-12 | 0 | 0 | 0 | 0 | 0 | 0 | 0 | 9 | 12 | 2022 | 2022-09-12 | 4 | 3.5 | 0 | 0 | 3 | 0 | 0
9 | 13 | 2022 | 2022-09-13 | 0 | 0 | 0 | 0 | 2 | 0 | 0 | 9 | 13 | 2022 | 2022-09-13 | 2 | 0 | 0 | 0 | 1 | 0 | 0
9 | 14 | 2022 | 2022-09-14 | 0 | 0 | 0 | 0 | 1 | 0 | 0 | 9 | 14 | 2022 | 2022-09-14 | 0 | 1 | 0 | 0 | 0 | 0 | 0
9 | 15 | 2022 | 2022-09-15 | 3 | 0 | 3 | 0 | 3.5 | 0 | 0 | 9 | 15 | 2022 | 2022-09-15 | 0.5 | 1 | 4 | 0 | 0 | 0 | 0
9 | 16 | 2022 | 2022-09-16 | 6.5 | 4.5 | 3.5 | 0 | 6 | 0 | 2.5 | 9 | 16 | 2022 | 2022-09-16 | 0 | 0 | 0 | 0 | 0 | 0 | 0
9 | 17 | 2022 | 2022-09-17 | 2.5 | 4.5 | 1 | 0 | 6.5 | 0 | 2.5 | 9 | 17 | 2022 | 2022-09-17 | 0.5 | 0 | 0 | 0 | 0 | 0 | 0
9 | 18 | 2022 | 2022-09-18 | 11 | 0.5 | 2.5 | 2.5 | 10 | 2.5 | 2 | 9 | 18 | 2022 | 2022-09-18 | 0 | 0 | 0 | 0 | 1.5 | 0 | 0
9 | 19 | 2022 | 2022-09-19 | 0.5 | 0 | 0 | 0 | 0 | 0 | 0 | 9 | 19 | 2022 | 2022-09-19 | 3 | 0 | 0.5 | 1.5 | 4 | 0 | 0
9 | 20 | 2022 | 2022-09-20 | 0.5 | 0 | 0 | 0 | 1.5 | 0 | 0 | 9 | 20 | 2022 | 2022-09-20 | 8 | 2 | 3 | 0 | 8 | 0 | 1
9 | 21 | 2022 | 2022-09-21 | 1.5 | 0 | 0 | 0 | 5.5 | 0 | 0 | 9 | 21 | 2022 | 2022-09-21 | 7.5 | 2.5 | 5.5 | 2 | 9 | 1.5 | 6.5
9 | 22 | 2022 | 2022-09-22 | 11.5 | 0.5 | 0 | 0 | 8 | 0 | 0.5 | 9 | 22 | 2022 | 2022-09-22 | 7.5 | 5.5 | 6.5 | 5 | 10.5 | 2 | 4
9 | 23 | 2022 | 2022-09-23 | 6.5 | 2.5 | 2 | 0 | 1 | 0 | 0 | 9 | 23 | 2022 | 2022-09-23 | 11.5 | 2.5 | 6 | 3.5 | 8 | 0.5 | 11.5
9 | 24 | 2022 | 2022-09-24 | 2.5 | 0 | 1 | 0 | 0 | 0 | 0 | 9 | 24 | 2022 | 2022-09-24 | 2 | 1.5 | 4 | 0 | 0.5 | 0 | 5
9 | 25 | 2022 | 2022-09-25 | 0 | 0 | 0 | 0 | 0 | 0 | 0 | 9 | 25 | 2022 | 2022-09-25 | 0 | 0 | 0.5 | 0 | 0 | 0 | 0.5
9 | 26 | 2022 | 2022-09-26 | 0 | 0 | 0 | 0 | 0 | 0 | 0 | 9 | 26 | 2022 | 2022-09-26 | 2 | 0 | 0 | 0 | 0 | 0 | 0
9 | 27 | 2022 | 2022-09-27 | 0 | 0 | 0 | 0 | 0 | 0 | 0 | 9 | 27 | 2022 | 2022-09-27 | 0 | 0 | 0 | 0 | 0 | 0 | 0
9 | 28 | 2022 | 2022-09-28 | 0 | 2.5 | 0 | 0 | 0 | 0 | 0 | 9 | 28 | 2022 | 2022-09-28 | 0 | 1 | 2.5 | 0 | 0 | 0 | 0
9 | 29 | 2022 | 2022-09-29 | 4.5 | 0 | 3 | 0 | 5 | 0 | 0 | 9 | 29 | 2022 | 2022-09-29 | 1 | 4.5 | 7 | 0 | 0 | 0 | 0
9 | 30 | 2022 | 2022-09-30 | 12 | 3 | 0 | 0 | 2.5 | 0 | 0 | 9 | 30 | 2022 | 2022-09-30 | 0 | 3 | 0 | 0 | 0 | 0 | 0
10 | 1 | 2022 | 2022-10-01 | 7.5 | 1 | 0 | 0 | 4 | 0 | 0 | 10 | 1 | 2022 | 2022-10-01 | 0 | 3 | 3.5 | 0 | 0 | 0 | 0
10 | 2 | 2022 | 2022-10-02 | 7 | 0 | 0 | 0 | 1 | 0 | 0 | 10 | 2 | 2022 | 2022-10-02 | 0 | 0 | 4.5 | 0 | 0 | 0 | 0
10 | 3 | 2022 | 2022-10-03 | 3.5 | 0 | 0 | 0 | 0 | 0 | 0 | 10 | 3 | 2022 | 2022-10-03 | 0 | 2.5 | 2.5 | 0 | 1 | 0 | 0
10 | 4 | 2022 | 2022-10-04 | 2.5 | 5 | 0 | 0 | 0 | 0 | 0 | 10 | 4 | 2022 | 2022-10-04 | 8 | 8 | 9 | 2.5 | 11.5 | 0 | 0.5
10 | 5 | 2022 | 2022-10-05 | 2.5 | 3.5 | 6.5 | 0 | 0 | 0 | 0 | 10 | 5 | 2022 | 2022-10-05 | 6.5 | 9 | 10 | 6.5 | 15 | 2.5 | 1.5
10 | 6 | 2022 | 2022-10-06 | 1 | 1.5 | 0 | 0 | 0 | 0 | 0 | 10 | 6 | 2022 | 2022-10-06 | 11 | 7 | 4.5 | 5.5 | 11 | 2.5 | 4
10 | 7 | 2022 | 2022-10-07 | 4.5 | 0 | 0 | 0 | 2 | 0 | 0 | 10 | 7 | 2022 | 2022-10-07 | 7.5 | 7 | 9 | 6.5 | 7.5 | 1 | 3.5
10 | 8 | 2022 | 2022-10-08 | 6.5 | 1 | 0 | 0 | 3.5 | 0 | 0 | 10 | 8 | 2022 | 2022-10-08 | 6 | 0 | 2.5 | 3.5 | 7.5 | 0 | 3.5
10 | 9 | 2022 | 2022-10-09 | 7.5 | 2.5 | 1 | 0 | 4 | 0 | 0 | 10 | 9 | 2022 | 2022-10-09 | 5 | 0 | 3.5 | 2 | 1 | 0 | 4
10 | 10 | 2022 | 2022-10-10 | 5.5 | 4.5 | 4 | 0 | 0 | 0 | 0 | 10 | 10 | 2022 | 2022-10-10 | 2 | 4 | 5.5 | 0 | 4 | 0 | 7
10 | 11 | 2022 | 2022-10-11 | 9.5 | 9.5 | 6.5 | 0 | 5 | 0 | 1 | 10 | 11 | 2022 | 2022-10-11 | 16.5 | 7.5 | 8 | 10 | 18 | 6 | 11
10 | 12 | 2022 | 2022-10-12 | 7.5 | 6.5 | 5 | 0 | 2.5 | 0 | 1 | 10 | 12 | 2022 | 2022-10-12 | 18 | 6.5 | 10 | 11 | 14 | 9 | 11
10 | 13 | 2022 | 2022-10-13 | 8 | 2.5 | 2 | 0 | 4 | 1.5 | 1 | 10 | 13 | 2022 | 2022-10-13 | 14.5 | 7 | 7.5 | 9.5 | 8 | 8 | 9.5
10 | 14 | 2022 | 2022-10-14 | 7 | 4 | 2.5 | 0 | 2 | 0 | 2.5 | 10 | 14 | 2022 | 2022-10-14 | 11.5 | 10.5 | 17 | 7 | 4 | 3 | 10
10 | 15 | 2022 | 2022-10-15 | 10 | 2.5 | 0 | 2.5 | 5.5 | 5 | 0 | 10 | 15 | 2022 | 2022-10-15 | 14 | 13 | 14 | 11.5 | 15.5 | 8 | 11
10 | 16 | 2022 | 2022-10-16 | 9.5 | 0 | 0 | 0 | 3 | 2.5 | 0.5 | 10 | 16 | 2022 | 2022-10-16 | 16 | 16 | 15.5 | 15.5 | 15.5 | 13.5 | 14
10 | 17 | 2022 | 2022-10-17 | 7 | 7.5 | 5.5 | 1.5 | 5 | 2 | 2.5 | 10 | 17 | 2022 | 2022-10-17 | 13.5 | 15 | 16.5 | 13.5 | 16 | 12.5 | 14.5
10 | 18 | 2022 | 2022-10-18 | 8.5 | 7 | 6 | 0.5 | 5.5 | 1.5 | 3 | 10 | 18 | 2022 | 2022-10-18 | 19.5 | 13 | 11.5 | 14.5 | 17 | 9 | 12.5
10 | 19 | 2022 | 2022-10-19 | 10 | 7 | 5.5 | 1.5 | 5.5 | 2 | 4.5 | 10 | 19 | 2022 | 2022-10-19 | 16 | 7.5 | 10.5 | 8.5 | 12.5 | 6 | 12
10 | 20 | 2022 | 2022-10-20 | 12 | 6 | 6.5 | 0 | 0.5 | 0 | 7 | 10 | 20 | 2022 | 2022-10-20 | 14 | 7.5 | 9.5 | 11 | 10.5 | 8 | 9.5
10 | 21 | 2022 | 2022-10-21 | 13 | 14.5 | 13 | 8.5 | 7.5 | 9.5 | 11 | 10 | 21 | 2022 | 2022-10-21 | 13 | 10.5 | 16 | 9.5 | 8 | 6.5 | 10
10 | 22 | 2022 | 2022-10-22 | 24 | 16.5 | 17 | 11.5 | 20.5 | 14 | 16 | 10 | 22 | 2022 | 2022-10-22 | 11.5 | 6 | 8.5 | 7.5 | 12.5 | 3 | 9
10 | 23 | 2022 | 2022-10-23 | 25.5 | 16 | 16.5 | 14 | 19 | 12.5 | 17 | 10 | 23 | 2022 | 2022-10-23 | 11.5 | 5.5 | 10.5 | 8.5 | 9.5 | 5 | 9
10 | 24 | 2022 | 2022-10-24 | 28.5 | 9 | 12 | 11.5 | 15.5 | 12.5 | 12.5 | 10 | 24 | 2022 | 2022-10-24 | 16.5 | 7 | 12.5 | 9 | 19 | 6.5 | 10.5
10 | 25 | 2022 | 2022-10-25 | 22.5 | 11 | 16 | 11.5 | 18.5 | 11.5 | 15.5 | 10 | 25 | 2022 | 2022-10-25 | 20 | 9 | 13.5 | 13 | 19.5 | 10.5 | 14.5
10 | 26 | 2022 | 2022-10-26 | 27 | 12 | 16 | 13.5 | 21.5 | 13 | 15 | 10 | 26 | 2022 | 2022-10-26 | 24 | 11.5 | 18 | 14 | 22 | 12.5 | 17
10 | 27 | 2022 | 2022-10-27 | 24 | 6.5 | 8.5 | 8 | 14.5 | 6.5 | 12 | 10 | 27 | 2022 | 2022-10-27 | 23.5 | 8.5 | 14 | 9.5 | 21.5 | 6 | 18.5
10 | 28 | 2022 | 2022-10-28 | 21.5 | 9 | 14 | 5.5 | 9.5 | 4.5 | 14 | 10 | 28 | 2022 | 2022-10-28 | 13.5 | 9.5 | 11 | 9.5 | 14 | 6.5 | 13.5
10 | 29 | 2022 | 2022-10-29 | 22 | 7.5 | 10.5 | 5.5 | 12 | 5.5 | 13.5 | 10 | 29 | 2022 | 2022-10-29 | 17 | 9.5 | 12 | 12.5 | 12.5 | 10.5 | 15.5
10 | 30 | 2022 | 2022-10-30 | 18 | 9.5 | 10 | 4.5 | 8 | 3.5 | 9 | 10 | 30 | 2022 | 2022-10-30 | 19.5 | 10.5 | 19 | 19.5 | 16 | 15.5 | 13.5
10 | 31 | 2022 | 2022-10-31 | 18 | 15.5 | 13 | 9 | 10.5 | 10.5 | 7.5 | 10 | 31 | 2022 | 2022-10-31 | 12 | 8 | 10.5 | 9 | 14 | 7 | 11
11 | 1 | 2022 | 2022-11-01 | 20.5 | 19 | 16.5 | 19 | 26.5 | 20.5 | 19.5 | 11 | 1 | 2022 | 2022-11-01 | 11 | 6 | 10 | 2 | 2 | 0 | 5.5
11 | 2 | 2022 | 2022-11-02 | 30.5 | 19.5 | 23.5 | 19.5 | 25.5 | 20 | 24 | 11 | 2 | 2022 | 2022-11-02 | 11.5 | 5 | 5.5 | 6.5 | 8 | 3.5 | 6
11 | 3 | 2022 | 2022-11-03 | 28.5 | 20.5 | 17.5 | 19.5 | 25 | 20 | 28 | 11 | 3 | 2022 | 2022-11-03 | 14.5 | 7 | 2.5 | 15 | 16.5 | 13 | 10
11 | 4 | 2022 | 2022-11-04 | 21.5 | 12.5 | 12.5 | 7.5 | 8 | 9.5 | 12 | 11 | 4 | 2022 | 2022-11-04 | 13 | 9.5 | 8.5 | 14 | 12 | 10.5 | 13.5
11 | 5 | 2022 | 2022-11-05 | 27 | 16 | 15 | 16 | 24.5 | 16 | 19.5 | 11 | 5 | 2022 | 2022-11-05 | 12 | 11 | 15.5 | 17 | 10 | 13 | 16.5
11 | 6 | 2022 | 2022-11-06 | 20.5 | 20 | 20.5 | 14.5 | 19.5 | 13.5 | 22.5 | 11 | 6 | 2022 | 2022-11-06 | 2 | 7.5 | 12.5 | 9 | 5 | 6 | 13
11 | 7 | 2022 | 2022-11-07 | 25.5 | 27.5 | 23 | 16 | 22.5 | 19.5 | 21 | 11 | 7 | 2022 | 2022-11-07 | 16.5 | 8.5 | 13.5 | 14.5 | 15.5 | 9.5 | 15.5
11 | 8 | 2022 | 2022-11-08 | 24 | 25 | 26 | 24 | 25 | 27 | 29.5 | 11 | 8 | 2022 | 2022-11-08 | 27 | 15 | 19 | 18.5 | 24.5 | 14 | 20
11 | 9 | 2022 | 2022-11-09 | 30 | 24 | 26.5 | 24.5 | 27 | 26.5 | 26.5 | 11 | 9 | 2022 | 2022-11-09 | 29.5 | 16 | 19 | 18.5 | 30.5 | 15.5 | 30
11 | 10 | 2022 | 2022-11-10 | 33.5 | 24.5 | 23 | 25 | 24.5 | 27.5 | 28.5 | 11 | 10 | 2022 | 2022-11-10 | 26.5 | 16 | 19 | 24.5 | 25 | 21 | 21
11 | 11 | 2022 | 2022-11-11 | 33 | 22.5 | 21.5 | 30 | 24 | 33 | 29.5 | 11 | 11 | 2022 | 2022-11-11 | 30 | 17.5 | 21 | 20.5 | 20.5 | 18 | 27.5
11 | 12 | 2022 | 2022-11-12 | 30.5 | 19.5 | 21.5 | 28.5 | 34.5 | 30.5 | 28 | 11 | 12 | 2022 | 2022-11-12 | 26.5 | 15.5 | 16.5 | 18.5 | 23 | 16.5 | 19.5
11 | 13 | 2022 | 2022-11-13 | 30 | 22.5 | 20.5 | 25.5 | 28.5 | 26 | 30.5 | 11 | 13 | 2022 | 2022-11-13 | 31 | 14.5 | 15.5 | 20 | 23.5 | 16.5 | 20
11 | 14 | 2022 | 2022-11-14 | 33.5 | 23 | 16 | 28.5 | 30.5 | 32.5 | 31.5 | 11 | 14 | 2022 | 2022-11-14 | 19 | 12 | 12.5 | 10 | 10 | 7.5 | 9
11 | 15 | 2022 | 2022-11-15 | 38 | 22.5 | 20.5 | 28 | 30.5 | 32 | 30.5 | 11 | 15 | 2022 | 2022-11-15 | 17.5 | 8.5 | 8.5 | 7.5 | 6.5 | 6 | 11.5
11 | 16 | 2022 | 2022-11-16 | 35.5 | 20 | 20.5 | 31.5 | 24.5 | 30 | 29 | 11 | 16 | 2022 | 2022-11-16 | 21 | 11.5 | 13.5 | 10 | 19.5 | 8 | 9
11 | 17 | 2022 | 2022-11-17 | 41 | 21 | 24 | 30 | 33.5 | 33 | 31.5 | 11 | 17 | 2022 | 2022-11-17 | 22.5 | 16 | 17.5 | 17 | 14 | 13 | 16.5
11 | 18 | 2022 | 2022-11-18 | 40.5 | 23 | 24 | 35.5 | 37 | 34.5 | 35.5 | 11 | 18 | 2022 | 2022-11-18 | 23 | 20.5 | 22.5 | 21 | 22 | 17.5 | 22.5
11 | 19 | 2022 | 2022-11-19 | 40 | 24.5 | 23.5 | 35 | 30.5 | 36.5 | 35.5 | 11 | 19 | 2022 | 2022-11-19 | 33.5 | 27.5 | 20 | 22.5 | 26.5 | 18 | 25
11 | 20 | 2022 | 2022-11-20 | 36 | 24 | 22.5 | 36.5 | 27 | 37.5 | 34.5 | 11 | 20 | 2022 | 2022-11-20 | 31.5 | 29 | 24.5 | 23.5 | 26 | 22 | 24.5
11 | 21 | 2022 | 2022-11-21 | 33.5 | 17.5 | 18 | 33.5 | 22 | 35 | 31.5 | 11 | 21 | 2022 | 2022-11-21 | 33 | 32 | 27 | 30 | 28 | 27 | 26.5
11 | 22 | 2022 | 2022-11-22 | 36 | 15 | 21 | 24 | 18 | 25 | 34.5 | 11 | 22 | 2022 | 2022-11-22 | 32.5 | 38 | 33.5 | 32 | 28 | 32 | 35.5
11 | 23 | 2022 | 2022-11-23 | 29 | 18.5 | 22.5 | 19 | 19.5 | 20 | 24.5 | 11 | 23 | 2022 | 2022-11-23 | 42.5 | 40.5 | 39.5 | 48.5 | 49 | 50 | 51.5
11 | 24 | 2022 | 2022-11-24 | 23.5 | 17 | 20 | 27 | 15.5 | 30 | 30 | 11 | 24 | 2022 | 2022-11-24 | 58 | 39.5 | 38.5 | 56 | 49.5 | 51 | 57.5
11 | 25 | 2022 | 2022-11-25 | 23.5 | 17 | 22.5 | 21.5 | 21 | 23 | 25.5 | 11 | 25 | 2022 | 2022-11-25 | 52 | 30 | 28 | 46.5 | 37 | 46.5 | 46
11 | 26 | 2022 | 2022-11-26 | 31 | 16.5 | 20 | 20 | 23 | 19 | 24.5 | 11 | 26 | 2022 | 2022-11-26 | 39.5 | 19 | 20 | 33.5 | 23 | 33.5 | 40
11 | 27 | 2022 | 2022-11-27 | 27.5 | 20.5 | 23.5 | 17.5 | 19.5 | 19.5 | 25 | 11 | 27 | 2022 | 2022-11-27 | 40.5 | 22 | 25.5 | 30 | 26 | 30 | 31
11 | 28 | 2022 | 2022-11-28 | 41 | 30.5 | 27.5 | 29 | 31 | 32 | 28 | 11 | 28 | 2022 | 2022-11-28 | 40.5 | 22.5 | 26.5 | 31 | 28.5 | 29 | 34.5
11 | 29 | 2022 | 2022-11-29 | 38.5 | 25.5 | 25.5 | 24 | 27 | 26 | 34.5 | 11 | 29 | 2022 | 2022-11-29 | 44.5 | 21.5 | 24.5 | 36 | 33.5 | 33.5 | 37.5
11 | 30 | 2022 | 2022-11-30 | 27.5 | 26.5 | 27 | 17.5 | 22.5 | 18.5 | 35 | 11 | 30 | 2022 | 2022-11-30 | 37 | 12 | 19 | 21 | 22.5 | 24.5 | 33.5
12 | 1 | 2022 | 2022-12-01 | 42 | 36.5 | 32 | 24 | 38 | 28.5 | 39 | 12 | 1 | 2022 | 2022-12-01 | 33 | 17.5 | 21.5 | 21.5 | 20.5 | 21 | 29
12 | 2 | 2022 | 2022-12-02 | 40.5 | 32 | 27 | 30 | 33 | 33.5 | 41.5 | 12 | 2 | 2022 | 2022-12-02 | 30 | 23 | 23.5 | 27.5 | 27 | 26.5 | 27.5
12 | 3 | 2022 | 2022-12-03 | 40 | 27 | 24 | 34.5 | 31 | 38.5 | 33.5 | 12 | 3 | 2022 | 2022-12-03 | 42 | 20.5 | 21.5 | 31 | 31 | 27.5 | 32.5
12 | 4 | 2022 | 2022-12-04 | 35 | 29.5 | 26 | 35.5 | 43.5 | 37 | 33.5 | 12 | 4 | 2022 | 2022-12-04 | 43.5 | 20.5 | 20.5 | 32 | 33 | 30 | 27
12 | 5 | 2022 | 2022-12-05 | 35.5 | 29 | 23.5 | 36.5 | 35.5 | 32.5 | 33.5 | 12 | 5 | 2022 | 2022-12-05 | 27 | 20 | 21 | 31.5 | 34 | 30 | 27
12 | 6 | 2022 | 2022-12-06 | 39 | 24 | 23.5 | 28.5 | 33 | 30 | 37 | 12 | 6 | 2022 | 2022-12-06 | 26 | 22 | 20.5 | 31.5 | 31.5 | 29 | 28
12 | 7 | 2022 | 2022-12-07 | 46.5 | 19 | 20.5 | 35.5 | 29.5 | 38 | 37 | 12 | 7 | 2022 | 2022-12-07 | 26 | 11 | 15.5 | 32.5 | 33 | 30 | 26.5
12 | 8 | 2022 | 2022-12-08 | 35 | 19.5 | 20.5 | 27.5 | 28.5 | 28.5 | 38.5 | 12 | 8 | 2022 | 2022-12-08 | 25.5 | 10.5 | 12.5 | 25 | 24 | 21 | 28
12 | 9 | 2022 | 2022-12-09 | 32.5 | 16.5 | 20 | 20 | 24 | 19 | 35 | 12 | 9 | 2022 | 2022-12-09 | 28.5 | 13 | 15.5 | 13.5 | 15.5 | 10 | 26
12 | 10 | 2022 | 2022-12-10 | 24.5 | 15.5 | 17.5 | 18 | 18.5 | 20 | 32 | 12 | 10 | 2022 | 2022-12-10 | 27 | 14 | 18.5 | 19.5 | 23.5 | 16.5 | 23.5
12 | 11 | 2022 | 2022-12-11 | 26 | 22 | 18 | 25.5 | 28 | 27.5 | 28.5 | 12 | 11 | 2022 | 2022-12-11 | 30.5 | 18.5 | 19 | 23 | 19 | 23.5 | 29.5
12 | 12 | 2022 | 2022-12-12 | 27.5 | 24.5 | 24.5 | 24 | 37 | 27 | 30.5 | 12 | 12 | 2022 | 2022-12-12 | 24.5 | 11.5 | 9 | 13.5 | 8 | 12 | 22
12 | 13 | 2022 | 2022-12-13 | 31 | 28 | 24 | 26 | 37.5 | 28.5 | 35.5 | 12 | 13 | 2022 | 2022-12-13 | 22.5 | 10.5 | 11 | 7 | 10 | 3.5 | 24
12 | 14 | 2022 | 2022-12-14 | 34.5 | 25 | 21 | 29.5 | 33 | 30.5 | 37.5 | 12 | 14 | 2022 | 2022-12-14 | 25 | 15 | 18 | 16 | 22 | 11 | 23.5
12 | 15 | 2022 | 2022-12-15 | 37 | 28 | 25 | 32 | 40.5 | 33.5 | 43 | 12 | 15 | 2022 | 2022-12-15 | 29.5 | 17.5 | 20.5 | 22 | 32.5 | 20.5 | 31.5
12 | 16 | 2022 | 2022-12-16 | 39 | 27 | 25.5 | 34.5 | 42.5 | 34.5 | 40.5 | 12 | 16 | 2022 | 2022-12-16 | 36 | 19 | 22.5 | 22.5 | 32.5 | 22 | 28
12 | 17 | 2022 | 2022-12-17 | 44 | 25.5 | 25 | 32 | 42 | 35.5 | 41 | 12 | 17 | 2022 | 2022-12-17 | 34.5 | 19.5 | 24 | 26.5 | 33 | 30.5 | 28
12 | 18 | 2022 | 2022-12-18 | 49 | 38 | 26 | 24.5 | 37.5 | 30.5 | 41.5 | 12 | 18 | 2022 | 2022-12-18 | 32 | 21.5 | 22.5 | 31 | 31 | 32.5 | 29.5
12 | 19 | 2022 | 2022-12-19 | 48.5 | 44 | 29.5 | 40 | 34 | 44.5 | 41 | 12 | 19 | 2022 | 2022-12-19 | 31.5 | 21.5 | 22.5 | 33 | 33.5 | 33 | 27.5
12 | 20 | 2022 | 2022-12-20 | 35.5 | 43.5 | 30.5 | 34.5 | 25 | 45 | 42 | 12 | 20 | 2022 | 2022-12-20 | 30 | 18 | 24.5 | 30 | 30.5 | 34 | 28.5
12 | 21 | 2022 | 2022-12-21 | 68.81 | 41.69 | 40.78 | 58.15 | 59.53 | 60.73 | 56.55 | 12 | 21 | 2022 | 2022-12-21 | 31 | 15 | 20.5 | 29 | 25 | 30.5 | 26
12 | 22 | 2022 | 2022-12-22 | 54.5 | 40.5 | 36.5 | 54 | 52 | 57 | 54 | 12 | 22 | 2022 | 2022-12-22 | 31 | 11 | 21.5 | 27 | 25.5 | 35.5 | 29.5
12 | 23 | 2022 | 2022-12-23 | 42 | 22 | 24 | 47 | 36 | 50 | 49 | 12 | 23 | 2022 | 2022-12-23 | 33 | 10 | 22.5 | 29.5 | 27 | 27.5 | 25
12 | 24 | 2022 | 2022-12-24 | 35 | 12 | 13 | 36 | 19.5 | 43.5 | 46 | 12 | 24 | 2022 | 2022-12-24 | 26 | 6.5 | 17 | 27.5 | 23 | 30 | 26
12 | 25 | 2022 | 2022-12-25 | 26.5 | 9 | 10.5 | 35.5 | 14 | 38.5 | 38 | 12 | 25 | 2022 | 2022-12-25 | 25 | 8.5 | 14.5 | 21.5 | 17.5 | 29.5 | 25.5
12 | 26 | 2022 | 2022-12-26 | 22.5 | 8.5 | 11 | 18.5 | 11 | 19.5 | 30 | 12 | 26 | 2022 | 2022-12-26 | 27.5 | 15 | 21.5 | 17.5 | 25 | 17.5 | 25.5
12 | 27 | 2022 | 2022-12-27 | 18.5 | 11 | 15.5 | 10.5 | 19.5 | 11.5 | 20.5 | 12 | 27 | 2022 | 2022-12-27 | 30 | 18.5 | 22.5 | 19.5 | 23.5 | 17.5 | 27
12 | 28 | 2022 | 2022-12-28 | 27 | 19.5 | 18.5 | 19.5 | 20.5 | 19.5 | 27 | 12 | 28 | 2022 | 2022-12-28 | 27 | 20 | 19 | 15 | 19 | 12.5 | 26.5
12 | 29 | 2022 | 2022-12-29 | 28.5 | 15.5 | 17 | 16.5 | 18.5 | 19 | 28.5 | 12 | 29 | 2022 | 2022-12-29 | 41 | 24 | 28 | 25 | 29 | 23 | 26.5
12 | 30 | 2022 | 2022-12-30 | 34 | 11.5 | 14.5 | 15.5 | 23.5 | 16 | 29 | 12 | 30 | 2022 | 2022-12-30 | 47.5 | 29.5 | 32.5 | 40.5 | 40.5 | 34.5 | 36.5
12 | 31 | 2022 | 2022-12-31 | 36.5 | 15 | 17.5 | 18 | 25.5 | 22 | 37 | 12 | 31 | 2022 | 2022-12-31 | 55 | 32.5 | 33 | 48 | 43 | 41.5 | 43
1 | 1 | 2023 | 2023-01-01 | 38.5 | 22 | 21 | 26 | 27.5 | 30.5 | 40 | 1 | 1 | 2023 | 2023-01-01 | 58 | 30.5 | 32.5 | 50.5 | 39.5 | 45 | 43.5
1 | 2 | 2023 | 2023-01-02 | 41.5 | 24.5 | 22 | 29.5 | 31.5 | 30 | 30 | 1 | 2 | 2023 | 2023-01-02 | 51.5 | 29 | 31 | 48 | 42.5 | 44.5 | 41
1 | 3 | 2023 | 2023-01-03 | 35 | 22 | 19.5 | 27 | 28.5 | 30 | 28 | 1 | 3 | 2023 | 2023-01-03 | 55 | 28.5 | 30 | 48.5 | 39 | 43.5 | 43.5
1 | 4 | 2023 | 2023-01-04 | 26.5 | 18 | 20.5 | 20 | 28.5 | 30.5 | 26 | 1 | 4 | 2023 | 2023-01-04 | 55.5 | 27.5 | 30.5 | 47 | 37 | 42 | 41.5
1 | 5 | 2023 | 2023-01-05 | 29 | 7 | 13.5 | 16.5 | 19.5 | 26 | 29 | 1 | 5 | 2023 | 2023-01-05 | 42.5 | 19 | 21.5 | 32.5 | 22 | 28 | 33
1 | 6 | 2023 | 2023-01-06 | 29.5 | 10 | 15 | 14 | 20 | 19.5 | 31 | 1 | 6 | 2023 | 2023-01-06 | 41 | 15.5 | 17 | 23.5 | 20 | 21.5 | 31
1 | 7 | 2023 | 2023-01-07 | 23 | 15.5 | 17 | 10.5 | 13.5 | 15 | 26 | 1 | 7 | 2023 | 2023-01-07 | 39.5 | 16.5 | 20 | 20.5 | 28 | 19.5 | 28
1 | 8 | 2023 | 2023-01-08 | 23 | 15 | 16.5 | 13 | 16.5 | 14 | 26.5 | 1 | 8 | 2023 | 2023-01-08 | 39.5 | 22 | 28.5 | 25 | 31.5 | 23 | 26.5
1 | 9 | 2023 | 2023-01-09 | 28 | 12.5 | 16.5 | 16.5 | 21.5 | 21 | 27.5 | 1 | 9 | 2023 | 2023-01-09 | 41 | 27.5 | 28.5 | 32 | 32.5 | 29 | 34
1 | 10 | 2023 | 2023-01-10 | 27.5 | 18.5 | 16 | 20.5 | 25.5 | 28.5 | 27 | 1 | 10 | 2023 | 2023-01-10 | 45.5 | 27.5 | 29 | 35 | 36 | 34 | 33.5
1 | 11 | 2023 | 2023-01-11 | 25.5 | 11.5 | 13 | 15.5 | 19 | 18 | 23.5 | 1 | 11 | 2023 | 2023-01-11 | 49 | 28 | 29.5 | 43.5 | 38.5 | 39.5 | 35.5
1 | 12 | 2023 | 2023-01-12 | 22 | 7 | 13 | 6.5 | 10 | 10.5 | 23 | 1 | 12 | 2023 | 2023-01-12 | 36.5 | 21 | 22 | 24.5 | 21 | 22.5 | 33
1 | 13 | 2023 | 2023-01-13 | 20.5 | 5.5 | 12.5 | 10 | 12.5 | 8.5 | 22.5 | 1 | 13 | 2023 | 2023-01-13 | 29 | 14 | 13.5 | 11 | 15 | 10 | 25.5
1 | 14 | 2023 | 2023-01-14 | 21.5 | 11.5 | 12 | 9.5 | 16.5 | 14 | 22.5 | 1 | 14 | 2023 | 2023-01-14 | 25.5 | 8.5 | 11 | 7.5 | 16.5 | 5 | 15
1 | 15 | 2023 | 2023-01-15 | 25.5 | 15 | 16.5 | 16 | 25 | 20 | 23.5 | 1 | 15 | 2023 | 2023-01-15 | 23.5 | 9 | 12 | 13 | 18.5 | 7 | 22
1 | 16 | 2023 | 2023-01-16 | 30 | 12.5 | 16.5 | 19.5 | 24 | 19 | 23.5 | 1 | 16 | 2023 | 2023-01-16 | 25 | 7.5 | 9 | 6.5 | 12 | 3 | 12
1 | 17 | 2023 | 2023-01-17 | 29.5 | 12.5 | 16.5 | 21 | 23.5 | 22.5 | 24.5 | 1 | 17 | 2023 | 2023-01-17 | 23 | 11.5 | 15.5 | 12 | 17.5 | 10.5 | 13.5
1 | 18 | 2023 | 2023-01-18 | 30 | 19 | 23 | 18 | 27 | 18 | 28 | 1 | 18 | 2023 | 2023-01-18 | 33.5 | 22 | 20.5 | 22.5 | 24 | 19 | 24
1 | 19 | 2023 | 2023-01-19 | 39 | 22 | 24 | 24.5 | 31.5 | 25.5 | 26 | 1 | 19 | 2023 | 2023-01-19 | 38.5 | 24 | 25 | 25 | 29 | 22.5 | 27
1 | 20 | 2023 | 2023-01-20 | 40 | 22.5 | 23.5 | 27 | 28.5 | 26.5 | 29 | 1 | 20 | 2023 | 2023-01-20 | 43.5 | 21.5 | 26.5 | 23 | 26.5 | 20.5 | 25.5
1 | 21 | 2023 | 2023-01-21 | 39.5 | 24.5 | 25.5 | 26 | 24.5 | 27.5 | 32.5 | 1 | 21 | 2023 | 2023-01-21 | 36 | 16.5 | 18 | 15 | 19 | 13 | 21.5
1 | 22 | 2023 | 2023-01-22 | 38.5 | 22.5 | 23 | 25.5 | 30 | 26.5 | 23 | 1 | 22 | 2023 | 2023-01-22 | 29.5 | 18.5 | 22.5 | 18 | 23 | 16 | 18
1 | 23 | 2023 | 2023-01-23 | 40 | 20.5 | 21.5 | 23.5 | 25.5 | 24.5 | 26.5 | 1 | 23 | 2023 | 2023-01-23 | 32.5 | 14.5 | 20 | 16 | 19.5 | 10.5 | 20.5
1 | 24 | 2023 | 2023-01-24 | 38.5 | 16.5 | 19 | 23 | 22 | 23.5 | 26.5 | 1 | 24 | 2023 | 2023-01-24 | 26.5 | 13.5 | 19 | 10 | 13.5 | 9 | 22
1 | 25 | 2023 | 2023-01-25 | 27.5 | 15.5 | 19.5 | 20 | 20.5 | 23 | 24.5 | 1 | 25 | 2023 | 2023-01-25 | 27.5 | 13.5 | 20 | 15 | 20 | 14.5 | 19
1 | 26 | 2023 | 2023-01-26 | 26.5 | 16 | 20 | 17 | 20.5 | 17 | 22.5 | 1 | 26 | 2023 | 2023-01-26 | 30.5 | 14 | 19 | 19.5 | 20.5 | 21.5 | 26
1 | 27 | 2023 | 2023-01-27 | 23 | 18.5 | 17 | 17 | 25 | 17.5 | 17 | 1 | 27 | 2023 | 2023-01-27 | 27.5 | 18 | 21 | 24.5 | 15 | 23.5 | 23.5
1 | 28 | 2023 | 2023-01-28 | 36.5 | 21.5 | 22 | 33 | 33 | 32.5 | 29 | 1 | 28 | 2023 | 2023-01-28 | 27.5 | 17.5 | 20 | 20 | 17 | 18 | 20
1 | 29 | 2023 | 2023-01-29 | 49 | 31 | 31.5 | 41.5 | 53.5 | 40 | 40 | 1 | 29 | 2023 | 2023-01-29 | 29 | 16.5 | 14.5 | 16.5 | 20.5 | 14 | 21
1 | 30 | 2023 | 2023-01-30 | 46.5 | 31.5 | 31 | 39 | 44.5 | 38 | 39.5 | 1 | 30 | 2023 | 2023-01-30 | 26.5 | 25 | 22.5 | 27 | 19.5 | 23.5 | 27
1 | 31 | 2023 | 2023-01-31 | 42 | 28 | 26 | 29 | 29 | 31.5 | 32.5 | 1 | 31 | 2023 | 2023-01-31 | 34 | 27 | 22.5 | 33 | 31 | 32 | 29
2 | 1 | 2023 | 2023-02-01 | 40.5 | 24.5 | 24.5 | 30 | 26.5 | 32.5 | 35 | 2 | 1 | 2023 | 2023-02-01 | 44 | 26.5 | 25 | 37.5 | 38 | 36 | 34
2 | 2 | 2023 | 2023-02-02 | 34.5 | 23.5 | 21.5 | 29 | 18 | 31 | 30.5 | 2 | 2 | 2023 | 2023-02-02 | 42.5 | 25.5 | 21.5 | 36 | 37.5 | 34.5 | 35
2 | 3 | 2023 | 2023-02-03 | 26 | 15 | 18.5 | 22 | 16.5 | 24 | 26 | 2 | 3 | 2023 | 2023-02-03 | 36.5 | 17 | 24.5 | 31.5 | 24 | 29.5 | 30.5
2 | 4 | 2023 | 2023-02-04 | 23.5 | 11.5 | 16 | 10.5 | 16 | 14 | 22 | 2 | 4 | 2023 | 2023-02-04 | 26.5 | 11 | 15.5 | 15.5 | 16.5 | 17 | 16.5
2 | 5 | 2023 | 2023-02-05 | 24.5 | 16 | 17 | 19 | 20.5 | 22 | 22.5 | 2 | 5 | 2023 | 2023-02-05 | 20.5 | 15.5 | 19 | 14.5 | 14 | 13.5 | 18.5
2 | 6 | 2023 | 2023-02-06 | 29 | 13 | 15.5 | 18.5 | 21 | 16.5 | 22.5 | 2 | 6 | 2023 | 2023-02-06 | 26 | 15.5 | 14.5 | 17 | 15 | 14 | 18
2 | 7 | 2023 | 2023-02-07 | 31.5 | 16 | 21 | 17 | 21 | 18.5 | 21.5 | 2 | 7 | 2023 | 2023-02-07 | 24 | 15.5 | 21 | 18 | 24 | 15.5 | 18
2 | 8 | 2023 | 2023-02-08 | 32 | 18 | 22.5 | 20 | 25 | 21.5 | 20 | 2 | 8 | 2023 | 2023-02-08 | 28.5 | 23 | 25 | 25.5 | 28.5 | 22.5 | 24
2 | 9 | 2023 | 2023-02-09 | 29.5 | 12 | 12 | 17 | 17 | 19.5 | 23.5 | 2 | 9 | 2023 | 2023-02-09 | 33 | 25 | 26 | 26 | 32.5 | 23 | 25.5
2 | 10 | 2023 | 2023-02-10 | 31.5 | 19.5 | 19.5 | 20 | 18 | 18 | 23.5 | 2 | 10 | 2023 | 2023-02-10 | 33.5 | 23.5 | 26 | 21.5 | 26 | 19.5 | 25
2 | 11 | 2023 | 2023-02-11 | 29.5 | 21 | 23.5 | 22 | 25 | 22 | 23 | 2 | 11 | 2023 | 2023-02-11 | 31 | 17.5 | 22 | 13 | 18 | 12 | 22
2 | 12 | 2023 | 2023-02-12 | 27 | 17 | 21.5 | 15 | 16 | 16 | 22 | 2 | 12 | 2023 | 2023-02-12 | 21 | 11.5 | 19.5 | 5.5 | 13 | 3 | 15.5
2 | 13 | 2023 | 2023-02-13 | 32.5 | 20 | 23.5 | 21 | 29 | 22.5 | 18 | 2 | 13 | 2023 | 2023-02-13 | 19.5 | 14 | 16.5 | 11.5 | 23 | 9 | 17.5
2 | 14 | 2023 | 2023-02-14 | 31.5 | 23 | 27 | 26.5 | 34.5 | 25 | 26.5 | 2 | 14 | 2023 | 2023-02-14 | 15 | 12.5 | 16 | 12 | 16 | 9.5 | 16
2 | 15 | 2023 | 2023-02-15 | 33 | 23.5 | 23.5 | 24 | 27.5 | 26 | 26 | 2 | 15 | 2023 | 2023-02-15 | 13.5 | 15 | 24.5 | 19.5 | 24.5 | 17.5 | 18.5
2 | 16 | 2023 | 2023-02-16 | 32 | 19.5 | 21.5 | 19 | 28 | 19.5 | 24 | 2 | 16 | 2023 | 2023-02-16 | 30.5 | 17 | 21.5 | 24.5 | 29 | 21.5 | 25
2 | 17 | 2023 | 2023-02-17 | 30.5 | 19 | 18.5 | 16 | 21.5 | 15 | 19 | 2 | 17 | 2023 | 2023-02-17 | 32.5 | 20 | 24.5 | 22 | 32 | 20 | 27.5
2 | 18 | 2023 | 2023-02-18 | 31 | 17.5 | 16.5 | 15 | 25 | 16 | 19.5 | 2 | 18 | 2023 | 2023-02-18 | 29 | 20 | 23.5 | 22.5 | 32 | 22 | 27
2 | 19 | 2023 | 2023-02-19 | 25.5 | 14 | 16 | 13.5 | 19.5 | 15 | 15 | 2 | 19 | 2023 | 2023-02-19 | 30.5 | 23 | 22.5 | 27 | 34.5 | 25.5 | 23.5
2 | 20 | 2023 | 2023-02-20 | 18.5 | 14 | 18.5 | 13 | 14.5 | 14.5 | 13 | 2 | 20 | 2023 | 2023-02-20 | 31.5 | 26 | 28 | 24 | 34 | 22 | 27.5
2 | 21 | 2023 | 2023-02-21 | 32.5 | 22.5 | 22.5 | 23 | 28.5 | 23.5 | 22 | 2 | 21 | 2023 | 2023-02-21 | 36 | 24.5 | 23.5 | 22 | 34 | 21 | 26
2 | 22 | 2023 | 2023-02-22 | 36.5 | 34 | 30.5 | 39.5 | 34 | 39.5 | 37 | 2 | 22 | 2023 | 2023-02-22 | 31.5 | 22 | 25 | 22 | 29 | 20 | 21.5
2 | 23 | 2023 | 2023-02-23 | 45 | 34.5 | 32.5 | 47 | 48 | 44 | 44.5 | 2 | 23 | 2023 | 2023-02-23 | 35 | 29 | 27.5 | 25 | 30.5 | 22.5 | 24
2 | 24 | 2023 | 2023-02-24 | 40 | 32.5 | 33 | 48 | 50.5 | 47 | 40 | 2 | 24 | 2023 | 2023-02-24 | 34 | 35 | 30.5 | 36 | 38.5 | 32.5 | 36
2 | 25 | 2023 | 2023-02-25 | 31.5 | 28 | 28 | 42 | 28.5 | 37 | 35 | 2 | 25 | 2023 | 2023-02-25 | 44.5 | 35.5 | 33.5 | 45 | 51 | 43.5 | 42.5
2 | 26 | 2023 | 2023-02-26 | 33.5 | 22.5 | 24.5 | 25.5 | 26.5 | 23 | 26.5 | 2 | 26 | 2023 | 2023-02-26 | 48.5 | 34 | 37 | 40.5 | 46.5 | 37 | 42.5
2 | 27 | 2023 | 2023-02-27 | 31.5 | 24.5 | 24 | 21.5 | 24.5 | 21.5 | 28 | 2 | 27 | 2023 | 2023-02-27 | 37 | 23 | 27.5 | 23 | 27 | 21 | 28.5
2 | 28 | 2023 | 2023-02-28 | 32.5 | 27.5 | 27.5 | 23 | 29 | 23 | 31 | 2 | 28 | 2023 | 2023-02-28 | 24 | 20.5 | 23.5 | 18 | 19.5 | 14.5 | 21.5
3 | 1 | 2023 | 2023-03-01 | 35 | 24.5 | 23.5 | 22.5 | 25 | 24 | 23 | 3 | 1 | 2023 | 2023-03-01 | 20 | 23 | 25.5 | 20.5 | 16 | 18 | 23.5
3 | 2 | 2023 | 2023-03-02 | 38.5 | 17 | 18.5 | 20.5 | 23.5 | 20.5 | 20 | 3 | 2 | 2023 | 2023-03-02 | 18.5 | 15 | 19.5 | 14 | 18.5 | 12 | 18
3 | 3 | 2023 | 2023-03-03 | 34.5 | 19.5 | 23.5 | 20 | 27.5 | 19 | 19 | 3 | 3 | 2023 | 2023-03-03 | 24.5 | 17.5 | 24.5 | 18 | 23 | 14.5 | 22
3 | 4 | 2023 | 2023-03-04 | 33.5 | 22.5 | 27 | 19.5 | 31 | 18.5 | 29 | 3 | 4 | 2023 | 2023-03-04 | 26.5 | 21.5 | 24.5 | 18.5 | 22.5 | 16.5 | 26.5
3 | 5 | 2023 | 2023-03-05 | 31 | 17.5 | 23 | 21.5 | 31.5 | 19 | 23.5 | 3 | 5 | 2023 | 2023-03-05 | 22.5 | 17.5 | 20 | 17 | 19 | 14 | 21.5
3 | 6 | 2023 | 2023-03-06 | 27.5 | 17.5 | 21 | 21 | 28 | 23.5 | 22.5 | 3 | 6 | 2023 | 2023-03-06 | 22.5 | 20.5 | 23.5 | 19 | 22 | 17 | 18.5
3 | 7 | 2023 | 2023-03-07 | 29 | 18 | 21.5 | 19 | 28.5 | 21.5 | 21.5 | 3 | 7 | 2023 | 2023-03-07 | 28 | 22.5 | 20.5 | 22.5 | 24 | 18.5 | 20.5
3 | 8 | 2023 | 2023-03-08 | 32.5 | 18.5 | 22.5 | 24.5 | 27 | 23.5 | 25 | 3 | 8 | 2023 | 2023-03-08 | 31 | 18.5 | 17 | 17 | 18.5 | 14.5 | 16.5
3 | 9 | 2023 | 2023-03-09 | 29 | 16.5 | 21 | 19 | 23.5 | 17 | 21.5 | 3 | 9 | 2023 | 2023-03-09 | 22.5 | 12.5 | 14.5 | 10 | 10.5 | 8 | 11
3 | 10 | 2023 | 2023-03-10 | 29.5 | 18.5 | 17.5 | 18.5 | 29 | 21 | 24 | 3 | 10 | 2023 | 2023-03-10 | 20.5 | 11.5 | 16.5 | 13.5 | 20.5 | 8 | 12
3 | 11 | 2023 | 2023-03-11 | 30.5 | 18.5 | 24 | 18 | 22.5 | 22 | 22 | 3 | 11 | 2023 | 2023-03-11 | 26.5 | 14 | 19 | 18 | 24 | 15 | 18
3 | 12 | 2023 | 2023-03-12 | 29.5 | 17.5 | 21.5 | 15 | 18.5 | 17.5 | 22.5 | 3 | 12 | 2023 | 2023-03-12 | 26 | 13.5 | 18 | 14 | 21 | 10.5 | 19.5
3 | 13 | 2023 | 2023-03-13 | 22 | 17 | 19.5 | 14 | 20 | 14 | 20 | 3 | 13 | 2023 | 2023-03-13 | 22 | 11 | 17.5 | 16 | 14 | 10 | 23
3 | 14 | 2023 | 2023-03-14 | 30 | 17 | 19 | 22 | 29.5 | 19 | 23 | 3 | 14 | 2023 | 2023-03-14 | 16.5 | 12 | 14.5 | 13.5 | 18 | 10 | 11
3 | 15 | 2023 | 2023-03-15 | 31 | 20 | 21 | 22 | 27.5 | 19 | 22 | 3 | 15 | 2023 | 2023-03-15 | 17.5 | 11 | 15.5 | 11.5 | 17.5 | 10 | 13
3 | 16 | 2023 | 2023-03-16 | 28 | 17 | 20 | 18 | 25.5 | 21 | 21 | 3 | 16 | 2023 | 2023-03-16 | 25.5 | 14.5 | 18.5 | 20.5 | 23.5 | 15 | 18
3 | 17 | 2023 | 2023-03-17 | 25.5 | 14 | 15 | 15 | 18.5 | 15 | 19 | 3 | 17 | 2023 | 2023-03-17 | 28.5 | 14.5 | 19 | 18.5 | 23 | 16.5 | 22
3 | 18 | 2023 | 2023-03-18 | 23 | 11 | 11 | 9 | 13 | 12.5 | 14 | 3 | 18 | 2023 | 2023-03-18 | 20 | 14.5 | 20.5 | 15 | 21.5 | 11 | 22.5
3 | 19 | 2023 | 2023-03-19 | 19 | 9 | 7.5 | 10 | 17 | 14.5 | 12 | 3 | 19 | 2023 | 2023-03-19 | 24.5 | 14.5 | 18 | 19 | 26 | 15.5 | 21
3 | 20 | 2023 | 2023-03-20 | 23.5 | 11.5 | 14.5 | 13.5 | 24.5 | 17 | 15 | 3 | 20 | 2023 | 2023-03-20 | 27.5 | 14.5 | 15.5 | 14 | 23.5 | 13.5 | 22
3 | 21 | 2023 | 2023-03-21 | 23 | 16 | 14.5 | 15.5 | 19.5 | 15.5 | 17 | 3 | 21 | 2023 | 2023-03-21 | 26 | 13 | 16.5 | 19.5 | 22 | 16.5 | 16
3 | 22 | 2023 | 2023-03-22 | 20 | 12 | 9.5 | 14 | 16.5 | 15 | 11 | 3 | 22 | 2023 | 2023-03-22 | 27 | 15.5 | 19 | 19.5 | 24 | 16 | 21
3 | 23 | 2023 | 2023-03-23 | 28.5 | 15.5 | 21 | 15.5 | 23.5 | 15.5 | 19 | 3 | 23 | 2023 | 2023-03-23 | 27.5 | 14.5 | 12.5 | 17.5 | 24 | 13 | 20
3 | 24 | 2023 | 2023-03-24 | 30 | 20.5 | 20.5 | 19 | 26.5 | 18.5 | 22 | 3 | 24 | 2023 | 2023-03-24 | 18.5 | 6 | 13 | 10 | 21.5 | 7 | 13
3 | 25 | 2023 | 2023-03-25 | 30.5 | 20.5 | 22 | 20 | 31.5 | 20 | 23.5 | 3 | 25 | 2023 | 2023-03-25 | 23.5 | 12.5 | 16 | 17 | 24 | 14.5 | 18.5
3 | 26 | 2023 | 2023-03-26 | 31.5 | 20.5 | 23.5 | 21 | 28 | 20.5 | 22 | 3 | 26 | 2023 | 2023-03-26 | 24 | 15 | 18 | 18.5 | 23.5 | 14 | 22.5
3 | 27 | 2023 | 2023-03-27 | 28 | 14 | 16.5 | 16.5 | 24 | 15 | 20.5 | 3 | 27 | 2023 | 2023-03-27 | 27.5 | 10.5 | 19 | 18 | 25 | 15 | 21
3 | 28 | 2023 | 2023-03-28 | 25.5 | 7.5 | 13 | 13.5 | 21.5 | 14 | 13 | 3 | 28 | 2023 | 2023-03-28 | 23.5 | 11 | 17.5 | 16.5 | 21.5 | 15 | 16
3 | 29 | 2023 | 2023-03-29 | 21 | 10 | 11.5 | 17.5 | 22.5 | 17 | 20.5 | 3 | 29 | 2023 | 2023-03-29 | 21 | 11.5 | 15.5 | 15 | 15.5 | 12.5 | 11
3 | 30 | 2023 | 2023-03-30 | 21.5 | 12.5 | 14 | 12.5 | 22 | 12 | 16 | 3 | 30 | 2023 | 2023-03-30 | 17 | 10 | 11 | 8 | 7 | 5.5 | 5.5
3 | 31 | 2023 | 2023-03-31 | 20 | 15.5 | 20.5 | 15 | 20.5 | 15.5 | 19 | 3 | 31 | 2023 | 2023-03-31 | 7 | 8 | 10 | 3 | 7.5 | 3 | 1.5
4 | 1 | 2023 | 2023-04-01 | 23.5 | 17 | 19 | 19 | 20.5 | 17 | 22 | 4 | 1 | 2023 | 2023-04-01 | 5 | 14.5 | 16.5 | 4 | 9 | 1.5 | 6
4 | 2 | 2023 | 2023-04-02 | 30.5 | 20 | 20.5 | 19 | 25.5 | 21 | 24.5 | 4 | 2 | 2023 | 2023-04-02 | 21.5 | 13.5 | 18 | 14.5 | 19 | 11 | 13
4 | 3 | 2023 | 2023-04-03 | 26.5 | 17 | 21 | 22.5 | 26.5 | 26 | 22 | 4 | 3 | 2023 | 2023-04-03 | 22.5 | 15 | 19 | 16 | 25.5 | 15 | 16.5
4 | 4 | 2023 | 2023-04-04 | 31 | 19.5 | 21 | 21 | 32.5 | 19.5 | 22 | 4 | 4 | 2023 | 2023-04-04 | 19 | 16.5 | 18 | 14.5 | 14 | 12.5 | 13.5
4 | 5 | 2023 | 2023-04-05 | 24.5 | 17 | 17.5 | 16 | 20 | 14.5 | 17.5 | 4 | 5 | 2023 | 2023-04-05 | 20.5 | 14.5 | 17.5 | 14.5 | 24 | 11.5 | 12
4 | 6 | 2023 | 2023-04-06 | 16 | 10 | 13.5 | 4 | 10 | 3 | 13 | 4 | 6 | 2023 | 2023-04-06 | 26.5 | 17.5 | 21 | 20.5 | 28 | 17.5 | 19
4 | 7 | 2023 | 2023-04-07 | 24 | 10.5 | 11.5 | 13 | 16.5 | 10.5 | 14 | 4 | 7 | 2023 | 2023-04-07 | 30 | 18.5 | 22.5 | 23 | 29.5 | 20.5 | 22.5
4 | 8 | 2023 | 2023-04-08 | 20 | 8 | 14.5 | 10.5 | 12.5 | 9.5 | 13 | 4 | 8 | 2023 | 2023-04-08 | 25.5 | 16.5 | 19 | 19.5 | 25 | 18.5 | 17
4 | 9 | 2023 | 2023-04-09 | 11 | 9.5 | 12.5 | 5 | 5 | 1 | 6.5 | 4 | 9 | 2023 | 2023-04-09 | 19.5 | 11.5 | 15 | 16.5 | 24.5 | 13 | 10
4 | 10 | 2023 | 2023-04-10 | 1.5 | 14 | 18 | 9.5 | 6 | 8 | 15 | 4 | 10 | 2023 | 2023-04-10 | 19 | 10 | 19 | 9 | 15 | 6.5 | 9
4 | 11 | 2023 | 2023-04-11 | 17.5 | 18.5 | 16.5 | 14 | 23.5 | 15.5 | 18 | 4 | 11 | 2023 | 2023-04-11 | 18.5 | 13.5 | 18 | 16 | 25 | 11.5 | 15.5
4 | 12 | 2023 | 2023-04-12 | 25.5 | 14.5 | 17 | 20.5 | 26 | 20 | 19 | 4 | 12 | 2023 | 2023-04-12 | 22.5 | 14.5 | 20 | 19 | 24 | 14 | 21
4 | 13 | 2023 | 2023-04-13 | 22.5 | 18 | 18 | 14 | 21 | 14.5 | 18.5 | 4 | 13 | 2023 | 2023-04-13 | 22 | 13 | 20 | 17.5 | 21.5 | 15 | 13.5
4 | 14 | 2023 | 2023-04-14 | 25 | 14 | 13.5 | 14.5 | 18 | 13.5 | 14.5 | 4 | 14 | 2023 | 2023-04-14 | 23 | 20.5 | 20.5 | 17 | 17 | 13.5 | 13.5
4 | 15 | 2023 | 2023-04-15 | 15 | 13 | 13.5 | 6.5 | 9 | 5.5 | 9.5 | 4 | 15 | 2023 | 2023-04-15 | 21.5 | 18 | 18 | 14.5 | 12.5 | 10.5 | 19.5
4 | 16 | 2023 | 2023-04-16 | 10.5 | 14 | 19 | 12 | 16 | 11 | 18 | 4 | 16 | 2023 | 2023-04-16 | 13 | 15 | 13 | 7 | 14.5 | 4.5 | 7.5
4 | 17 | 2023 | 2023-04-17 | 18.5 | 13.5 | 19 | 12.5 | 21 | 13 | 18 | 4 | 17 | 2023 | 2023-04-17 | 16.5 | 16.5 | 19 | 15 | 18.5 | 14.5 | 16.5
4 | 18 | 2023 | 2023-04-18 | 30.5 | 16 | 19.5 | 19 | 23.5 | 17 | 13.5 | 4 | 18 | 2023 | 2023-04-18 | 24.5 | 16 | 21 | 19.5 | 22 | 16.5 | 16.5
4 | 19 | 2023 | 2023-04-19 | 29 | 13.5 | 20 | 19 | 23.5 | 17.5 | 20 | 4 | 19 | 2023 | 2023-04-19 | 26.5 | 14 | 20.5 | 18 | 25 | 15.5 | 20.5
4 | 20 | 2023 | 2023-04-20 | 20 | 13 | 20 | 14 | 19 | 13 | 20 | 4 | 20 | 2023 | 2023-04-20 | 24.5 | 17 | 19 | 18 | 20 | 17.5 | 17.5
4 | 21 | 2023 | 2023-04-21 | 20 | 11.5 | 13 | 13 | 11 | 12.5 | 14.5 | 4 | 21 | 2023 | 2023-04-21 | 26 | 16 | 18 | 14.5 | 25 | 14.5 | 15.5
4 | 22 | 2023 | 2023-04-22 | 15.5 | 7 | 8 | 4 | 3.5 | 4.5 | 4 | 4 | 22 | 2023 | 2023-04-22 | 25 | 12.5 | 18 | 16 | 23.5 | 13.5 | 18
4 | 23 | 2023 | 2023-04-23 | 14.5 | 13.5 | 12.5 | 6 | 9.5 | 5.5 | 8 | 4 | 23 | 2023 | 2023-04-23 | 23.5 | 11.5 | 9 | 11.5 | 17 | 11 | 15.5
4 | 24 | 2023 | 2023-04-24 | 20.5 | 9.5 | 12 | 11 | 18 | 11 | 12.5 | 4 | 24 | 2023 | 2023-04-24 | 23 | 13 | 21.5 | 12.5 | 14.5 | 9 | 11.5
4 | 25 | 2023 | 2023-04-25 | 14.5 | 9.5 | 10.5 | 5 | 10.5 | 4 | 6 | 4 | 25 | 2023 | 2023-04-25 | 18.5 | 13 | 19 | 11.5 | 19 | 9.5 | 12
4 | 26 | 2023 | 2023-04-26 | 5.5 | 11.5 | 4.5 | 0 | 1.5 | 0 | 0 | 4 | 26 | 2023 | 2023-04-26 | 21 | 10 | 15.5 | 12 | 22.5 | 10 | 13.5
4 | 27 | 2023 | 2023-04-27 | 9 | 6.5 | 0 | 1.5 | 3.5 | 1 | 2.5 | 4 | 27 | 2023 | 2023-04-27 | 19.5 | 13.5 | 19 | 12.5 | 20.5 | 9.5 | 16.5
4 | 28 | 2023 | 2023-04-28 | 6.5 | 1.5 | 0 | 0 | 0 | 0 | 0 | 4 | 28 | 2023 | 2023-04-28 | 23 | 14 | 24.5 | 14 | 22 | 11 | 15
4 | 29 | 2023 | 2023-04-29 | 1.5 | 0 | 1 | 0 | 0 | 0 | 0 | 4 | 29 | 2023 | 2023-04-29 | 21 | 14.5 | 25 | 15 | 21.5 | 15 | 14.5
4 | 30 | 2023 | 2023-04-30 | 0 | 7.5 | 5.5 | 0 | 1 | 0 | 0 | 4 | 30 | 2023 | 2023-04-30 | 17.5 | 10.5 | 15 | 12 | 21.5 | 10 | 14
5 | 1 | 2023 | 2023-05-01 | 5.5 | 4.5 | 9.5 | 5.5 | 12.5 | 4.5 | 5.5 | 5 | 1 | 2023 | 2023-05-01 | 19.5 | 12 | 12.5 | 12 | 16.5 | 7 | 12.5
5 | 2 | 2023 | 2023-05-02 | 6 | 0 | 1 | 3 | 3.5 | 2.5 | 0 | 5 | 2 | 2023 | 2023-05-02 | 16 | 12 | 17 | 11.5 | 12.5 | 7.5 | 10.5
5 | 3 | 2023 | 2023-05-03 | 0 | 0 | 0 | 0 | 0 | 0 | 0 | 5 | 3 | 2023 | 2023-05-03 | 20 | 9.5 | 14.5 | 14 | 16.5 | 11 | 6
5 | 4 | 2023 | 2023-05-04 | 0 | 5 | 10.5 | 0 | 6.5 | 0 | 0 | 5 | 4 | 2023 | 2023-05-04 | 18 | 8.5 | 11.5 | 10 | 11 | 7 | 11.5
5 | 5 | 2023 | 2023-05-05 | 15.5 | 8.5 | 12 | 9 | 13 | 9.5 | 6 | 5 | 5 | 2023 | 2023-05-05 | 7 | 9.5 | 10 | 5 | 10 | 2.5 | 5.5
5 | 6 | 2023 | 2023-05-06 | 10.5 | 8.5 | 8 | 4 | 9.5 | 4 | 7 | 5 | 6 | 2023 | 2023-05-06 | 12.5 | 10 | 11.5 | 7.5 | 9.5 | 6 | 5
5 | 7 | 2023 | 2023-05-07 | 14 | 8.5 | 5.5 | 10.5 | 13 | 9.5 | 6 | 5 | 7 | 2023 | 2023-05-07 | 9 | 9.5 | 10 | 8.5 | 15.5 | 6 | 10
5 | 8 | 2023 | 2023-05-08 | 13.5 | 5 | 6 | 1.5 | 14 | 4.5 | 2.5 | 5 | 8 | 2023 | 2023-05-08 | 18 | 11.5 | 11 | 10.5 | 18 | 8 | 14
5 | 9 | 2023 | 2023-05-09 | 17 | 7.5 | 7.5 | 6.5 | 13 | 7.5 | 6 | 5 | 9 | 2023 | 2023-05-09 | 19.5 | 6.5 | 10 | 10.5 | 15 | 7.5 | 0
5 | 10 | 2023 | 2023-05-10 | 11.5 | 3.5 | 2 | 2 | 9 | 0 | 0.5 | 5 | 10 | 2023 | 2023-05-10 | 5 | 6 | 7 | 4.5 | 11 | 3 | 0.5
5 | 11 | 2023 | 2023-05-11 | 7 | 0.5 | 1 | 0 | 4.5 | 0 | 0 | 5 | 11 | 2023 | 2023-05-11 | 8.5 | 11 | 14.5 | 0 | 4.5 | 0 | 0.5
5 | 12 | 2023 | 2023-05-12 | 3.5 | 0 | 0 | 0 | 0 | 0 | 0 | 5 | 12 | 2023 | 2023-05-12 | 12 | 11 | 12 | 7.5 | 9.5 | 7.5 | 9.5
5 | 13 | 2023 | 2023-05-13 | 1 | 0 | 0 | 0 | 0 | 0 | 0 | 5 | 13 | 2023 | 2023-05-13 | 1.5 | 6 | 9 | 4 | 12 | 0 | 4
5 | 14 | 2023 | 2023-05-14 | 0.5 | 0 | 0 | 0 | 0 | 0 | 0 | 5 | 14 | 2023 | 2023-05-14 | 0 | 5 | 6.5 | 0 | 8.5 | 0 | 0
5 | 15 | 2023 | 2023-05-15 | 2.5 | 0 | 0 | 0 | 0 | 0 | 0 | 5 | 15 | 2023 | 2023-05-15 | 15.5 | 9 | 12.5 | 9.5 | 14 | 5 | 4.5
5 | 16 | 2023 | 2023-05-16 | 1 | 0 | 0 | 0 | 0 | 0 | 0 | 5 | 16 | 2023 | 2023-05-16 | 18.5 | 8.5 | 13 | 9 | 16 | 8.5 | 8.5
5 | 17 | 2023 | 2023-05-17 | 0.5 | 0 | 0 | 0 | 0 | 0 | 0 | 5 | 17 | 2023 | 2023-05-17 | 20.5 | 9 | 11.5 | 12.5 | 17 | 8.5 | 11.5
5 | 18 | 2023 | 2023-05-18 | 0 | 0 | 0 | 0 | 0 | 0 | 0 | 5 | 18 | 2023 | 2023-05-18 | 13 | 9.5 | 10 | 7 | 12.5 | 4.5 | 3.5
5 | 19 | 2023 | 2023-05-19 | 0 | 0 | 0 | 0 | 0 | 0 | 0 | 5 | 19 | 2023 | 2023-05-19 | 6 | 7 | 9.5 | 3 | 11 | 0 | 0
5 | 20 | 2023 | 2023-05-20 | 0 | 0 | 0 | 0 | 0 | 0 | 0 | 5 | 20 | 2023 | 2023-05-20 | 2 | 7 | 8 | 0 | 7.5 | 0 | 0
5 | 21 | 2023 | 2023-05-21 | 0 | 3 | 6 | 0 | 0 | 0 | 0 | 5 | 21 | 2023 | 2023-05-21 | 9.5 | 7.5 | 11 | 3.5 | 6.5 | 0 | 2.5
5 | 22 | 2023 | 2023-05-22 | 9.5 | 5.5 | 8.5 | 6.5 | 11 | 4 | 5.5 | 5 | 22 | 2023 | 2023-05-22 | 7 | 6 | 10 | 6 | 11.5 | 2 | 4.5
5 | 23 | 2023 | 2023-05-23 | 7.5 | 6.5 | 4.5 | 3 | 9.5 | 1.5 | 0 | 5 | 23 | 2023 | 2023-05-23 | 15 | 8 | 12.5 | 11.5 | 16.5 | 10 | 3
5 | 24 | 2023 | 2023-05-24 | 7 | 3 | 3 | 1.5 | 3.5 | 0 | 0 | 5 | 24 | 2023 | 2023-05-24 | 12 | 3.5 | 6.5 | 2.5 | 11 | 1.5 | 4
5 | 25 | 2023 | 2023-05-25 | 4 | 0 | 0 | 0 | 1 | 0 | 0 | 5 | 25 | 2023 | 2023-05-25 | 10.5 | 7 | 10.5 | 7 | 14 | 5 | 7
5 | 26 | 2023 | 2023-05-26 | 3.5 | 0 | 0 | 0 | 0 | 0 | 0 | 5 | 26 | 2023 | 2023-05-26 | 17 | 6.5 | 11.5 | 9 | 19 | 6 | 7
5 | 27 | 2023 | 2023-05-27 | 4.5 | 0.5 | 2.5 | 0 | 0.5 | 0 | 0 | 5 | 27 | 2023 | 2023-05-27 | 16 | 6.5 | 11 | 9 | 14 | 5 | 7.5
5 | 28 | 2023 | 2023-05-28 | 2.5 | 2 | 6 | 0 | 0 | 0 | 0 | 5 | 28 | 2023 | 2023-05-28 | 18 | 6 | 11.5 | 12 | 18 | 7.5 | 11.5
5 | 29 | 2023 | 2023-05-29 | 1.5 | 2.5 | 3 | 0 | 0 | 0 | 0 | 5 | 29 | 2023 | 2023-05-29 | 11.5 | 6.5 | 12.5 | 6.5 | 17 | 5.5 | 0
5 | 30 | 2023 | 2023-05-30 | 0 | 5.5 | 6 | 0 | 1.5 | 0 | 0 | 5 | 30 | 2023 | 2023-05-30 | 11 | 3.5 | 9.5 | 5 | 16 | 3 | 5.5
5 | 31 | 2023 | 2023-05-31 | 6 | 5 | 10.5 | 1 | 8.5 | 0 | 2 | 5 | 31 | 2023 | 2023-05-31 | 8 | 3 | 7 | 0.5 | 9.5 | 0 | 0
6 | 1 | 2023 | 2023-06-01 | 2.5 | 3 | 7 | 0 | 3.5 | 0 | 0 | 6 | 1 | 2023 | 2023-06-01 | 11 | 4 | 7.5 | 6.5 | 14 | 2 | 3.5
6 | 2 | 2023 | 2023-06-02 | 0 | 3 | 3.5 | 0 | 0 | 0 | 0 | 6 | 2 | 2023 | 2023-06-02 | 16.5 | 7 | 7 | 8.5 | 13.5 | 8 | 1
6 | 3 | 2023 | 2023-06-03 | 0 | 1 | 1 | 0 | 0 | 0 | 0 | 6 | 3 | 2023 | 2023-06-03 | 12 | 0 | 6.5 | 4.5 | 11 | 1 | 6
6 | 4 | 2023 | 2023-06-04 | 0 | 2 | 4.5 | 0 | 0 | 0 | 0 | 6 | 4 | 2023 | 2023-06-04 | 7 | 2 | 0 | 0 | 0 | 0 | 0
6 | 5 | 2023 | 2023-06-05 | 0 | 2 | 3.5 | 0 | 0 | 0 | 0 | 6 | 5 | 2023 | 2023-06-05 | 1 | 0.5 | 0 | 0 | 0 | 0 | 0
6 | 6 | 2023 | 2023-06-06 | 0 | 0 | 0 | 0 | 0 | 0 | 0 | 6 | 6 | 2023 | 2023-06-06 | 5 | 0 | 0 | 0 | 5 | 0 | 0
6 | 7 | 2023 | 2023-06-07 | 0 | 0 | 0 | 0 | 0 | 0 | 0 | 6 | 7 | 2023 | 2023-06-07 | 2.5 | 2.5 | 6.5 | 2 | 8.5 | 0 | 0
6 | 8 | 2023 | 2023-06-08 | 0 | 0 | 0 | 0 | 0 | 0 | 0 | 6 | 8 | 2023 | 2023-06-08 | 13 | 2 | 6.5 | 8.5 | 14 | 6 | 2.5
6 | 9 | 2023 | 2023-06-09 | 2.5 | 5.5 | 7.5 | 0 | 3.5 | 0 | 0 | 6 | 9 | 2023 | 2023-06-09 | 8 | 0.5 | 5.5 | 4.5 | 7.5 | 0.5 | 0.5
6 | 10 | 2023 | 2023-06-10 | 0 | 5 | 4.5 | 0 | 0 | 0 | 0 | 6 | 10 | 2023 | 2023-06-10 | 10.5 | 2 | 5.5 | 0.5 | 0.5 | 0 | 0
6 | 11 | 2023 | 2023-06-11 | 0 | 0 | 0 | 0 | 0 | 0 | 0 | 6 | 11 | 2023 | 2023-06-11 | 9.5 | 1 | 5.5 | 2 | 4.5 | 0 | 0
6 | 12 | 2023 | 2023-06-12 | 0 | 0 | 0 | 0 | 0 | 0 | 0 | 6 | 12 | 2023 | 2023-06-12 | 5 | 0 | 7.5 | 0 | 7.5 | 0 | 1
6 | 13 | 2023 | 2023-06-13 | 0 | 1.5 | 2 | 0 | 0 | 0 | 0 | 6 | 13 | 2023 | 2023-06-13 | 0.5 | 2.5 | 5 | 0 | 3.5 | 0 | 0
6 | 14 | 2023 | 2023-06-14 | 6 | 2 | 7.5 | 0.5 | 6.5 | 0 | 0 | 6 | 14 | 2023 | 2023-06-14 | 4.5 | 4 | 7.5 | 0 | 4.5 | 0 | 0
6 | 15 | 2023 | 2023-06-15 | 5 | 0 | 0.5 | 0 | 0 | 0 | 0 | 6 | 15 | 2023 | 2023-06-15 | 10.5 | 3 | 9 | 3.5 | 7 | 0 | 2.5
6 | 16 | 2023 | 2023-06-16 | 0 | 0.5 | 0 | 0 | 0 | 0 | 0 | 6 | 16 | 2023 | 2023-06-16 | 9.5 | 2.5 | 9.5 | 3.5 | 9.5 | 0 | 5
6 | 17 | 2023 | 2023-06-17 | 0.5 | 3.5 | 7.5 | 0 | 0 | 0 | 0 | 6 | 17 | 2023 | 2023-06-17 | 6.5 | 0.5 | 6.5 | 1.5 | 4.5 | 0 | 0
6 | 18 | 2023 | 2023-06-18 | 11.5 | 6 | 8.5 | 3.5 | 8 | 4.5 | 7 | 6 | 18 | 2023 | 2023-06-18 | 9 | 2.5 | 6.5 | 0.5 | 6 | 0 | 0
6 | 19 | 2023 | 2023-06-19 | 16.5 | 6.5 | 5 | 3 | 14.5 | 2 | 0.5 | 6 | 19 | 2023 | 2023-06-19 | 5 | 2 | 4.5 | 0 | 4 | 0 | 0
6 | 20 | 2023 | 2023-06-20 | 16.5 | 4 | 7 | 2.5 | 11 | 4.5 | 5.5 | 6 | 20 | 2023 | 2023-06-20 | 2.5 | 0 | 4 | 0 | 0 | 0 | 0
6 | 21 | 2023 | 2023-06-21 | 7 | 3.5 | 0 | 0 | 2 | 0 | 0 | 6 | 21 | 2023 | 2023-06-21 | 0 | 0 | 0 | 0 | 0 | 0 | 0
6 | 22 | 2023 | 2023-06-22 | 1 | 0 | 0 | 0 | 0 | 0 | 0 | 6 | 22 | 2023 | 2023-06-22 | 0 | 0.5 | 2 | 0 | 0 | 0 | 0
6 | 23 | 2023 | 2023-06-23 | 1 | 0 | 0 | 0 | 0 | 0 | 0 | 6 | 23 | 2023 | 2023-06-23 | 2 | 2.5 | 5.5 | 0 | 4 | 0 | 0
6 | 24 | 2023 | 2023-06-24 | 0 | 2 | 0.5 | 0 | 0 | 0 | 0 | 6 | 24 | 2023 | 2023-06-24 | 7.5 | 1.5 | 4.5 | 2.5 | 8.5 | 0 | 1
6 | 25 | 2023 | 2023-06-25 | 0 | 0 | 0 | 0 | 0 | 0 | 0 | 6 | 25 | 2023 | 2023-06-25 | 5 | 2 | 3.5 | 0.5 | 6 | 0 | 2
6 | 26 | 2023 | 2023-06-26 | 0 | 0 | 0 | 0 | 0 | 0 | 0 | 6 | 26 | 2023 | 2023-06-26 | 4.5 | 3.5 | 4.5 | 0 | 3 | 0 | 0
6 | 27 | 2023 | 2023-06-27 | 0 | 0 | 0 | 0 | 0 | 0 | 0 | 6 | 27 | 2023 | 2023-06-27 | 0 | 0 | 0 | 0 | 0 | 0 | 0
6 | 28 | 2023 | 2023-06-28 | 0 | 0 | 0 | 0 | 0 | 0 | 0 | 6 | 28 | 2023 | 2023-06-28 | 0 | 0 | 0 | 0 | 0 | 0 | 0
6 | 29 | 2023 | 2023-06-29 | 0 | 0 | 0 | 0 | 0 | 0 | 0 | 6 | 29 | 2023 | 2023-06-29 | 0 | 1 | 2 | 0 | 0 | 0 | 0
6 | 30 | 2023 | 2023-06-30 | 0 | 0 | 0 | 0 | 0 | 0 | 0 | 6 | 30 | 2023 | 2023-06-30 | 1.5 | 2.5 | 4 | 0 | 7 | 0 | 0
7 | 1 | 2023 | 2023-07-01 | 0 | 0 | 0 | 0 | 0 | 0 | 0 | 7 | 1 | 2023 | 2023-07-01 | 3 | 0 | 4.5 | 0 | 2.5 | 0 | 0
7 | 2 | 2023 | 2023-07-02 | 0 | 0 | 0 | 0 | 0 | 0 | 0 | 7 | 2 | 2023 | 2023-07-02 | 0 | 0 | 0 | 0 | 0 | 0 | 0
7 | 3 | 2023 | 2023-07-03 | 0 | 0 | 0 | 0 | 0 | 0 | 0 | 7 | 3 | 2023 | 2023-07-03 | 0 | 1 | 0 | 0 | 0 | 0 | 0
7 | 4 | 2023 | 2023-07-04 | 0 | 0 | 0 | 0 | 0 | 0 | 0 | 7 | 4 | 2023 | 2023-07-04 | 0 | 0.5 | 2 | 0 | 0 | 0 | 0
7 | 5 | 2023 | 2023-07-05 | 0 | 0 | 0 | 0 | 0 | 0 | 0 | 7 | 5 | 2023 | 2023-07-05 | 0 | 0 | 0 | 0 | 0 | 0 | 0
7 | 6 | 2023 | 2023-07-06 | 0 | 0 | 0 | 0 | 0 | 0 | 0 | 7 | 6 | 2023 | 2023-07-06 | 0 | 0 | 0 | 0 | 0 | 0 | 0
7 | 7 | 2023 | 2023-07-07 | 0 | 0 | 0 | 0 | 0 | 0 | 0 | 7 | 7 | 2023 | 2023-07-07 | 0 | 0 | 1 | 0 | 0 | 0 | 0
7 | 8 | 2023 | 2023-07-08 | 0 | 0 | 0.5 | 0 | 0 | 0 | 0 | 7 | 8 | 2023 | 2023-07-08 | 3 | 3 | 5 | 0 | 3 | 0 | 0
7 | 9 | 2023 | 2023-07-09 | 0 | 0 | 0 | 0 | 0 | 0 | 0 | 7 | 9 | 2023 | 2023-07-09 | 2.5 | 3.5 | 2.5 | 0 | 1 | 0 | 0
7 | 10 | 2023 | 2023-07-10 | 0 | 0 | 2 | 0 | 0 | 0 | 0 | 7 | 10 | 2023 | 2023-07-10 | 1 | 1.5 | 0 | 0 | 0 | 0 | 0
7 | 11 | 2023 | 2023-07-11 | 0 | 0 | 0 | 0 | 0 | 0 | 0 | 7 | 11 | 2023 | 2023-07-11 | 0 | 1.5 | 0 | 0 | 0 | 0 | 0
7 | 12 | 2023 | 2023-07-12 | 0 | 0 | 0 | 0 | 0 | 0 | 0 | 7 | 12 | 2023 | 2023-07-12 | 0 | 0 | 0 | 0 | 0 | 0 | 0
7 | 13 | 2023 | 2023-07-13 | 0 | 0 | 0 | 0 | 0 | 0 | 0 | 7 | 13 | 2023 | 2023-07-13 | 0 | 0 | 0 | 0 | 3 | 0 | 0
7 | 14 | 2023 | 2023-07-14 | 0 | 0 | 0 | 0 | 0 | 0 | 0 | 7 | 14 | 2023 | 2023-07-14 | 0 | 0 | 1.5 | 0 | 4 | 0 | 0
7 | 15 | 2023 | 2023-07-15 | 0 | 0 | 0 | 0 | 0 | 0 | 0 | 7 | 15 | 2023 | 2023-07-15 | 0 | 0 | 0 | 0 | 0 | 0 | 0
7 | 16 | 2023 | 2023-07-16 | 0 | 0 | 0 | 0 | 0 | 0 | 0 | 7 | 16 | 2023 | 2023-07-16 | 0 | 0 | 0 | 0 | 0 | 0 | 0
7 | 17 | 2023 | 2023-07-17 | 0 | 0 | 0 | 0 | 0 | 0 | 0 | 7 | 17 | 2023 | 2023-07-17 | 0 | 0 | 2.5 | 0 | 0 | 0 | 0
7 | 18 | 2023 | 2023-07-18 | 0 | 0 | 0 | 0 | 0 | 0 | 0 | 7 | 18 | 2023 | 2023-07-18 | 0 | 0 | 0 | 0 | 1 | 0 | 0
7 | 19 | 2023 | 2023-07-19 | 0 | 0 | 0 | 0 | 0 | 0 | 0 | 7 | 19 | 2023 | 2023-07-19 | 0 | 0 | 3 | 0 | 5.5 | 0 | 0
7 | 20 | 2023 | 2023-07-20 | 0 | 0 | 0 | 0 | 0 | 0 | 0 | 7 | 20 | 2023 | 2023-07-20 | 0 | 0 | 0 | 0 | 3.5 | 0 | 0
7 | 21 | 2023 | 2023-07-21 | 0 | 0 | 0 | 0 | 0 | 0 | 0 | 7 | 21 | 2023 | 2023-07-21 | 0 | 0 | 0 | 0 | 2.5 | 0 | 0
7 | 22 | 2023 | 2023-07-22 | 0 | 0 | 0 | 0 | 0 | 0 | 0 | 7 | 22 | 2023 | 2023-07-22 | 0 | 1 | 2.5 | 0 | 0.5 | 0 | 0
7 | 23 | 2023 | 2023-07-23 | 0 | 0 | 0 | 0 | 0 | 0 | 0 | 7 | 23 | 2023 | 2023-07-23 | 0 | 0 | 0 | 0 | 0 | 0 | 0
7 | 24 | 2023 | 2023-07-24 | 0 | 0 | 1.5 | 0 | 0 | 0 | 0 | 7 | 24 | 2023 | 2023-07-24 | 0 | 0 | 0 | 0 | 0 | 0 | 0
7 | 25 | 2023 | 2023-07-25 | 0 | 1.5 | 0 | 0 | 0 | 0 | 0 | 7 | 25 | 2023 | 2023-07-25 | 0 | 1 | 2.5 | 0 | 0 | 0 | 0
7 | 26 | 2023 | 2023-07-26 | 0 | 0 | 0 | 0 | 0 | 0 | 0 | 7 | 26 | 2023 | 2023-07-26 | 0 | 0 | 1 | 0 | 0 | 0 | 0
7 | 27 | 2023 | 2023-07-27 | 0 | 0 | 0 | 0 | 0 | 0 | 0 | 7 | 27 | 2023 | 2023-07-27 | 0.5 | 0 | 0 | 0 | 0 | 0 | 0
7 | 28 | 2023 | 2023-07-28 | 0 | 0 | 0 | 0 | 0 | 0 | 0 | 7 | 28 | 2023 | 2023-07-28 | 0 | 0 | 0 | 0 | 0 | 0 | 0
7 | 29 | 2023 | 2023-07-29 | 0 | 0 | 0 | 0 | 0 | 0 | 0 | 7 | 29 | 2023 | 2023-07-29 | 0 | 0 | 0 | 0 | 0 | 0 | 0
7 | 30 | 2023 | 2023-07-30 | 0 | 0 | 0 | 0 | 0 | 0 | 0 | 7 | 30 | 2023 | 2023-07-30 | 0 | 0 | 0 | 0 | 0 | 0 | 0
7 | 31 | 2023 | 2023-07-31 | 0 | 0 | 0 | 0 | 0 | 0 | 0 | 7 | 31 | 2023 | 2023-07-31 | 0 | 0 | 0 | 0 | 0 | 0 | 0
8 | 1 | 2023 | 2023-08-01 | 0 | 0 | 0 | 0 | 0 | 0 | 0 | 8 | 1 | 2023 | 2023-08-01 | 0 | 0 | 0 | 0 | 0 | 0 | 0
8 | 2 | 2023 | 2023-08-02 | 0 | 0 | 0 | 0 | 0 | 0 | 0 | 8 | 2 | 2023 | 2023-08-02 | 0 | 0 | 0 | 0 | 0 | 0 | 0
8 | 3 | 2023 | 2023-08-03 | 0 | 0 | 0 | 0 | 0 | 0 | 0 | 8 | 3 | 2023 | 2023-08-03 | 0 | 0 | 0 | 0 | 0 | 0 | 0
8 | 4 | 2023 | 2023-08-04 | 2 | 0 | 0 | 0 | 0 | 0 | 0 | 8 | 4 | 2023 | 2023-08-04 | 0 | 0 | 0 | 0 | 0 | 0 | 0
8 | 5 | 2023 | 2023-08-05 | 0 | 0 | 0 | 0 | 0 | 0 | 0 | 8 | 5 | 2023 | 2023-08-05 | 0 | 0 | 0.5 | 0 | 0 | 0 | 0
8 | 6 | 2023 | 2023-08-06 | 0 | 0 | 0 | 0 | 0 | 0 | 0 | 8 | 6 | 2023 | 2023-08-06 | 0 | 0 | 0 | 0 | 0 | 0 | 0
8 | 7 | 2023 | 2023-08-07 | 0 | 0 | 0 | 0 | 0 | 0 | 0 | 8 | 7 | 2023 | 2023-08-07 | 0 | 0 | 0 | 0 | 0 | 0 | 0
8 | 8 | 2023 | 2023-08-08 | 0 | 0 | 0 | 0 | 0 | 0 | 0 | 8 | 8 | 2023 | 2023-08-08 | 0 | 0 | 2 | 0 | 0 | 0 | 0
8 | 9 | 2023 | 2023-08-09 | 0 | 0 | 0 | 0 | 0 | 0 | 0 | 8 | 9 | 2023 | 2023-08-09 | 0 | 0 | 0 | 0 | 0 | 0 | 0
8 | 10 | 2023 | 2023-08-10 | 0 | 0 | 0 | 0 | 0 | 0 | 0 | 8 | 10 | 2023 | 2023-08-10 | 0 | 0 | 1 | 0 | 0 | 0 | 0
8 | 11 | 2023 | 2023-08-11 | 0 | 0 | 0 | 0 | 0 | 0 | 0 | 8 | 11 | 2023 | 2023-08-11 | 0 | 0 | 2 | 0 | 0 | 0 | 0
8 | 12 | 2023 | 2023-08-12 | 0 | 0 | 0 | 0 | 0 | 0 | 0 | 8 | 12 | 2023 | 2023-08-12 | 0 | 0 | 0 | 0 | 0 | 0 | 0
8 | 13 | 2023 | 2023-08-13 | 0 | 0 | 0 | 0 | 0 | 0 | 0 | 8 | 13 | 2023 | 2023-08-13 | 0 | 0 | 3 | 0 | 0 | 0 | 0
8 | 14 | 2023 | 2023-08-14 | 0 | 0 | 0 | 0 | 0 | 0 | 0 | 8 | 14 | 2023 | 2023-08-14 | 0 | 0 | 2 | 0 | 0 | 0 | 0
8 | 15 | 2023 | 2023-08-15 | 0 | 0 | 0 | 0 | 0 | 0 | 0 | 8 | 15 | 2023 | 2023-08-15 | 0 | 0 | 0 | 0 | 0 | 0 | 0
8 | 16 | 2023 | 2023-08-16 | 0 | 0 | 0 | 0 | 0 | 0 | 0 | 8 | 16 | 2023 | 2023-08-16 | 0 | 0 | 1 | 0 | 0 | 0 | 0
8 | 17 | 2023 | 2023-08-17 | 0 | 0 | 0 | 0 | 0 | 0 | 0 | 8 | 17 | 2023 | 2023-08-17 | 0 | 0.5 | 0 | 0 | 0 | 0 | 0
8 | 18 | 2023 | 2023-08-18 | 0 | 0 | 0 | 0 | 0 | 0 | 0 | 8 | 18 | 2023 | 2023-08-18 | 0 | 0.5 | 1.5 | 0 | 0 | 0 | 0
8 | 19 | 2023 | 2023-08-19 | 0 | 0 | 0 | 0 | 0 | 0 | 0 | 8 | 19 | 2023 | 2023-08-19 | 0 | 0 | 0 | 0 | 0 | 0 | 0
8 | 20 | 2023 | 2023-08-20 | 0 | 0 | 0 | 0 | 0 | 0 | 0 | 8 | 20 | 2023 | 2023-08-20 | 0 | 0 | 0 | 0 | 0 | 0 | 0
8 | 21 | 2023 | 2023-08-21 | 0 | 0 | 0 | 0 | 0 | 0 | 0 | 8 | 21 | 2023 | 2023-08-21 | 0 | 0 | 0 | 0 | 0 | 0 | 0
8 | 22 | 2023 | 2023-08-22 | 0 | 0 | 0 | 1.5 | 2 | 0 | 0 | 8 | 22 | 2023 | 2023-08-22 | 0 | 0 | 0 | 0 | 0 | 0 | 0
8 | 23 | 2023 | 2023-08-23 | 0 | 1.5 | 0 | 0 | 0 | 0 | 0 | 8 | 23 | 2023 | 2023-08-23 | 0 | 0 | 0 | 0 | 0 | 0 | 0
8 | 24 | 2023 | 2023-08-24 | 0 | 0 | 0 | 0 | 0 | 0 | 0 | 8 | 24 | 2023 | 2023-08-24 | 0 | 0 | 0 | 0 | 0 | 0 | 0
8 | 25 | 2023 | 2023-08-25 | 0 | 0 | 0 | 0 | 0 | 0 | 0 | 8 | 25 | 2023 | 2023-08-25 | 0 | 0 | 0 | 0 | 0 | 0 | 0
8 | 26 | 2023 | 2023-08-26 | 0 | 0 | 0 | 0 | 0 | 0 | 0 | 8 | 26 | 2023 | 2023-08-26 | 0 | 0 | 0 | 0 | 0 | 0 | 0
8 | 27 | 2023 | 2023-08-27 | 0 | 0 | 0 | 0 | 0 | 0 | 0 | 8 | 27 | 2023 | 2023-08-27 | 0 | 0 | 0 | 0 | 0 | 0 | 0
8 | 28 | 2023 | 2023-08-28 | 0 | 0 | 0 | 0 | 0 | 0 | 0 | 8 | 28 | 2023 | 2023-08-28 | 0 | 0 | 0 | 0 | 0 | 0 | 0
8 | 29 | 2023 | 2023-08-29 | 0 | 0.5 | 1.5 | 0 | 1 | 0 | 0 | 8 | 29 | 2023 | 2023-08-29 | 0 | 0 | 0 | 0 | 0 | 0 | 0
8 | 30 | 2023 | 2023-08-30 | 3 | 0 | 0 | 0 | 0 | 0 | 0 | 8 | 30 | 2023 | 2023-08-30 | 0 | 0 | 0 | 0 | 2.5 | 0 | 0
8 | 31 | 2023 | 2023-08-31 | 0 | 0 | 0 | 0 | 0 | 0 | 0 | 8 | 31 | 2023 | 2023-08-31 | 3.5 | 1 | 2 | 0 | 11.5 | 0 | 0
9 | 1 | 2023 | 2023-09-01 | 0 | 0 | 0 | 0 | 0 | 0 | 0 | 9 | 1 | 2023 | 2023-09-01 | 6.5 | 4 | 4 | 0 | 7.5 | 0 | 0
9 | 2 | 2023 | 2023-09-02 | 0 | 0 | 0 | 0 | 0 | 0 | 0 | 9 | 2 | 2023 | 2023-09-02 | 5.5 | 0 | 0 | 0 | 1.5 | 0 | 0
9 | 3 | 2023 | 2023-09-03 | 0 | 0 | 0 | 0 | 0 | 0 | 0 | 9 | 3 | 2023 | 2023-09-03 | 4 | 0 | 0 | 0 | 1.5 | 0 | 0
9 | 4 | 2023 | 2023-09-04 | 6 | 0 | 4 | 0 | 4.5 | 0 | 0 | 9 | 4 | 2023 | 2023-09-04 | 2 | 0 | 0 | 0 | 0 | 0 | 0
9 | 5 | 2023 | 2023-09-05 | 0 | 4 | 2 | 0 | 0 | 0 | 0 | 9 | 5 | 2023 | 2023-09-05 | 0 | 0 | 0 | 0 | 0 | 0 | 0
9 | 6 | 2023 | 2023-09-06 | 0 | 0 | 0 | 0 | 0 | 0 | 0 | 9 | 6 | 2023 | 2023-09-06 | 0 | 0 | 0 | 0 | 0 | 0 | 0
9 | 7 | 2023 | 2023-09-07 | 0 | 0 | 3 | 0 | 0 | 0 | 0 | 9 | 7 | 2023 | 2023-09-07 | 0 | 0 | 0 | 0 | 0 | 0 | 0
9 | 8 | 2023 | 2023-09-08 | 0 | 0.5 | 2.5 | 0 | 0 | 0 | 0 | 9 | 8 | 2023 | 2023-09-08 | 0 | 0 | 0 | 0 | 0 | 0 | 0
9 | 9 | 2023 | 2023-09-09 | 0 | 0 | 0 | 0 | 0 | 0 | 0 | 9 | 9 | 2023 | 2023-09-09 | 0 | 0 | 0 | 0 | 0 | 0 | 0
9 | 10 | 2023 | 2023-09-10 | 0 | 0 | 0 | 0 | 0 | 0 | 0 | 9 | 10 | 2023 | 2023-09-10 | 0 | 0 | 0 | 0 | 0 | 0 | 0
9 | 11 | 2023 | 2023-09-11 | 0 | 0 | 2.5 | 0 | 0 | 0 | 0 | 9 | 11 | 2023 | 2023-09-11 | 0 | 0 | 0 | 0 | 0 | 0 | 0
9 | 12 | 2023 | 2023-09-12 | 0 | 0 | 3 | 0 | 0 | 0 | 0 | 9 | 12 | 2023 | 2023-09-12 | 0 | 0 | 2 | 0 | 0 | 0 | 0
9 | 13 | 2023 | 2023-09-13 | 4.5 | 0.5 | 0 | 0 | 0 | 0 | 0 | 9 | 13 | 2023 | 2023-09-13 | 0 | 0 | 1 | 0 | 0 | 0 | 0
9 | 14 | 2023 | 2023-09-14 | 2.5 | 1.5 | 0 | 0 | 0 | 0 | 0 | 9 | 14 | 2023 | 2023-09-14 | 0 | 0 | 0.5 | 0 | 0 | 0 | 0
9 | 15 | 2023 | 2023-09-15 | 0 | 0 | 0 | 0 | 0 | 0 | 0 | 9 | 15 | 2023 | 2023-09-15 | 0 | 2 | 0 | 0 | 6.5 | 0 | 0
9 | 16 | 2023 | 2023-09-16 | 0 | 0 | 0 | 0 | 0 | 0 | 0 | 9 | 16 | 2023 | 2023-09-16 | 7.5 | 4.5 | 6 | 0 | 7 | 0 | 2.5
9 | 17 | 2023 | 2023-09-17 | 0 | 0 | 0 | 0 | 0 | 0 | 0 | 9 | 17 | 2023 | 2023-09-17 | 10 | 5 | 5.5 | 1 | 9 | 0 | 6.5
9 | 18 | 2023 | 2023-09-18 | 5.5 | 3 | 3.5 | 0 | 2 | 0 | 0 | 9 | 18 | 2023 | 2023-09-18 | 0 | 0 | 2.5 | 0 | 0 | 0 | 0
9 | 19 | 2023 | 2023-09-19 | 12 | 3 | 1 | 0 | 4 | 0 | 0 | 9 | 19 | 2023 | 2023-09-19 | 3 | 2.5 | 2 | 0 | 0 | 0 | 0
9 | 20 | 2023 | 2023-09-20 | 12 | 4 | 8.5 | 4.5 | 6.5 | 6.5 | 5.5 | 9 | 20 | 2023 | 2023-09-20 | 5.5 | 2.5 | 0 | 0 | 2.5 | 0 | 0
9 | 21 | 2023 | 2023-09-21 | 15 | 4 | 4 | 11 | 18 | 11 | 4.5 | 9 | 21 | 2023 | 2023-09-21 | 2.5 | 0 | 0 | 0 | 0 | 0 | 0
9 | 22 | 2023 | 2023-09-22 | 11.5 | 2.5 | 0 | 3 | 4 | 4 | 2.5 | 9 | 22 | 2023 | 2023-09-22 | 0 | 0 | 0 | 0 | 0 | 0 | 0
9 | 23 | 2023 | 2023-09-23 | 5.5 | 4.5 | 7 | 0 | 4.5 | 0 | 4.5 | 9 | 23 | 2023 | 2023-09-23 | 0 | 0 | 0 | 0 | 0 | 0 | 0
9 | 24 | 2023 | 2023-09-24 | 4.5 | 2 | 4 | 0 | 7.5 | 0 | 6 | 9 | 24 | 2023 | 2023-09-24 | 0 | 0 | 0 | 0 | 0 | 0 | 0
9 | 25 | 2023 | 2023-09-25 | 0 | 0 | 5 | 0 | 2 | 0 | 0 | 9 | 25 | 2023 | 2023-09-25 | 0 | 0 | 4.5 | 0.5 | 6.5 | 0 | 0
9 | 26 | 2023 | 2023-09-26 | 10 | 2.5 | 5.5 | 0.5 | 4.5 | 1.5 | 2.5 | 9 | 26 | 2023 | 2023-09-26 | 6.5 | 4.5 | 7.5 | 0 | 3 | 0 | 3.5
9 | 27 | 2023 | 2023-09-27 | 14.5 | 2.5 | 3.5 | 0.5 | 12 | 2 | 7.5 | 9 | 27 | 2023 | 2023-09-27 | 0.5 | 2 | 6.5 | 1.5 | 2 | 0 | 0
9 | 28 | 2023 | 2023-09-28 | 11 | 11 | 5.5 | 3 | 9 | 3.5 | 7.5 | 9 | 28 | 2023 | 2023-09-28 | 7.5 | 4 | 9 | 4 | 3.5 | 0 | 7
9 | 29 | 2023 | 2023-09-29 | 6.5 | 11.5 | 12 | 7.5 | 11 | 8 | 12 | 9 | 29 | 2023 | 2023-09-29 | 5.5 | 2.5 | 1 | 4 | 5 | 3 | 5
9 | 30 | 2023 | 2023-09-30 | 14 | 10.5 | 9.5 | 9 | 15 | 9.5 | 7.5 | 9 | 30 | 2023 | 2023-09-30 | 0 | 4 | 6 | 0 | 0 | 0 | 1
10 | 1 | 2023 | 2023-10-01 | 12 | 10 | 6.5 | 10.5 | 13.5 | 9.5 | 3 | 10 | 1 | 2023 | 2023-10-01 | 0 | 5.5 | 7.5 | 0 | 5.5 | 0 | 2.5
10 | 2 | 2023 | 2023-10-02 | 6.5 | 6 | 7 | 0 | 7.5 | 0 | 5 | 10 | 2 | 2023 | 2023-10-02 | 5.5 | 5.5 | 8 | 1.5 | 6 | 0 | 3
10 | 3 | 2023 | 2023-10-03 | 13.5 | 4.5 | 4 | 1 | 6.5 | 1.5 | 0 | 10 | 3 | 2023 | 2023-10-03 | 0 | 2 | 6.5 | 4.5 | 7 | 0 | 2
10 | 4 | 2023 | 2023-10-04 | 9 | 3.5 | 0.5 | 0 | 2.5 | 0 | 0 | 10 | 4 | 2023 | 2023-10-04 | 5.5 | 1.5 | 8.5 | 5 | 9 | 1 | 4
10 | 5 | 2023 | 2023-10-05 | 6.5 | 4 | 0 | 0 | 0 | 0 | 0 | 10 | 5 | 2023 | 2023-10-05 | 15.5 | 7 | 9 | 10.5 | 19.5 | 7 | 8.5
10 | 6 | 2023 | 2023-10-06 | 6 | 3 | 0 | 0 | 2.5 | 0 | 0 | 10 | 6 | 2023 | 2023-10-06 | 17.5 | 6.5 | 7.5 | 11 | 20 | 10.5 | 3
10 | 7 | 2023 | 2023-10-07 | 3 | 0 | 0 | 0 | 0 | 0 | 0 | 10 | 7 | 2023 | 2023-10-07 | 11 | 8.5 | 7.5 | 4.5 | 14 | 4 | 3.5
10 | 8 | 2023 | 2023-10-08 | 1.5 | 0.5 | 0 | 0 | 0 | 0 | 0 | 10 | 8 | 2023 | 2023-10-08 | 14 | 7.5 | 10 | 6 | 11 | 4 | 9.5
10 | 9 | 2023 | 2023-10-09 | 0.5 | 0 | 4.5 | 0 | 2 | 0 | 1.5 | 10 | 9 | 2023 | 2023-10-09 | 15.5 | 7.5 | 8.5 | 9 | 9 | 4.5 | 6.5
10 | 10 | 2023 | 2023-10-10 | 14 | 4.5 | 6.5 | 7.5 | 11 | 5.5 | 4 | 10 | 10 | 2023 | 2023-10-10 | 11.5 | 7 | 9.5 | 7 | 3 | 3.5 | 5.5
10 | 11 | 2023 | 2023-10-11 | 17 | 9 | 11 | 6 | 12 | 6.5 | 10 | 10 | 11 | 2023 | 2023-10-11 | 11.5 | 4 | 10 | 4 | 14.5 | 0 | 2.5
10 | 12 | 2023 | 2023-10-12 | 16 | 8 | 7 | 7 | 12.5 | 8 | 8.5 | 10 | 12 | 2023 | 2023-10-12 | 17 | 10 | 11 | 9 | 15.5 | 3.5 | 10
10 | 13 | 2023 | 2023-10-13 | 13 | 4.5 | 4 | 0.5 | 7 | 5.5 | 7.5 | 10 | 13 | 2023 | 2023-10-13 | 12 | 12 | 12 | 8.5 | 15.5 | 6 | 9.5
10 | 14 | 2023 | 2023-10-14 | 6 | 2 | 4.5 | 0 | 4 | 0 | 5 | 10 | 14 | 2023 | 2023-10-14 | 10 | 12 | 11 | 6.5 | 10 | 5.5 | 6
10 | 15 | 2023 | 2023-10-15 | 2.5 | 1.5 | 4 | 1 | 1.5 | 0 | 4.5 | 10 | 15 | 2023 | 2023-10-15 | 9.5 | 13.5 | 14.5 | 9 | 10.5 | 5.5 | 9.5
10 | 16 | 2023 | 2023-10-16 | 1.5 | 3.5 | 5 | 4.5 | 4.5 | 3 | 6.5 | 10 | 16 | 2023 | 2023-10-16 | 16 | 17.5 | 16 | 9 | 12.5 | 7 | 7.5
10 | 17 | 2023 | 2023-10-17 | 9.5 | 6 | 9.5 | 4.5 | 7.5 | 5 | 10 | 10 | 17 | 2023 | 2023-10-17 | 18.5 | 12 | 12 | 9 | 12 | 4.5 | 11
10 | 18 | 2023 | 2023-10-18 | 3 | 5.5 | 1.5 | 0.5 | 0 | 0 | 7 | 10 | 18 | 2023 | 2023-10-18 | 16.5 | 7.5 | 12 | 10.5 | 14 | 9.5 | 9
10 | 19 | 2023 | 2023-10-19 | 7 | 3.5 | 0 | 0 | 0 | 0 | 4.5 | 10 | 19 | 2023 | 2023-10-19 | 11.5 | 10 | 17.5 | 9 | 7 | 5.5 | 7.5
10 | 20 | 2023 | 2023-10-20 | 7 | 6 | 4.5 | 0 | 0 | 0 | 1 | 10 | 20 | 2023 | 2023-10-20 | 13.5 | 8.5 | 15 | 3.5 | 9 | 1.5 | 3.5
10 | 21 | 2023 | 2023-10-21 | 7.5 | 6.5 | 6.5 | 0 | 0 | 1 | 3 | 10 | 21 | 2023 | 2023-10-21 | 11.5 | 7.5 | 14.5 | 4.5 | 8.5 | 3.5 | 5
10 | 22 | 2023 | 2023-10-22 | 7 | 12 | 11 | 3 | 10.5 | 4 | 7.5 | 10 | 22 | 2023 | 2023-10-22 | 11.5 | 6 | 2.5 | 0.5 | 9.5 | 0 | 3
10 | 23 | 2023 | 2023-10-23 | 14.5 | 13.5 | 11.5 | 8 | 14 | 8.5 | 10.5 | 10 | 23 | 2023 | 2023-10-23 | 12 | 10 | 11 | 2.5 | 10 | 0.5 | 10
10 | 24 | 2023 | 2023-10-24 | 16.5 | 18 | 15 | 13 | 18 | 14 | 20 | 10 | 24 | 2023 | 2023-10-24 | 22.5 | 12.5 | 14 | 14 | 23 | 10.5 | 13
10 | 25 | 2023 | 2023-10-25 | 23 | 20 | 20.5 | 15.5 | 25 | 17 | 21 | 10 | 25 | 2023 | 2023-10-25 | 26 | 14 | 18 | 18.5 | 26.5 | 15 | 18
10 | 26 | 2023 | 2023-10-26 | 28.5 | 20 | 17.5 | 18 | 23 | 20.5 | 21 | 10 | 26 | 2023 | 2023-10-26 | 29 | 17.5 | 21 | 22 | 25 | 16.5 | 26.5
10 | 27 | 2023 | 2023-10-27 | 29.5 | 23 | 21.5 | 25.5 | 32 | 24.5 | 26 | 10 | 27 | 2023 | 2023-10-27 | 25 | 15.5 | 13.5 | 15.5 | 21 | 13 | 22
10 | 28 | 2023 | 2023-10-28 | 33 | 23 | 21 | 25.5 | 31 | 25 | 28 | 10 | 28 | 2023 | 2023-10-28 | 28 | 12 | 15.5 | 17.5 | 14.5 | 14.5 | 19.5
10 | 29 | 2023 | 2023-10-29 | 30.5 | 21.5 | 16 | 25 | 27.5 | 24.5 | 27.5 | 10 | 29 | 2023 | 2023-10-29 | 17 | 12 | 15 | 9.5 | 9 | 7 | 12
10 | 30 | 2023 | 2023-10-30 | 28 | 18.5 | 18 | 24 | 26 | 24 | 25 | 10 | 30 | 2023 | 2023-10-30 | 21.5 | 11.5 | 13 | 6.5 | 12 | 4 | 15
10 | 31 | 2023 | 2023-10-31 | 25.5 | 19 | 17.5 | 23.5 | 19.5 | 25 | 24.5 | 10 | 31 | 2023 | 2023-10-31 | 24 | 12 | 17 | 11 | 24 | 10 | 15.5
11 | 1 | 2023 | 2023-11-01 | 21 | 13 | 11 | 17.5 | 9 | 22.5 | 21 | 11 | 1 | 2023 | 2023-11-01 | 28.5 | 17.5 | 20 | 21 | 28 | 16.5 | 20.5
11 | 2 | 2023 | 2023-11-02 | 16.5 | 5.5 | 5 | 9.5 | 7.5 | 12 | 20.5 | 11 | 2 | 2023 | 2023-11-02 | 31.5 | 18 | 22.5 | 15 | 18 | 13 | 24.5
11 | 3 | 2023 | 2023-11-03 | 10.5 | 5.5 | 6 | 3 | 10 | 7.5 | 15 | 11 | 3 | 2023 | 2023-11-03 | 20 | 18 | 18 | 17.5 | 23 | 10.5 | 20.5
11 | 4 | 2023 | 2023-11-04 | 13.5 | 4 | 5 | 2.5 | 6 | 3 | 14 | 11 | 4 | 2023 | 2023-11-04 | 36 | 20.5 | 22 | 21 | 29.5 | 20.5 | 24
11 | 5 | 2023 | 2023-11-05 | 13 | 6.5 | 7.5 | 7.5 | 10 | 8.5 | 13 | 11 | 5 | 2023 | 2023-11-05 | 38 | 19.5 | 21 | 22.5 | 31 | 20.5 | 27
11 | 6 | 2023 | 2023-11-06 | 18 | 9.5 | 11 | 5 | 16.5 | 9 | 12.5 | 11 | 6 | 2023 | 2023-11-06 | 33 | 23.5 | 23 | 25 | 26 | 23.5 | 24.5
11 | 7 | 2023 | 2023-11-07 | 23 | 13 | 13.5 | 13 | 21.5 | 14 | 13.5 | 11 | 7 | 2023 | 2023-11-07 | 32.5 | 18.5 | 22.5 | 22 | 27 | 20 | 28.5
11 | 8 | 2023 | 2023-11-08 | 26.5 | 16.5 | 17.5 | 17 | 23 | 18 | 20 | 11 | 8 | 2023 | 2023-11-08 | 25.5 | 12 | 14.5 | 15 | 26.5 | 12.5 | 21.5
11 | 9 | 2023 | 2023-11-09 | 24 | 14 | 18 | 20 | 20 | 23 | 24 | 11 | 9 | 2023 | 2023-11-09 | 26 | 9.5 | 10 | 12.5 | 16.5 | 14.5 | 19
11 | 10 | 2023 | 2023-11-10 | 20 | 11 | 13.5 | 12.5 | 15.5 | 11.5 | 21 | 11 | 10 | 2023 | 2023-11-10 | 27 | 12 | 17.5 | 20 | 14 | 19 | 22
11 | 11 | 2023 | 2023-11-11 | 18 | 15 | 13 | 9.5 | 14 | 8.5 | 15 | 11 | 11 | 2023 | 2023-11-11 | 26.5 | 15.5 | 21 | 18.5 | 15 | 15 | 26
11 | 12 | 2023 | 2023-11-12 | 19 | 14 | 13 | 13.5 | 13 | 15 | 19.5 | 11 | 12 | 2023 | 2023-11-12 | 27 | 17.5 | 24 | 18.5 | 21 | 18.5 | 27.5
11 | 13 | 2023 | 2023-11-13 | 16 | 20 | 16.5 | 17 | 19 | 17 | 18.5 | 11 | 13 | 2023 | 2023-11-13 | 26.5 | 14.5 | 20 | 13 | 21 | 12 | 16.5
11 | 14 | 2023 | 2023-11-14 | 16.5 | 21 | 19 | 19 | 14 | 22 | 18 | 11 | 14 | 2023 | 2023-11-14 | 24.5 | 18.5 | 24 | 15.5 | 22.5 | 14 | 14
11 | 15 | 2023 | 2023-11-15 | 18.5 | 24.5 | 19 | 16 | 15.5 | 21.5 | 24 | 11 | 15 | 2023 | 2023-11-15 | 32 | 22 | 27 | 24.5 | 27 | 19.5 | 27
11 | 16 | 2023 | 2023-11-16 | 22.5 | 22.5 | 19.5 | 20.5 | 20.5 | 22 | 21 | 11 | 16 | 2023 | 2023-11-16 | 37 | 19 | 21.5 | 22 | 28 | 18.5 | 34.5
11 | 17 | 2023 | 2023-11-17 | 21 | 20.5 | 17 | 23.5 | 18 | 26 | 24 | 11 | 17 | 2023 | 2023-11-17 | 27 | 19.5 | 19.5 | 15.5 | 17.5 | 11 | 25
11 | 18 | 2023 | 2023-11-18 | 19 | 17.5 | 15 | 19.5 | 19.5 | 21.5 | 22 | 11 | 18 | 2023 | 2023-11-18 | 34.5 | 25 | 26 | 23.5 | 34.5 | 22.5 | 26.5
11 | 19 | 2023 | 2023-11-19 | 28 | 17.5 | 17.5 | 19 | 26 | 19.5 | 21.5 | 11 | 19 | 2023 | 2023-11-19 | 36.5 | 29.5 | 29 | 28 | 28 | 26 | 36
11 | 20 | 2023 | 2023-11-20 | 26 | 21.5 | 18 | 19.5 | 19 | 18.5 | 23 | 11 | 20 | 2023 | 2023-11-20 | 36.5 | 30.5 | 31 | 29.5 | 29 | 29 | 36.5
11 | 21 | 2023 | 2023-11-21 | 26 | 16 | 14.5 | 23 | 13.5 | 21.5 | 23.5 | 11 | 21 | 2023 | 2023-11-21 | 28.5 | 17.5 | 23 | 20.5 | 18.5 | 18 | 28.5
11 | 22 | 2023 | 2023-11-22 | 27.5 | 19.5 | 17 | 17.5 | 16.5 | 20.5 | 21.5 | 11 | 22 | 2023 | 2023-11-22 | 19.5 | 12.5 | 15.5 | 4.5 | 12.5 | 3.5 | 16
11 | 23 | 2023 | 2023-11-23 | 25.5 | 21 | 23 | 24 | 24 | 27.5 | 22.5 | 11 | 23 | 2023 | 2023-11-23 | 16 | 17.5 | 17 | 6.5 | 13 | 5 | 15
11 | 24 | 2023 | 2023-11-24 | 34.5 | 23.5 | 23.5 | 28 | 34 | 28.5 | 26 | 11 | 24 | 2023 | 2023-11-24 | 17.5 | 17.5 | 21 | 15 | 26.5 | 16.5 | 26
11 | 25 | 2023 | 2023-11-25 | 35.5 | 25.5 | 21.5 | 29.5 | 33.5 | 29.5 | 30.5 | 11 | 25 | 2023 | 2023-11-25 | 28 | 19.5 | 22.5 | 22.5 | 25.5 | 19 | 20
11 | 26 | 2023 | 2023-11-26 | 36 | 24.5 | 23.5 | 28.5 | 32.5 | 33 | 31.5 | 11 | 26 | 2023 | 2023-11-26 | 29 | 11 | 19 | 20.5 | 15.5 | 15 | 21.5
11 | 27 | 2023 | 2023-11-27 | 38 | 25 | 26 | 32 | 34.5 | 33.5 | 28.5 | 11 | 27 | 2023 | 2023-11-27 | 25.5 | 9.5 | 14.5 | 9 | 9 | 8.5 | 18
11 | 28 | 2023 | 2023-11-28 | 36 | 27.5 | 28.5 | 32 | 38 | 34 | 29.5 | 11 | 28 | 2023 | 2023-11-28 | 25.5 | 19.5 | 22.5 | 20 | 21 | 17.5 | 21.5
11 | 29 | 2023 | 2023-11-29 | 33.5 | 25.5 | 27 | 31.5 | 32.5 | 31.5 | 29.5 | 11 | 29 | 2023 | 2023-11-29 | 31 | 19.5 | 23.5 | 24 | 19.5 | 21 | 24.5
11 | 30 | 2023 | 2023-11-30 | 31 | 22.5 | 23.5 | 33 | 27.5 | 30 | 29 | 11 | 30 | 2023 | 2023-11-30 | 26 | 21 | 19 | 22 | 22.5 | 20 | 20.5
12 | 1 | 2023 | 2023-12-01 | 31 | 18.5 | 17.5 | 19 | 19.5 | 19 | 32.5 | 12 | 1 | 2023 | 2023-12-01 | 28 | 24.5 | 23.5 | 26 | 31.5 | 23.5 | 27.5
12 | 2 | 2023 | 2023-12-02 | 23.5 | 16.5 | 16.5 | 14 | 14.5 | 15 | 19 | 12 | 2 | 2023 | 2023-12-02 | 29 | 19 | 26 | 26 | 32.5 | 22 | 22.5
12 | 3 | 2023 | 2023-12-03 | 25.5 | 16 | 14.5 | 12 | 7 | 12 | 24.5 | 12 | 3 | 2023 | 2023-12-03 | 35.5 | 21 | 27 | 28 | 31 | 23.5 | 28.5
12 | 4 | 2023 | 2023-12-04 | 19.5 | 9 | 9.5 | 3.5 | 5 | 7.5 | 21.5 | 12 | 4 | 2023 | 2023-12-04 | 31.5 | 23 | 22.5 | 29.5 | 33.5 | 26.5 | 24
12 | 5 | 2023 | 2023-12-05 | 13.5 | 12 | 11 | 1.5 | 3 | 2 | 10.5 | 12 | 5 | 2023 | 2023-12-05 | 37 | 23.5 | 23.5 | 27.5 | 33 | 25 | 32
12 | 6 | 2023 | 2023-12-06 | 17.5 | 14 | 14.5 | 9.5 | 15 | 11 | 15 | 12 | 6 | 2023 | 2023-12-06 | 34.5 | 26.5 | 27.5 | 27 | 25.5 | 26 | 32
12 | 7 | 2023 | 2023-12-07 | 24 | 21 | 21 | 15 | 24.5 | 16.5 | 20.5 | 12 | 7 | 2023 | 2023-12-07 | 37 | 22 | 22.5 | 29.5 | 21.5 | 29 | 32
12 | 8 | 2023 | 2023-12-08 | 32 | 22.5 | 22.5 | 22 | 28 | 22 | 23 | 12 | 8 | 2023 | 2023-12-08 | 38 | 25.5 | 22.5 | 33.5 | 31.5 | 30 | 34.5
12 | 9 | 2023 | 2023-12-09 | 30 | 22.5 | 20.5 | 18.5 | 24.5 | 18.5 | 28.5 | 12 | 9 | 2023 | 2023-12-09 | 36 | 26 | 24.5 | 39.5 | 31 | 36 | 37.5
12 | 10 | 2023 | 2023-12-10 | 28.5 | 18.5 | 12 | 15 | 15.5 | 15 | 21.5 | 12 | 10 | 2023 | 2023-12-10 | 34.5 | 27.5 | 26.5 | 39 | 25.5 | 37 | 39
12 | 11 | 2023 | 2023-12-11 | 25.5 | 19.5 | 18.5 | 21.5 | 17 | 23 | 19 | 12 | 11 | 2023 | 2023-12-11 | 36 | 24.5 | 27 | 36.5 | 34 | 36.5 | 38.5
12 | 12 | 2023 | 2023-12-12 | 25.5 | 23 | 21.5 | 22.5 | 23.5 | 24 | 20 | 12 | 12 | 2023 | 2023-12-12 | 34.5 | 25.5 | 30 | 36.5 | 35.5 | 35.5 | 36
12 | 13 | 2023 | 2023-12-13 | 25 | 22 | 18.5 | 23 | 19.5 | 22.5 | 20.5 | 12 | 13 | 2023 | 2023-12-13 | 36.5 | 26.5 | 29 | 34.5 | 32 | 33 | 41.5
12 | 14 | 2023 | 2023-12-14 | 29 | 18.5 | 18 | 22.5 | 22.5 | 25 | 20 | 12 | 14 | 2023 | 2023-12-14 | 36 | 22.5 | 25.5 | 34.5 | 31.5 | 32 | 34.5
12 | 15 | 2023 | 2023-12-15 | 28.5 | 19 | 19.5 | 24.5 | 30.5 | 26 | 19 | 12 | 15 | 2023 | 2023-12-15 | 30.5 | 20 | 20.5 | 31 | 26.5 | 29 | 34
12 | 16 | 2023 | 2023-12-16 | 31 | 22.5 | 22.5 | 26.5 | 21 | 27 | 21 | 12 | 16 | 2023 | 2023-12-16 | 30 | 15.5 | 21 | 25.5 | 26 | 26 | 32.5
12 | 17 | 2023 | 2023-12-17 | 32.5 | 20 | 20 | 27.5 | 27.5 | 27 | 23.5 | 12 | 17 | 2023 | 2023-12-17 | 34.5 | 17 | 22 | 33.5 | 19.5 | 30.5 | 33
12 | 18 | 2023 | 2023-12-18 | 24.5 | 18.5 | 17 | 26.5 | 20 | 26.5 | 23 | 12 | 18 | 2023 | 2023-12-18 | 36 | 14.5 | 19 | 27.5 | 26 | 30 | 31.5
12 | 19 | 2023 | 2023-12-19 | 20.5 | 15 | 15 | 24 | 15.5 | 25 | 20 | 12 | 19 | 2023 | 2023-12-19 | 30.5 | 15.5 | 19 | 28.5 | 30 | 28 | 34
12 | 20 | 2023 | 2023-12-20 | 20.5 | 15.5 | 14.5 | 23 | 18.5 | 23 | 20 | 12 | 20 | 2023 | 2023-12-20 | 32 | 16 | 19 | 25 | 25.5 | 23.5 | 28.5
12 | 21 | 2023 | 2023-12-21 | 68.81 | 41.69 | 40.78 | 58.15 | 59.53 | 60.73 | 56.55 | 12 | 21 | 2023 | 2023-12-21 | 38 | 24 | 25 | 29 | 36 | 26.5 | 28.5
12 | 22 | 2023 | 2023-12-22 | 22 | 21.5 | 23.5 | 22 | 30 | 24 | 25.5 | 12 | 22 | 2023 | 2023-12-22 | 43.5 | 27.5 | 40.5 | 32.5 | 36.5 | 31 | 37
12 | 23 | 2023 | 2023-12-23 | 33 | 23.5 | 26.5 | 26 | 29.5 | 26.5 | 27 | 12 | 23 | 2023 | 2023-12-23 | 43.5 | 21 | 22.5 | 30 | 23.5 | 32 | 34
12 | 24 | 2023 | 2023-12-24 | 34.5 | 22.5 | 24.5 | 32.5 | 22.5 | 35 | 30 | 12 | 24 | 2023 | 2023-12-24 | 41 | 14.5 | 17 | 30 | 24 | 32.5 | 31.5
12 | 25 | 2023 | 2023-12-25 | 30 | 11 | 16.5 | 28.5 | 21.5 | 31.5 | 25.5 | 12 | 25 | 2023 | 2023-12-25 | 36.5 | 13.5 | 19.5 | 29.5 | 23.5 | 26 | 26
12 | 26 | 2023 | 2023-12-26 | 26.5 | 12 | 15.5 | 25 | 20 | 25.5 | 25 | 12 | 26 | 2023 | 2023-12-26 | 38 | 17.5 | 23.5 | 22.5 | 31.5 | 20.5 | 26.5
12 | 27 | 2023 | 2023-12-27 | 27 | 8.5 | 15 | 21 | 18.5 | 21.5 | 25.5 | 12 | 27 | 2023 | 2023-12-27 | 29.5 | 12 | 17.5 | 16 | 20 | 14 | 25
12 | 28 | 2023 | 2023-12-28 | 22.5 | 8 | 11.5 | 23.5 | 16.5 | 28.5 | 24.5 | 12 | 28 | 2023 | 2023-12-28 | 17.5 | 8 | 11 | 5.5 | 9.5 | 4.5 | 13
12 | 29 | 2023 | 2023-12-29 | 22.5 | 7.5 | 9 | 24 | 25 | 23 | 18 | 12 | 29 | 2023 | 2023-12-29 | 19.5 | 14 | 18.5 | 11.5 | 16.5 | 9 | 20.5
12 | 30 | 2023 | 2023-12-30 | 21 | 12 | 14.5 | 20 | 20 | 21 | 21 | 12 | 30 | 2023 | 2023-12-30 | 21.5 | 14.5 | 21 | 16.5 | 20 | 14.5 | 17.5
12 | 31 | 2023 | 2023-12-31 | 23 | 20 | 21 | 19.5 | 25 | 19 | 24.5 | 12 | 31 | 2023 | 2023-12-31 | 31 | 22.5 | 28 | 22.5 | 30.5 | 21.5 | 28
1 | 1 | 2024 | 2024-01-01 | 26.5 | 22.5 | 21.5 | 25.5 | 25.5 | 26.5 | 23.5 | 1 | 1 | 2024 | 2024-01-01 | 25.5 | 18 | 22.5 | 26.5 | 26.5 | 24.5 | 24.5
1 | 2 | 2024 | 2024-01-02 | 23.5 | 20 | 20 | 26 | 28 | 26 | 23 | 1 | 2 | 2024 | 2024-01-02 | 29 | 14 | 24.5 | 32.5 | 23 | 25 | 28
1 | 3 | 2024 | 2024-01-03 | 26 | 16 | 19 | 23 | 22.5 | 22.5 | 22.5 | 1 | 3 | 2024 | 2024-01-03 | 31.5 | 8.5 | 17.5 | 18 | 19 | 13 | 27
1 | 4 | 2024 | 2024-01-04 | 23 | 16 | 18 | 18.5 | 23.5 | 19.5 | 26 | 1 | 4 | 2024 | 2024-01-04 | 22 | 5.5 | 14.5 | 10.5 | 9 | 10 | 21
1 | 5 | 2024 | 2024-01-05 | 28 | 17 | 18.5 | 18 | 23.5 | 17 | 24.5 | 1 | 5 | 2024 | 2024-01-05 | 27 | 13.5 | 22 | 18 | 25 | 13.5 | 19.5
1 | 6 | 2024 | 2024-01-06 | 31 | 22 | 23 | 21.5 | 24.5 | 22.5 | 26 | 1 | 6 | 2024 | 2024-01-06 | 37 | 20.5 | 25.5 | 27 | 31 | 23.5 | 28
1 | 7 | 2024 | 2024-01-07 | 41 | 25 | 22.5 | 24.5 | 27 | 24 | 25.5 | 1 | 7 | 2024 | 2024-01-07 | 30 | 22.5 | 21 | 24 | 32 | 21.5 | 30.5
1 | 8 | 2024 | 2024-01-08 | 36 | 20 | 18.5 | 18 | 21.5 | 18.5 | 25.5 | 1 | 8 | 2024 | 2024-01-08 | 32 | 17.5 | 17.5 | 19 | 23.5 | 19.5 | 25
1 | 9 | 2024 | 2024-01-09 | 27 | 18.5 | 20.5 | 20 | 29 | 22.5 | 22 | 1 | 9 | 2024 | 2024-01-09 | 32.5 | 12 | 16.5 | 22.5 | 19.5 | 24 | 30
1 | 10 | 2024 | 2024-01-10 | 37 | 23 | 25.5 | 24 | 33 | 25.5 | 27.5 | 1 | 10 | 2024 | 2024-01-10 | 29 | 20 | 24.5 | 24.5 | 28.5 | 23.5 | 22.5
1 | 11 | 2024 | 2024-01-11 | 32.5 | 38.5 | 28.5 | 35 | 24.5 | 36 | 35.5 | 1 | 11 | 2024 | 2024-01-11 | 40 | 24.5 | 23.5 | 37 | 39.5 | 34 | 35.5
1 | 12 | 2024 | 2024-01-12 | 52.5 | 53.5 | 42.5 | 58 | 38 | 60 | 53.5 | 1 | 12 | 2024 | 2024-01-12 | 41 | 24.5 | 25 | 38 | 33 | 35 | 38
1 | 13 | 2024 | 2024-01-13 | 55.5 | 46.5 | 42.5 | 58.5 | 59.5 | 60.5 | 58.5 | 1 | 13 | 2024 | 2024-01-13 | 37.5 | 29.5 | 28 | 32 | 26.5 | 33.5 | 37
1 | 14 | 2024 | 2024-01-14 | 46.5 | 40.5 | 36.5 | 53.5 | 54 | 53 | 55.5 | 1 | 14 | 2024 | 2024-01-14 | 33.5 | 22.5 | 26.5 | 24 | 17 | 22.5 | 29.5
1 | 15 | 2024 | 2024-01-15 | 58 | 35.5 | 34.5 | 55 | 52.5 | 54.5 | 51.5 | 1 | 15 | 2024 | 2024-01-15 | 40.5 | 31.5 | 28.5 | 30.5 | 33 | 25.5 | 37
1 | 16 | 2024 | 2024-01-16 | 56.5 | 32.5 | 34 | 54.5 | 45 | 52.5 | 51.5 | 1 | 16 | 2024 | 2024-01-16 | 43.5 | 27 | 29.5 | 29.5 | 39 | 30 | 38
1 | 17 | 2024 | 2024-01-17 | 37.5 | 31.5 | 25 | 39.5 | 18.5 | 43 | 49.5 | 1 | 17 | 2024 | 2024-01-17 | 33.5 | 37.5 | 29.5 | 23 | 30 | 22 | 30.5
1 | 18 | 2024 | 2024-01-18 | 27 | 28.5 | 25 | 39 | 31 | 40.5 | 36.5 | 1 | 18 | 2024 | 2024-01-18 | 27 | 44.5 | 33.5 | 29.5 | 22.5 | 33 | 33
1 | 19 | 2024 | 2024-01-19 | 20.5 | 27 | 22.5 | 36 | 38.5 | 37 | 32 | 1 | 19 | 2024 | 2024-01-19 | 20 | 40 | 33.5 | 35.5 | 16.5 | 38.5 | 41.5
1 | 20 | 2024 | 2024-01-20 | 21.5 | 23 | 20.5 | 34.5 | 29 | 34 | 30.5 | 1 | 20 | 2024 | 2024-01-20 | 26.5 | 24.5 | 26 | 31 | 20.5 | 37 | 41
1 | 21 | 2024 | 2024-01-21 | 18 | 18 | 17.5 | 30.5 | 16.5 | 31 | 27.5 | 1 | 21 | 2024 | 2024-01-21 | 25.5 | 16 | 19.5 | 28 | 26 | 27.5 | 33.5
1 | 22 | 2024 | 2024-01-22 | 19.5 | 16.5 | 13 | 24.5 | 21.5 | 24.5 | 25.5 | 1 | 22 | 2024 | 2024-01-22 | 32.5 | 17.5 | 23.5 | 23 | 25 | 19.5 | 36
1 | 23 | 2024 | 2024-01-23 | 18.5 | 16.5 | 16 | 23 | 18 | 24.5 | 27 | 1 | 23 | 2024 | 2024-01-23 | 31.5 | 16.5 | 21.5 | 26 | 26.5 | 23.5 | 42.5
1 | 24 | 2024 | 2024-01-24 | 24.5 | 15.5 | 14.5 | 22 | 17.5 | 24 | 26 | 1 | 24 | 2024 | 2024-01-24 | 34 | 16 | 19 | 19.5 | 21 | 18.5 | 33.5
1 | 25 | 2024 | 2024-01-25 | 25.5 | 14.5 | 14.5 | 21 | 19 | 23.5 | 25.5 | 1 | 25 | 2024 | 2024-01-25 | 24 | 14 | 19 | 13 | 13.5 | 11 | 19.5
1 | 26 | 2024 | 2024-01-26 | 22.5 | 13 | 14 | 27.5 | 17.5 | 29 | 25 | 1 | 26 | 2024 | 2024-01-26 | 24 | 20 | 23 | 18.5 | 26.5 | 17 | 25
1 | 27 | 2024 | 2024-01-27 | 16.5 | 8 | 7.5 | 15.5 | 6.5 | 21 | 23 | 1 | 27 | 2024 | 2024-01-27 | 34 | 23.5 | 30.5 | 27 | 31 | 24 | 33.5
1 | 28 | 2024 | 2024-01-28 | 18 | 5.5 | 9 | 11.5 | 8 | 12 | 20 | 1 | 28 | 2024 | 2024-01-28 | 36 | 18 | 23.5 | 23 | 25 | 23 | 32
1 | 29 | 2024 | 2024-01-29 | 13.5 | 1.5 | 8.5 | 22 | 5 | 24 | 19.5 | 1 | 29 | 2024 | 2024-01-29 | 28.5 | 15.5 | 18 | 7.5 | 13 | 8 | 24.5
1 | 30 | 2024 | 2024-01-30 | 13.5 | 7 | 7 | 16.5 | 6 | 25 | 18.5 | 1 | 30 | 2024 | 2024-01-30 | 25.5 | 14 | 16.5 | 18.5 | 20.5 | 14.5 | 19
1 | 31 | 2024 | 2024-01-31 | 12.5 | 8.5 | 10.5 | 8 | 7 | 11.5 | 18 | 1 | 31 | 2024 | 2024-01-31 | 26.5 | 12.5 | 16.5 | 18.5 | 21 | 14.5 | 26
2 | 1 | 2024 | 2024-02-01 | 16.5 | 9 | 11 | 11.5 | 14.5 | 13 | 18 | 2 | 1 | 2024 | 2024-02-01 | 25.5 | 18 | 20.5 | 17.5 | 25 | 15.5 | 19.5
2 | 2 | 2024 | 2024-02-02 | 17 | 15.5 | 19 | 15.5 | 22 | 19 | 21 | 2 | 2 | 2024 | 2024-02-02 | 29.5 | 15 | 21.5 | 22 | 26 | 20.5 | 23.5
2 | 3 | 2024 | 2024-02-03 | 22 | 16 | 20 | 19 | 26.5 | 19 | 21 | 2 | 3 | 2024 | 2024-02-03 | 33 | 8.5 | 17.5 | 34 | 30 | 30 | 24
2 | 4 | 2024 | 2024-02-04 | 21 | 16 | 16 | 15.5 | 26 | 16 | 21 | 2 | 4 | 2024 | 2024-02-04 | 30.5 | 13.5 | 18.5 | 29 | 30.5 | 29.5 | 23.5
2 | 5 | 2024 | 2024-02-05 | 18.5 | 17.5 | 17.5 | 14.5 | 17 | 13.5 | 20 | 2 | 5 | 2024 | 2024-02-05 | 28 | 12 | 18 | 30.5 | 32.5 | 31 | 25
2 | 6 | 2024 | 2024-02-06 | 19.5 | 21.5 | 19.5 | 18 | 24.5 | 19 | 18 | 2 | 6 | 2024 | 2024-02-06 | 31.5 | 10.5 | 15.5 | 34 | 39 | 29.5 | 23.5
2 | 7 | 2024 | 2024-02-07 | 25 | 17.5 | 18.5 | 19.5 | 22 | 19.5 | 20 | 2 | 7 | 2024 | 2024-02-07 | 27.5 | 11.5 | 16.5 | 31.5 | 29.5 | 30.5 | 20
2 | 8 | 2024 | 2024-02-08 | 24 | 22.5 | 21 | 20 | 22.5 | 20 | 19.5 | 2 | 8 | 2024 | 2024-02-08 | 27 | 13 | 18.5 | 27 | 26 | 25 | 22
2 | 9 | 2024 | 2024-02-09 | 29.5 | 22.5 | 21.5 | 21.5 | 27 | 23 | 21.5 | 2 | 9 | 2024 | 2024-02-09 | 27 | 14.5 | 15.5 | 24 | 18 | 22.5 | 21
2 | 10 | 2024 | 2024-02-10 | 25.5 | 19 | 19 | 19 | 20.5 | 19 | 22.5 | 2 | 10 | 2024 | 2024-02-10 | 23.5 | 10 | 15.5 | 22.5 | 18 | 21 | 18.5
2 | 11 | 2024 | 2024-02-11 | 22.5 | 16 | 14.5 | 12.5 | 17.5 | 15 | 21 | 2 | 11 | 2024 | 2024-02-11 | 25.5 | 12 | 17 | 21.5 | 22 | 18.5 | 19
2 | 12 | 2024 | 2024-02-12 | 24 | 21 | 19.5 | 18 | 25.5 | 20 | 21 | 2 | 12 | 2024 | 2024-02-12 | 27 | 15 | 18 | 20.5 | 23 | 18 | 24
2 | 13 | 2024 | 2024-02-13 | 25 | 19.5 | 21.5 | 21.5 | 23 | 21 | 18 | 2 | 13 | 2024 | 2024-02-13 | 28 | 19 | 18 | 26 | 24 | 23.5 | 19.5
2 | 14 | 2024 | 2024-02-14 | 26 | 18.5 | 21.5 | 25.5 | 28 | 25.5 | 23.5 | 2 | 14 | 2024 | 2024-02-14 | 27 | 21 | 25.5 | 22.5 | 30 | 21 | 25.5
2 | 15 | 2024 | 2024-02-15 | 23 | 23 | 26.5 | 29 | 24.5 | 30 | 31.5 | 2 | 15 | 2024 | 2024-02-15 | 30.5 | 20.5 | 27 | 22.5 | 28.5 | 19.5 | 24.5
2 | 16 | 2024 | 2024-02-16 | 32.5 | 17 | 22.5 | 30.5 | 33 | 30 | 28.5 | 2 | 16 | 2024 | 2024-02-16 | 33.5 | 19.5 | 23.5 | 22 | 24 | 19.5 | 23.5
2 | 17 | 2024 | 2024-02-17 | 25 | 17 | 17 | 31 | 32 | 31 | 24.5 | 2 | 17 | 2024 | 2024-02-17 | 26.5 | 14 | 17.5 | 15.5 | 20.5 | 17 | 26.5
2 | 18 | 2024 | 2024-02-18 | 22.5 | 17.5 | 18 | 23 | 24.5 | 25.5 | 22 | 2 | 18 | 2024 | 2024-02-18 | 28 | 19.5 | 19 | 21.5 | 28 | 17.5 | 23
2 | 19 | 2024 | 2024-02-19 | 16.5 | 16.5 | 19.5 | 22.5 | 25 | 25 | 19 | 2 | 19 | 2024 | 2024-02-19 | 31.5 | 21 | 24.5 | 22 | 31 | 20 | 23
2 | 20 | 2024 | 2024-02-20 | 18 | 15 | 14 | 16.5 | 16 | 17.5 | 17 | 2 | 20 | 2024 | 2024-02-20 | 31.5 | 20.5 | 23.5 | 26 | 21.5 | 23.5 | 24
2 | 21 | 2024 | 2024-02-21 | 20 | 13 | 15 | 18 | 21.5 | 15 | 21.5 | 2 | 21 | 2024 | 2024-02-21 | 22 | 15 | 12.5 | 9.5 | 11 | 8.5 | 14.5
2 | 22 | 2024 | 2024-02-22 | 21 | 15.5 | 17 | 15.5 | 19 | 15 | 18.5 | 2 | 22 | 2024 | 2024-02-22 | 18 | 11.5 | 20 | 13.5 | 16.5 | 14 | 11.5
2 | 23 | 2024 | 2024-02-23 | 19.5 | 16 | 13.5 | 15 | 16.5 | 14.5 | 16.5 | 2 | 23 | 2024 | 2024-02-23 | 26.5 | 16 | 23.5 | 19 | 26 | 18 | 20
2 | 24 | 2024 | 2024-02-24 | 15 | 14 | 15 | 10 | 13 | 10.5 | 16.5 | 2 | 24 | 2024 | 2024-02-24 | 28 | 17.5 | 21 | 12.5 | 18.5 | 11 | 18.5
2 | 25 | 2024 | 2024-02-25 | 13.5 | 20 | 20.5 | 11 | 14 | 13.5 | 13 | 2 | 25 | 2024 | 2024-02-25 | 30 | 20.5 | 23 | 20.5 | 29 | 19 | 16
2 | 26 | 2024 | 2024-02-26 | 27.5 | 22 | 26 | 21 | 27.5 | 23 | 27 | 2 | 26 | 2024 | 2024-02-26 | 31 | 24.5 | 25.5 | 23.5 | 29 | 23 | 20.5
2 | 27 | 2024 | 2024-02-27 | 27.5 | 20.5 | 25 | 19.5 | 22 | 22.5 | 24 | 2 | 27 | 2024 | 2024-02-27 | 32.5 | 27.5 | 24.5 | 33.5 | 33 | 30 | 28
2 | 28 | 2024 | 2024-02-28 | 18.5 | 16.5 | 18 | 8.5 | 15.5 | 8.5 | 10 | 2 | 28 | 2024 | 2024-02-28 | 34 | 23 | 27 | 29 | 36 | 27 | 32
2 | 29 | 2024 | 2024-02-29 | 0 | 0 | 0 | 0 | 0 | 0 | 0 | 2 | 29 | 2024 | 2024-02-29 | 28 | 23 | 24.5 | 20.5 | 30 | 19 | 28
3 | 1 | 2024 | 2024-03-01 | 20.5 | 20.5 | 23.5 | 16.5 | 25.5 | 17.5 | 23.5 | 3 | 1 | 2024 | 2024-03-01 | 31 | 23.5 | 23.5 | 22.5 | 29 | 21 | 22.5
3 | 2 | 2024 | 2024-03-02 | 30 | 23 | 23.5 | 24 | 29 | 24 | 25 | 3 | 2 | 2024 | 2024-03-02 | 32 | 18 | 23.5 | 21.5 | 28.5 | 20 | 19.5
3 | 3 | 2024 | 2024-03-03 | 30 | 23 | 24.5 | 22 | 27.5 | 21 | 25 | 3 | 3 | 2024 | 2024-03-03 | 23.5 | 14 | 11.5 | 12.5 | 18 | 8.5 | 15
3 | 4 | 2024 | 2024-03-04 | 26 | 26.5 | 24 | 20 | 26.5 | 22.5 | 23 | 3 | 4 | 2024 | 2024-03-04 | 20 | 13 | 12.5 | 11 | 16 | 6 | 15
3 | 5 | 2024 | 2024-03-05 | 29 | 25.5 | 26 | 24 | 33 | 25.5 | 23.5 | 3 | 5 | 2024 | 2024-03-05 | 19 | 20.5 | 22 | 13.5 | 19.5 | 15.5 | 13.5
3 | 6 | 2024 | 2024-03-06 | 29 | 26.5 | 25.5 | 23 | 28.5 | 22 | 24 | 3 | 6 | 2024 | 2024-03-06 | 34 | 24 | 26 | 23.5 | 32.5 | 23.5 | 24
3 | 7 | 2024 | 2024-03-07 | 27.5 | 22.5 | 21 | 22.5 | 25.5 | 21.5 | 24 | 3 | 7 | 2024 | 2024-03-07 | 28.5 | 24.5 | 26.5 | 25 | 28.5 | 22 | 23
3 | 8 | 2024 | 2024-03-08 | 21.5 | 20 | 16.5 | 12.5 | 13.5 | 14.5 | 19.5 | 3 | 8 | 2024 | 2024-03-08 | 26 | 19 | 15.5 | 13.5 | 13 | 14 | 20
3 | 9 | 2024 | 2024-03-09 | 19 | 10.5 | 16 | 11.5 | 13.5 | 11.5 | 17.5 | 3 | 9 | 2024 | 2024-03-09 | 14.5 | 15 | 20.5 | 8 | 12 | 7 | 10
3 | 10 | 2024 | 2024-03-10 | 18 | 15 | 18.5 | 12.5 | 19 | 12.5 | 18 | 3 | 10 | 2024 | 2024-03-10 | 15 | 15.5 | 18 | 12 | 14.5 | 9 | 11
3 | 11 | 2024 | 2024-03-11 | 15 | 13.5 | 17 | 13.5 | 19.5 | 12.5 | 18 | 3 | 11 | 2024 | 2024-03-11 | 21 | 17 | 21.5 | 18 | 22.5 | 17.5 | 15.5
3 | 12 | 2024 | 2024-03-12 | 17 | 15 | 19 | 15.5 | 22 | 14.5 | 18.5 | 3 | 12 | 2024 | 2024-03-12 | 21.5 | 17.5 | 24.5 | 18 | 17.5 | 14.5 | 16.5
3 | 13 | 2024 | 2024-03-13 | 23.5 | 19 | 19.5 | 20 | 26 | 18.5 | 19 | 3 | 13 | 2024 | 2024-03-13 | 19.5 | 22.5 | 28 | 15 | 24 | 13 | 20
3 | 14 | 2024 | 2024-03-14 | 20 | 17 | 14 | 16.5 | 21.5 | 14.5 | 16.5 | 3 | 14 | 2024 | 2024-03-14 | 23.5 | 19.5 | 27.5 | 16.5 | 18.5 | 15 | 26
3 | 15 | 2024 | 2024-03-15 | 16.5 | 13 | 8.5 | 12.5 | 17.5 | 11.5 | 12 | 3 | 15 | 2024 | 2024-03-15 | 14 | 11.5 | 18 | 7 | 12.5 | 6 | 14
3 | 16 | 2024 | 2024-03-16 | 11.5 | 9 | 3.5 | 8 | 12 | 9 | 8.5 | 3 | 16 | 2024 | 2024-03-16 | 15.5 | 16.5 | 19 | 12 | 17 | 11 | 14
3 | 17 | 2024 | 2024-03-17 | 9.5 | 9 | 5.5 | 4.5 | 10.5 | 5 | 6 | 3 | 17 | 2024 | 2024-03-17 | 22.5 | 19 | 20 | 17 | 23.5 | 15.5 | 18
3 | 18 | 2024 | 2024-03-18 | 9.5 | 12.5 | 8.5 | 1 | 5.5 | 1 | 6.5 | 3 | 18 | 2024 | 2024-03-18 | 26 | 22 | 24.5 | 22 | 28.5 | 21 | 21.5
3 | 19 | 2024 | 2024-03-19 | 7.5 | 10 | 9.5 | 1 | 7 | 0 | 5.5 | 3 | 19 | 2024 | 2024-03-19 | 30 | 19.5 | 24.5 | 22.5 | 34 | 19.5 | 25
3 | 20 | 2024 | 2024-03-20 | 6 | 13 | 13 | 4 | 10 | 1.5 | 6.5 | 3 | 20 | 2024 | 2024-03-20 | 25.5 | 17.5 | 20.5 | 15 | 13.5 | 14.5 | 13.5
3 | 21 | 2024 | 2024-03-21 | 14 | 10 | 11 | 8 | 12 | 6 | 9.5 | 3 | 21 | 2024 | 2024-03-21 | 14.5 | 18 | 22.5 | 24.5 | 26 | 23 | 21.5
3 | 22 | 2024 | 2024-03-22 | 9.5 | 9 | 10.5 | 8 | 8.5 | 7 | 9.5 | 3 | 22 | 2024 | 2024-03-22 | 17 | 20 | 22 | 21 | 25 | 19 | 21
3 | 23 | 2024 | 2024-03-23 | 16 | 18.5 | 12 | 8.5 | 20.5 | 9.5 | 12.5 | 3 | 23 | 2024 | 2024-03-23 | 22.5 | 18.5 | 21 | 19.5 | 23 | 17.5 | 20.5
3 | 24 | 2024 | 2024-03-24 | 17 | 15 | 10 | 10.5 | 19.5 | 13.5 | 14.5 | 3 | 24 | 2024 | 2024-03-24 | 18.5 | 14.5 | 14.5 | 18.5 | 22 | 18 | 16.5
3 | 25 | 2024 | 2024-03-25 | 19 | 13 | 14 | 12.5 | 20 | 11 | 15 | 3 | 25 | 2024 | 2024-03-25 | 13.5 | 16 | 14.5 | 16.5 | 19.5 | 15 | 10.5
3 | 26 | 2024 | 2024-03-26 | 21 | 15 | 11 | 12.5 | 15.5 | 11.5 | 13.5 | 3 | 26 | 2024 | 2024-03-26 | 16.5 | 16 | 14.5 | 11.5 | 22.5 | 11 | 13.5
3 | 27 | 2024 | 2024-03-27 | 23 | 14 | 12.5 | 15.5 | 16 | 14 | 17 | 3 | 27 | 2024 | 2024-03-27 | 18.5 | 10.5 | 13.5 | 15 | 14.5 | 11.5 | 17.5
3 | 28 | 2024 | 2024-03-28 | 19.5 | 11.5 | 15 | 13.5 | 21 | 14 | 17.5 | 3 | 28 | 2024 | 2024-03-28 | 15.5 | 9.5 | 14.5 | 8.5 | 17.5 | 9.5 | 11.5
3 | 29 | 2024 | 2024-03-29 | 18 | 14 | 16 | 15.5 | 20 | 13 | 17.5 | 3 | 29 | 2024 | 2024-03-29 | 15 | 14 | 17 | 9 | 9.5 | 6.5 | 10
3 | 30 | 2024 | 2024-03-30 | 13 | 18 | 14.5 | 12.5 | 20.5 | 12.5 | 12 | 3 | 30 | 2024 | 2024-03-30 | 9.5 | 15.5 | 19 | 9 | 17.5 | 8.5 | 13
3 | 31 | 2024 | 2024-03-31 | 21 | 13 | 10.5 | 11 | 21 | 10 | 11 | 3 | 31 | 2024 | 2024-03-31 | 7 | 19 | 20.5 | 18.5 | 19 | 18 | 16.5
4 | 1 | 2024 | 2024-04-01 | 18.2 | 13.9 | 14.6 | 11.8 | 18.3 | 9.9 | 11.9 | 4 | 1 | 2024 | 2024-04-01 | 25.5 | 16.5 | 23 | 14.5 | 23 | 14 | 15
4 | 2 | 2024 | 2024-04-02 | 18.9 | 13.6 | 13.9 | 12.4 | 18.1 | 10.8 | 12.8 | 4 | 2 | 2024 | 2024-04-02 | 26 | 7.5 | 9.5 | 15.5 | 17.5 | 13 | 17.5
4 | 3 | 2024 | 2024-04-03 | 17.6 | 13.5 | 14.1 | 11.9 | 17.7 | 9.8 | 13 | 4 | 3 | 2024 | 2024-04-03 | 14.5 | 14 | 16 | 5 | 12.5 | 6 | 13.5
4 | 4 | 2024 | 2024-04-04 | 17.9 | 13.3 | 14.9 | 12.9 | 17.4 | 10.6 | 13.2 | 4 | 4 | 2024 | 2024-04-04 | 28 | 20 | 17 | 17 | 28.5 | 18.5 | 13
4 | 5 | 2024 | 2024-04-05 | 18.8 | 13 | 14.1 | 12.8 | 17.6 | 10.6 | 13.8 | 4 | 5 | 2024 | 2024-04-05 | 28.5 | 19.5 | 23 | 17.5 | 32 | 15 | 18
4 | 6 | 2024 | 2024-04-06 | 17.2 | 11.9 | 12.3 | 10.3 | 16.1 | 8.3 | 11.5 | 4 | 6 | 2024 | 2024-04-06 | 30.5 | 18.5 | 17 | 18.5 | 28.5 | 18.5 | 18.5
4 | 7 | 2024 | 2024-04-07 | 16.4 | 11.5 | 12.2 | 10 | 15.6 | 7.6 | 10.8 | 4 | 7 | 2024 | 2024-04-07 | 24 | 15.5 | 14 | 17 | 23.5 | 13.5 | 18.5
4 | 8 | 2024 | 2024-04-08 | 16.3 | 11.8 | 12.6 | 10.2 | 16.1 | 8 | 11.2 | 4 | 8 | 2024 | 2024-04-08 | 15 | 8.5 | 7.5 | 10.5 | 17.5 | 8.5 | 7
4 | 9 | 2024 | 2024-04-09 | 16.4 | 11.6 | 12.5 | 10.5 | 16.6 | 8.1 | 10.1 | 4 | 9 | 2024 | 2024-04-09 | 10.5 | 7.5 | 6 | 6.5 | 13 | 5.5 | 6.5
4 | 10 | 2024 | 2024-04-10 | 16.3 | 11.6 | 13.6 | 10.1 | 15.8 | 8.3 | 10.6 | 4 | 10 | 2024 | 2024-04-10 | 11 | 7 | 10 | 7 | 11 | 3 | 3.5
4 | 11 | 2024 | 2024-04-11 | 16.4 | 10.9 | 12.4 | 10.8 | 16.7 | 8.6 | 11.4 | 4 | 11 | 2024 | 2024-04-11 | 11 | 11 | 12.5 | 8.5 | 17.5 | 6.5 | 7.5
4 | 12 | 2024 | 2024-04-12 | 15.3 | 11 | 12 | 10.5 | 15.5 | 7.9 | 11 | 4 | 12 | 2024 | 2024-04-12 | 16 | 8 | 20.5 | 13 | 20.5 | 9.5 | 11.5
4 | 13 | 2024 | 2024-04-13 | 16.5 | 11.5 | 13.6 | 11 | 16.3 | 8.6 | 11.2 | 4 | 13 | 2024 | 2024-04-13 | 21 | 13 | 19 | 13.5 | 21.5 | 10 | 13
4 | 14 | 2024 | 2024-04-14 | 18.3 | 11.9 | 14 | 11.5 | 17.4 | 9.6 | 12.2 | 4 | 14 | 2024 | 2024-04-14 | 11 | 10.5 | 19 | 9.5 | 14.5 | 6.5 | 8
4 | 15 | 2024 | 2024-04-15 | 17.5 | 11.1 | 12 | 10.5 | 16.5 | 8.8 | 11.5 | 4 | 15 | 2024 | 2024-04-15 | 14 | 7 | 10 | 7.5 | 13.5 | 6.5 | 6
4 | 16 | 2024 | 2024-04-16 | 16.1 | 9.9 | 10.8 | 9.5 | 14.8 | 7.3 | 9.7 | 4 | 16 | 2024 | 2024-04-16 | 21.5 | 11 | 14.5 | 11 | 12.5 | 9 | 9
4 | 17 | 2024 | 2024-04-17 | 14.2 | 10.1 | 10.6 | 8.4 | 13.9 | 6.2 | 9 | 4 | 17 | 2024 | 2024-04-17 | 16.5 | 15.5 | 27 | 14.5 | 22.5 | 10.5 | 17.5
4 | 18 | 2024 | 2024-04-18 | 14.6 | 9.2 | 11.3 | 8.5 | 14.3 | 6.4 | 9 | 4 | 18 | 2024 | 2024-04-18 | 15 | 11.5 | 21.5 | 9 | 10.5 | 7 | 11
4 | 19 | 2024 | 2024-04-19 | 14.5 | 9.9 | 11.5 | 8.4 | 13.8 | 5.8 | 8.9 | 4 | 19 | 2024 | 2024-04-19 | 14.5 | 11.5 | 30.5 | 11 | 8 | 12 | 14.5
4 | 20 | 2024 | 2024-04-20 | 13.7 | 8.7 | 9.6 | 6.9 | 13 | 4.7 | 7.3 | 4 | 20 | 2024 | 2024-04-20 | 5 | 11 | 14.5 | 2.5 | 3 | 0 | 4.5
4 | 21 | 2024 | 2024-04-21 | 12.6 | 9.4 | 10.6 | 7.1 | 12.7 | 4.5 | 6.3 | 4 | 21 | 2024 | 2024-04-21 | 5.5 | 11.5 | 20 | 0.5 | 2.5 | 0 | 0.5
4 | 22 | 2024 | 2024-04-22 | 12.2 | 9.6 | 11.4 | 7.2 | 13.2 | 4.4 | 7 | 4 | 22 | 2024 | 2024-04-22 | 1 | 1.5 | 10 | 0 | 0 | 0 | 0
4 | 23 | 2024 | 2024-04-23 | 13.2 | 9.2 | 10.8 | 7.5 | 13.2 | 5.5 | 7.5 | 4 | 23 | 2024 | 2024-04-23 | 0 | 5 | 10 | 0 | 0 | 0 | 0
4 | 24 | 2024 | 2024-04-24 | 13.8 | 9.2 | 10.5 | 7.9 | 13.2 | 5.8 | 7.5 | 4 | 24 | 2024 | 2024-04-24 | 0 | 6.5 | 13.5 | 0 | 0.5 | 0 | 0
4 | 25 | 2024 | 2024-04-25 | 13.3 | 8.4 | 10.3 | 7.2 | 13.2 | 4.9 | 6.9 | 4 | 25 | 2024 | 2024-04-25 | 2.5 | 1 | 19 | 0 | 6.5 | 0 | 1.5
4 | 26 | 2024 | 2024-04-26 | 12.4 | 8.2 | 9.3 | 6.2 | 11.9 | 3.7 | 7.1 | 4 | 26 | 2024 | 2024-04-26 | 16 | 9.5 | 20 | 11.5 | 18.5 | 7 | 9
4 | 27 | 2024 | 2024-04-27 | 12 | 7.4 | 9.7 | 5.9 | 11.5 | 3.6 | 6 | 4 | 27 | 2024 | 2024-04-27 | 19.5 | 9 | 20.5 | 12 | 18 | 9.5 | 11.5
4 | 28 | 2024 | 2024-04-28 | 13.3 | 7.8 | 9.6 | 6.6 | 12.2 | 4.4 | 6.1 | 4 | 28 | 2024 | 2024-04-28 | 16.5 | 7.5 | 10 | 6.5 | 11 | 6.5 | 1
4 | 29 | 2024 | 2024-04-29 | 12.8 | 7.9 | 8.8 | 6.9 | 10.9 | 4.7 | 5.5 | 4 | 29 | 2024 | 2024-04-29 | 14 | 5.5 | 8.5 | 5 | 9.5 | 2 | 4
4 | 30 | 2024 | 2024-04-30 | 12 | 7.5 | 8.9 | 6.1 | 10.9 | 4.3 | 5.7 | 4 | 30 | 2024 | 2024-04-30 | 11 | 9.5 | 14.5 | 5.5 | 8.5 | 3.5 | 6
5 | 1 | 2024 | 2024-05-01 | 13 | 7.7 | 8.3 | 6.4 | 12.2 | 4.2 | 6.1 | 5 | 1 | 2024 | 2024-05-01 | 17 | 12 | 16 | 13.5 | 19.5 | 11.5 | 9.5
5 | 2 | 2024 | 2024-05-02 | 11.3 | 7.6 | 8.6 | 4.9 | 11.1 | 3 | 5.5 | 5 | 2 | 2024 | 2024-05-02 | 17.5 | 11 | 16 | 12 | 20 | 10 | 12
5 | 3 | 2024 | 2024-05-03 | 11.2 | 7.7 | 8.9 | 5.3 | 10.2 | 2.8 | 5.5 | 5 | 3 | 2024 | 2024-05-03 | 13.5 | 12 | 13.5 | 9.5 | 12 | 6.5 | 8.5
5 | 4 | 2024 | 2024-05-04 | 10.4 | 7.3 | 7.8 | 4.5 | 10.1 | 2 | 3.8 | 5 | 4 | 2024 | 2024-05-04 | 22 | 10 | 16 | 10.5 | 17.5 | 9.5 | 8
5 | 5 | 2024 | 2024-05-05 | 9.6 | 7.2 | 7.1 | 4.3 | 9.9 | 2.4 | 3.1 | 5 | 5 | 2024 | 2024-05-05 | 20.5 | 12 | 16 | 12 | 21.5 | 11.5 | 9.5
5 | 6 | 2024 | 2024-05-06 | 10 | 7.3 | 7.7 | 4.4 | 9.6 | 2.4 | 3.9 | 5 | 6 | 2024 | 2024-05-06 | 19 | 10.5 | 10.5 | 10 | 15.5 | 8.5 | 9.5
5 | 7 | 2024 | 2024-05-07 | 9.6 | 7.2 | 7.3 | 3.9 | 9.9 | 1.7 | 3.2 | 5 | 7 | 2024 | 2024-05-07 | 12.5 | 5.5 | 11.5 | 4 | 9.5 | 3 | 5.5
5 | 8 | 2024 | 2024-05-08 | 9.8 | 7.1 | 7.4 | 3.6 | 9 | 0.8 | 2.6 | 5 | 8 | 2024 | 2024-05-08 | 6.5 | 7 | 14.5 | 0 | 2.5 | 0 | 0
5 | 9 | 2024 | 2024-05-09 | 10.1 | 6.8 | 8 | 4.4 | 9.5 | 2.1 | 2.8 | 5 | 9 | 2024 | 2024-05-09 | 9.5 | 11.5 | 18 | 6 | 12.5 | 4.5 | 7.5
5 | 10 | 2024 | 2024-05-10 | 9.5 | 5.5 | 6.6 | 3.4 | 8.4 | 1 | 1.9 | 5 | 10 | 2024 | 2024-05-10 | 17.5 | 11.5 | 19.5 | 12 | 20.5 | 12 | 12
5 | 11 | 2024 | 2024-05-11 | 6.6 | 4.8 | 6.2 | 1.6 | 7.1 | 0 | 0.4 | 5 | 11 | 2024 | 2024-05-11 | 16 | 11.5 | 14.5 | 11 | 15.5 | 10 | 9.5
5 | 12 | 2024 | 2024-05-12 | 6.8 | 5.4 | 5.6 | 1.3 | 8 | 0 | 1.3 | 5 | 12 | 2024 | 2024-05-12 | 10.5 | 5.5 | 0 | 4.5 | 9.5 | 4 | 5
5 | 13 | 2024 | 2024-05-13 | 6.8 | 5.1 | 5.2 | 1.8 | 7.5 | 0 | 0.5 | 5 | 13 | 2024 | 2024-05-13 | 3.5 | 3.5 | 6.5 | 0 | 0 | 0 | 0
5 | 14 | 2024 | 2024-05-14 | 5.6 | 4.6 | 4.3 | 0.1 | 5.8 | 0 | 0.1 | 5 | 14 | 2024 | 2024-05-14 | 0 | 0.5 | 0 | 0 | 0 | 0 | 0
5 | 15 | 2024 | 2024-05-15 | 5.5 | 4.1 | 4.6 | 0.5 | 5.2 | 0 | 0 | 5 | 15 | 2024 | 2024-05-15 | 0 | 0 | 1 | 0 | 0 | 0 | 0
5 | 16 | 2024 | 2024-05-16 | 5.6 | 3.8 | 4.6 | 0 | 5.6 | 0 | 0 | 5 | 16 | 2024 | 2024-05-16 | 0 | 4 | 7.5 | 0 | 2 | 0 | 0
5 | 17 | 2024 | 2024-05-17 | 5.7 | 4.3 | 5.5 | 0.2 | 5.6 | 0 | 0 | 5 | 17 | 2024 | 2024-05-17 | 7.5 | 7 | 9 | 0 | 6.5 | 0 | 0
5 | 18 | 2024 | 2024-05-18 | 5.7 | 3.9 | 5 | 0.2 | 6.3 | 0 | 0 | 5 | 18 | 2024 | 2024-05-18 | 11 | 9 | 15.5 | 5 | 14 | 3 | 2.5
5 | 19 | 2024 | 2024-05-19 | 5.8 | 4.1 | 5.1 | 0.4 | 6.8 | 0 | 0.2 | 5 | 19 | 2024 | 2024-05-19 | 10.5 | 8 | 14 | 3.5 | 8.5 | 0 | 3
5 | 20 | 2024 | 2024-05-20 | 7.3 | 4.5 | 6.1 | 2.5 | 7.4 | 0 | 0.7 | 5 | 20 | 2024 | 2024-05-20 | 0 | 4.5 | 8.5 | 0 | 0 | 0 | 0
5 | 21 | 2024 | 2024-05-21 | 7.7 | 4.4 | 6.3 | 2.9 | 8.2 | 0.7 | 1.8 | 5 | 21 | 2024 | 2024-05-21 | 0 | 4 | 8.5 | 1 | 3.5 | 0 | 0
5 | 22 | 2024 | 2024-05-22 | 7.4 | 4.4 | 5 | 1.2 | 7.7 | 0 | 0.4 | 5 | 22 | 2024 | 2024-05-22 | 8 | 7.5 | 12.5 | 8.5 | 7.5 | 6 | 5.5
5 | 23 | 2024 | 2024-05-23 | 6.2 | 3.2 | 3.3 | 0 | 6 | 0 | 0 | 5 | 23 | 2024 | 2024-05-23 | 14.5 | 9 | 13 | 5.5 | 14.5 | 4.5 | 3
5 | 24 | 2024 | 2024-05-24 | 4.3 | 2.6 | 2.8 | 0 | 4.1 | 0 | 0 | 5 | 24 | 2024 | 2024-05-24 | 14 | 6.5 | 10 | 6.5 | 15.5 | 4.5 | 7.5
5 | 25 | 2024 | 2024-05-25 | 4.8 | 2.5 | 3.4 | 0 | 5.3 | 0 | 0 | 5 | 25 | 2024 | 2024-05-25 | 12.5 | 1.5 | 10.5 | 2 | 12 | 2 | 0
5 | 26 | 2024 | 2024-05-26 | 4.4 | 3 | 3.4 | 0 | 4.5 | 0 | 0 | 5 | 26 | 2024 | 2024-05-26 | 14 | 1.5 | 3.5 | 8.5 | 13.5 | 4 | 0
5 | 27 | 2024 | 2024-05-27 | 5 | 2.6 | 3.2 | 0 | 5.1 | 0 | 0 | 5 | 27 | 2024 | 2024-05-27 | 6 | 2 | 5.5 | 0 | 9 | 0 | 0
5 | 28 | 2024 | 2024-05-28 | 4.9 | 2.3 | 3.7 | 0 | 5.1 | 0 | 0 | 5 | 28 | 2024 | 2024-05-28 | 11 | 3.5 | 8 | 0 | 8 | 0 | 0.5
5 | 29 | 2024 | 2024-05-29 | 3.4 | 2.8 | 3.3 | 0 | 3.2 | 0 | 0 | 5 | 29 | 2024 | 2024-05-29 | 4 | 6 | 12.5 | 0.5 | 8.5 | 0 | 3.5
5 | 30 | 2024 | 2024-05-30 | 2.7 | 2.8 | 3.4 | 0 | 2 | 0 | 0 | 5 | 30 | 2024 | 2024-05-30 | 5.5 | 4.5 | 5 | 0 | 1.5 | 0 | 0
5 | 31 | 2024 | 2024-05-31 | 1.8 | 1.5 | 1.3 | 0 | 0.7 | 0 | 0 | 5 | 31 | 2024 | 2024-05-31 | 1 | 4 | 2.5 | 0 | 0 | 0 | 0
6 | 1 | 2024 | 2024-06-01 | 1.9 | 1.5 | 2.4 | 0 | 1.1 | 0 | 0 | 6 | 1 | 2024 | 2024-06-01 | 0 | 2 | 0 | 0 | 0 | 0 | 0
6 | 2 | 2024 | 2024-06-02 | 2 | 1.5 | 1.8 | 0 | 1.6 | 0 | 0 | 6 | 2 | 2024 | 2024-06-02 | 1.5 | 4 | 5.5 | 0 | 0 | 0 | 0
6 | 3 | 2024 | 2024-06-03 | 1.2 | 1.8 | 2 | 0 | 1.7 | 0 | 0 | 6 | 3 | 2024 | 2024-06-03 | 0.5 | 9 | 10 | 0 | 1.5 | 0 | 0
6 | 4 | 2024 | 2024-06-04 | 1.3 | 1.8 | 1.7 | 0 | 1.6 | 0 | 0 | 6 | 4 | 2024 | 2024-06-04 | 2.5 | 10.5 | 11 | 4 | 8 | 0.5 | 3.5
6 | 5 | 2024 | 2024-06-05 | 3.2 | 2.1 | 3.2 | 0 | 3.5 | 0 | 0 | 6 | 5 | 2024 | 2024-06-05 | 14.5 | 7 | 19.5 | 11 | 12 | 9.5 | 3.5
6 | 6 | 2024 | 2024-06-06 | 4.3 | 2.1 | 2.9 | 0 | 4.1 | 0 | 0 | 6 | 6 | 2024 | 2024-06-06 | 12.5 | 9 | 19 | 7 | 12.5 | 4 | 5
6 | 7 | 2024 | 2024-06-07 | 4 | 2 | 3.3 | 0 | 3.7 | 0 | 0 | 6 | 7 | 2024 | 2024-06-07 | 12 | 5.5 | 9 | 8 | 7 | 6 | 6
6 | 8 | 2024 | 2024-06-08 | 3.8 | 2.5 | 3.4 | 0 | 4.9 | 0 | 0 | 6 | 8 | 2024 | 2024-06-08 | 13.5 | 8 | 11.5 | 8.5 | 14.5 | 5 | 8.5
6 | 9 | 2024 | 2024-06-09 | 4.2 | 2.2 | 4.2 | 0 | 4.6 | 0 | 0 | 6 | 9 | 2024 | 2024-06-09 | 13 | 6.5 | 11 | 8.5 | 11.5 | 8.5 | 8.5
6 | 10 | 2024 | 2024-06-10 | 5.2 | 2.7 | 4.5 | 0 | 4.1 | 0 | 0 | 6 | 10 | 2024 | 2024-06-10 | 7 | 6 | 7 | 0 | 7 | 0 | 0
6 | 11 | 2024 | 2024-06-11 | 3.5 | 2.3 | 3.5 | 0 | 4.1 | 0 | 0 | 6 | 11 | 2024 | 2024-06-11 | 3 | 2 | 1 | 0 | 2.5 | 0 | 0
6 | 12 | 2024 | 2024-06-12 | 2.4 | 1.3 | 1.6 | 0 | 2.9 | 0 | 0 | 6 | 12 | 2024 | 2024-06-12 | 0 | 1.5 | 2 | 0 | 0 | 0 | 0
6 | 13 | 2024 | 2024-06-13 | 1.9 | 1.8 | 2.5 | 0 | 2.1 | 0 | 0 | 6 | 13 | 2024 | 2024-06-13 | 3 | 3.5 | 8.5 | 0 | 2.5 | 0 | 0
6 | 14 | 2024 | 2024-06-14 | 2.6 | 2.6 | 3.6 | 0 | 2.6 | 0 | 0 | 6 | 14 | 2024 | 2024-06-14 | 4.5 | 8 | 8.5 | 0 | 5 | 0 | 1.5
6 | 15 | 2024 | 2024-06-15 | 2.6 | 2.4 | 3.3 | 0 | 2.9 | 0 | 0 | 6 | 15 | 2024 | 2024-06-15 | 1 | 5.5 | 7.5 | 0 | 1.5 | 0 | 0
6 | 16 | 2024 | 2024-06-16 | 2.4 | 1.6 | 2.3 | 0 | 2.7 | 0 | 0 | 6 | 16 | 2024 | 2024-06-16 | 4 | 0 | 0 | 0 | 0 | 0 | 0
6 | 17 | 2024 | 2024-06-17 | 1.8 | 0.9 | 1.5 | 0 | 2.2 | 0 | 0 | 6 | 17 | 2024 | 2024-06-17 | 0 | 2 | 3 | 0 | 0 | 0 | 0
6 | 18 | 2024 | 2024-06-18 | 2.1 | 1.1 | 1.7 | 0 | 2.2 | 0 | 0 | 6 | 18 | 2024 | 2024-06-18 | 10.5 | 4.5 | 7.5 | 0 | 8 | 0 | 0
6 | 19 | 2024 | 2024-06-19 | 2.1 | 0.5 | 1 | 0 | 1.1 | 0 | 0 | 6 | 19 | 2024 | 2024-06-19 | 12 | 3 | 5 | 2 | 12 | 0.5 | 2.5
6 | 20 | 2024 | 2024-06-20 | 0.4 | 0.3 | 0 | 0 | 0 | 0 | 0 | 6 | 20 | 2024 | 2024-06-20 | 7 | 2.5 | 6.5 | 0 | 2.5 | 0 | 0
6 | 21 | 2024 | 2024-06-21 | 0 | 0 | 0 | 0 | 0 | 0 | 0 | 6 | 21 | 2024 | 2024-06-21 | 0 | 0 | 0 | 0 | 0 | 0 | 0
6 | 22 | 2024 | 2024-06-22 | 0 | 0.4 | 0.9 | 0 | 0 | 0 | 0 | 6 | 22 | 2024 | 2024-06-22 | 0 | 4 | 8.5 | 0 | 5 | 0 | 0
6 | 23 | 2024 | 2024-06-23 | 0 | 0 | 0.6 | 0 | 0 | 0 | 0 | 6 | 23 | 2024 | 2024-06-23 | 0 | 2 | 7.5 | 1 | 8.5 | 0 | 0
6 | 24 | 2024 | 2024-06-24 | 0 | 0 | 0 | 0 | 0 | 0 | 0 | 6 | 24 | 2024 | 2024-06-24 | 0 | 5.5 | 9 | 0 | 4 | 0 | 0
6 | 25 | 2024 | 2024-06-25 | 0 | 0 | 0 | 0 | 0 | 0 | 0 | 6 | 25 | 2024 | 2024-06-25 | 0 | 5 | 8.5 | 0 | 5.5 | 0 | 0
6 | 26 | 2024 | 2024-06-26 | 0 | 0 | 0 | 0 | 0 | 0 | 0 | 6 | 26 | 2024 | 2024-06-26 | 8 | 3 | 5.5 | 1.5 | 8 | 1 | 2
6 | 27 | 2024 | 2024-06-27 | 0 | 0 | 0 | 0 | 0 | 0 | 0 | 6 | 27 | 2024 | 2024-06-27 | 5 | 0.5 | 5.5 | 0 | 3.5 | 0 | 1
6 | 28 | 2024 | 2024-06-28 | 0 | 0 | 0 | 0 | 0 | 0 | 0 | 6 | 28 | 2024 | 2024-06-28 | 0 | 0 | 1 | 0 | 0 | 0 | 0
6 | 29 | 2024 | 2024-06-29 | 0 | 0 | 0 | 0 | 0 | 0 | 0 | 6 | 29 | 2024 | 2024-06-29 | 0 | 0 | 0 | 0 | 0 | 0 | 0
6 | 30 | 2024 | 2024-06-30 | 0 | 0 | 0 | 0 | 0 | 0 | 0 | 6 | 30 | 2024 | 2024-06-30 | 0 | 0 | 0 | 0 | 0 | 0 | 0
7 | 1 | 2024 | 2024-07-01 | 0 | 0 | 0 | 0 | 0 | 0 | 0 | 7 | 1 | 2024 | 2024-07-01 | 0 | 2.5 | 2.5 | 0 | 0 | 0 | 0
7 | 2 | 2024 | 2024-07-02 | 0 | 0 | 0 | 0 | 0 | 0 | 0 | 7 | 2 | 2024 | 2024-07-02 | 0 | 5 | 4.5 | 0 | 0 | 0 | 0
7 | 3 | 2024 | 2024-07-03 | 0 | 0 | 0 | 0 | 0 | 0 | 0 | 7 | 3 | 2024 | 2024-07-03 | 0.5 | 3 | 5 | 0 | 5 | 0 | 0
7 | 4 | 2024 | 2024-07-04 | 0 | 0 | 0 | 0 | 0 | 0 | 0 | 7 | 4 | 2024 | 2024-07-04 | 2.5 | 3 | 5.5 | 0.5 | 6.5 | 0 | 0
7 | 5 | 2024 | 2024-07-05 | 0 | 0 | 0 | 0 | 0 | 0 | 0 | 7 | 5 | 2024 | 2024-07-05 | 0 | 0.5 | 3 | 0 | 0 | 0 | 0
7 | 6 | 2024 | 2024-07-06 | 0 | 0 | 0 | 0 | 0 | 0 | 0 | 7 | 6 | 2024 | 2024-07-06 | 0 | 0 | 0 | 0 | 0 | 0 | 0
7 | 7 | 2024 | 2024-07-07 | 0 | 0 | 0 | 0 | 0 | 0 | 0 | 7 | 7 | 2024 | 2024-07-07 | 0 | 0 | 0 | 0 | 0 | 0 | 0
7 | 8 | 2024 | 2024-07-08 | 0 | 0 | 0 | 0 | 0 | 0 | 0 | 7 | 8 | 2024 | 2024-07-08 | 0 | 0 | 0 | 0 | 0 | 0 | 0
7 | 9 | 2024 | 2024-07-09 | 0 | 0 | 0 | 0 | 0 | 0 | 0 | 7 | 9 | 2024 | 2024-07-09 | 0 | 0 | 0 | 0 | 0 | 0 | 0
7 | 10 | 2024 | 2024-07-10 | 0 | 0 | 0 | 0 | 0 | 0 | 0 | 7 | 10 | 2024 | 2024-07-10 | 0 | 0 | 0 | 0 | 0 | 0 | 0
7 | 11 | 2024 | 2024-07-11 | 0 | 0 | 0 | 0 | 0 | 0 | 0 | 7 | 11 | 2024 | 2024-07-11 | 0 | 0 | 0 | 0 | 0 | 0 | 0
7 | 12 | 2024 | 2024-07-12 | 0 | 0 | 0 | 0 | 0 | 0 | 0 | 7 | 12 | 2024 | 2024-07-12 | 0 | 0 | 0 | 0 | 0 | 0 | 0
7 | 13 | 2024 | 2024-07-13 | 0 | 0 | 0 | 0 | 0 | 0 | 0 | 7 | 13 | 2024 | 2024-07-13 | 0 | 0 | 0 | 0 | 0 | 0 | 0
7 | 14 | 2024 | 2024-07-14 | 0 | 0 | 0 | 0 | 0 | 0 | 0 | 7 | 14 | 2024 | 2024-07-14 | 0 | 0 | 0 | 0 | 0 | 0 | 0
7 | 15 | 2024 | 2024-07-15 | 0 | 0 | 0 | 0 | 0 | 0 | 0 | 7 | 15 | 2024 | 2024-07-15 | 0 | 0 | 1.5 | 0 | 0 | 0 | 0
7 | 16 | 2024 | 2024-07-16 | 0 | 0 | 0 | 0 | 0 | 0 | 0 | 7 | 16 | 2024 | 2024-07-16 | 0 | 0 | 0 | 0 | 3 | 0 | 0
7 | 17 | 2024 | 2024-07-17 | 0 | 0 | 0 | 0 | 0 | 0 | 0 | 7 | 17 | 2024 | 2024-07-17 | 0 | 0 | 0 | 0 | 0 | 0 | 0
7 | 18 | 2024 | 2024-07-18 | 0 | 0 | 0 | 0 | 0 | 0 | 0 | 7 | 18 | 2024 | 2024-07-18 | 0 | 0 | 1 | 0 | 0 | 0 | 0
7 | 19 | 2024 | 2024-07-19 | 0 | 0 | 0 | 0 | 0 | 0 | 0 | 7 | 19 | 2024 | 2024-07-19 | 0 | 0 | 0 | 0 | 0 | 0 | 0
7 | 20 | 2024 | 2024-07-20 | 0 | 0 | 0 | 0 | 0 | 0 | 0 | 7 | 20 | 2024 | 2024-07-20 | 0 | 0 | 0 | 0 | 0 | 0 | 0
7 | 21 | 2024 | 2024-07-21 | 0 | 0 | 0 | 0 | 0 | 0 | 0 | 7 | 21 | 2024 | 2024-07-21 | 0 | 0 | 0 | 0 | 0 | 0 | 0
7 | 22 | 2024 | 2024-07-22 | 0 | 0 | 0 | 0 | 0 | 0 | 0 | 7 | 22 | 2024 | 2024-07-22 | 0 | 2 | 1 | 0 | 0 | 0 | 0
7 | 23 | 2024 | 2024-07-23 | 0 | 0 | 0 | 0 | 0 | 0 | 0 | 7 | 23 | 2024 | 2024-07-23 | 0 | 3 | 4 | 0 | 3.5 | 0 | 0
7 | 24 | 2024 | 2024-07-24 | 0 | 0 | 0 | 0 | 0 | 0 | 0 | 7 | 24 | 2024 | 2024-07-24 | 0 | 0 | 0 | 0 | 0 | 0 | 0
7 | 25 | 2024 | 2024-07-25 | 0 | 0 | 0 | 0 | 0 | 0 | 0 | 7 | 25 | 2024 | 2024-07-25 | 0 | 0 | 0 | 0 | 0 | 0 | 0
7 | 26 | 2024 | 2024-07-26 | 0 | 0 | 0 | 0 | 0 | 0 | 0 | 7 | 26 | 2024 | 2024-07-26 | 0 | 0 | 0 | 0 | 0 | 0 | 0
7 | 27 | 2024 | 2024-07-27 | 0 | 0 | 0 | 0 | 0 | 0 | 0 | 7 | 27 | 2024 | 2024-07-27 | 0 | 0.5 | 1 | 0 | 0 | 0 | 0
7 | 28 | 2024 | 2024-07-28 | 0 | 0 | 0 | 0 | 0 | 0 | 0 | 7 | 28 | 2024 | 2024-07-28 | 0 | 0 | 0 | 0 | 0 | 0 | 0
7 | 29 | 2024 | 2024-07-29 | 0 | 0 | 0 | 0 | 0 | 0 | 0 | 7 | 29 | 2024 | 2024-07-29 | 0 | 0 | 0 | 0 | 0 | 0 | 0
7 | 30 | 2024 | 2024-07-30 | 0 | 0 | 0 | 0 | 0 | 0 | 0 | 7 | 30 | 2024 | 2024-07-30 | 0 | 0 | 1 | 0 | 0 | 0 | 0
7 | 31 | 2024 | 2024-07-31 | 0 | 0 | 0 | 0 | 0 | 0 | 0 | 7 | 31 | 2024 | 2024-07-31 | 0 | 0 | 0 | 0 | 0 | 0 | 0
8 | 1 | 2024 | 2024-08-01 | 0 | 0 | 0 | 0 | 0 | 0 | 0 | 8 | 1 | 2024 | 2024-08-01 | 0 | 0 | 1 | 0 | 0 | 0 | 0
8 | 2 | 2024 | 2024-08-02 | 0 | 0 | 0 | 0 | 0 | 0 | 0 | 8 | 2 | 2024 | 2024-08-02 | 0 | 0 | 0 | 0 | 0 | 0 | 0
8 | 3 | 2024 | 2024-08-03 | 0 | 0 | 0 | 0 | 0 | 0 | 0 | 8 | 3 | 2024 | 2024-08-03 | 0 | 0 | 0 | 0 | 0 | 0 | 0
8 | 4 | 2024 | 2024-08-04 | 0 | 0 | 0 | 0 | 0 | 0 | 0 | 8 | 4 | 2024 | 2024-08-04 | 0 | 0 | 0 | 0 | 0 | 0 | 0
8 | 5 | 2024 | 2024-08-05 | 0 | 0 | 0 | 0 | 0 | 0 | 0 | 8 | 5 | 2024 | 2024-08-05 | 0 | 0 | 0 | 0 | 0 | 0 | 0
8 | 6 | 2024 | 2024-08-06 | 0 | 0 | 0 | 0 | 0 | 0 | 0 | 8 | 6 | 2024 | 2024-08-06 | 0 | 0 | 0 | 0 | 0 | 0 | 0
8 | 7 | 2024 | 2024-08-07 | 0 | 0 | 0 | 0 | 0 | 0 | 0 | 8 | 7 | 2024 | 2024-08-07 | 0 | 0 | 0 | 0 | 0 | 0 | 0
8 | 8 | 2024 | 2024-08-08 | 0 | 0 | 0 | 0 | 0 | 0 | 0 | 8 | 8 | 2024 | 2024-08-08 | 0 | 0 | 0 | 0 | 0 | 0 | 0
8 | 9 | 2024 | 2024-08-09 | 0 | 0 | 0 | 0 | 0 | 0 | 0 | 8 | 9 | 2024 | 2024-08-09 | 0 | 0 | 0 | 0 | 0 | 0 | 0
8 | 10 | 2024 | 2024-08-10 | 0 | 0 | 0 | 0 | 0 | 0 | 0 | 8 | 10 | 2024 | 2024-08-10 | 0 | 0 | 0 | 0 | 0 | 0 | 0
8 | 11 | 2024 | 2024-08-11 | 0 | 0 | 0 | 0 | 0 | 0 | 0 | 8 | 11 | 2024 | 2024-08-11 | 0 | 0 | 0 | 0 | 0 | 0 | 0
8 | 12 | 2024 | 2024-08-12 | 0 | 0 | 0 | 0 | 0 | 0 | 0 | 8 | 12 | 2024 | 2024-08-12 | 0 | 0 | 0 | 0 | 0 | 0 | 0
8 | 13 | 2024 | 2024-08-13 | 0 | 0 | 0 | 0 | 0 | 0 | 0 | 8 | 13 | 2024 | 2024-08-13 | 0 | 0 | 0 | 0 | 0 | 0 | 0
8 | 14 | 2024 | 2024-08-14 | 0 | 0 | 0 | 0 | 0 | 0 | 0 | 8 | 14 | 2024 | 2024-08-14 | 0 | 0 | 0 | 0 | 0 | 0 | 0
8 | 15 | 2024 | 2024-08-15 | 0 | 0 | 0 | 0 | 0 | 0 | 0 | 8 | 15 | 2024 | 2024-08-15 | 0 | 0 | 0 | 0 | 0 | 0 | 0
8 | 16 | 2024 | 2024-08-16 | 0 | 0 | 0 | 0 | 0 | 0 | 0 | 8 | 16 | 2024 | 2024-08-16 | 0 | 0 | 0 | 0 | 0 | 0 | 0
8 | 17 | 2024 | 2024-08-17 | 0 | 0 | 0 | 0 | 0 | 0 | 0 | 8 | 17 | 2024 | 2024-08-17 | 0 | 0 | 0 | 0 | 0 | 0 | 0
8 | 18 | 2024 | 2024-08-18 | 0 | 0 | 0 | 0 | 0 | 0 | 0 | 8 | 18 | 2024 | 2024-08-18 | 0 | 0 | 0 | 0 | 0 | 0 | 0
8 | 19 | 2024 | 2024-08-19 | 0 | 0 | 0 | 0 | 0 | 0 | 0 | 8 | 19 | 2024 | 2024-08-19 | 0 | 0 | 0 | 0 | 0 | 0 | 0
8 | 20 | 2024 | 2024-08-20 | 0 | 0 | 0 | 0 | 0 | 0 | 0 | 8 | 20 | 2024 | 2024-08-20 | 0 | 0 | 0 | 0 | 0 | 0 | 0
8 | 21 | 2024 | 2024-08-21 | 0 | 0 | 0 | 0 | 0 | 0 | 0 | 8 | 21 | 2024 | 2024-08-21 | 0 | 0.5 | 0 | 0 | 0 | 0 | 0
8 | 22 | 2024 | 2024-08-22 | 0 | 0 | 0 | 0 | 0 | 0 | 0 | 8 | 22 | 2024 | 2024-08-22 | 0 | 0 | 0 | 0 | 0 | 0 | 0
8 | 23 | 2024 | 2024-08-23 | 0 | 0 | 0 | 0 | 0 | 0 | 0 | 8 | 23 | 2024 | 2024-08-23 | 0 | 0 | 0 | 0 | 0 | 0 | 0
8 | 24 | 2024 | 2024-08-24 | 0 | 0 | 0 | 0 | 0 | 0 | 0 | 8 | 24 | 2024 | 2024-08-24 | 2.5 | 0.5 | 1 | 0 | 5.5 | 0 | 0
8 | 25 | 2024 | 2024-08-25 | 0 | 0 | 0 | 0 | 0 | 0 | 0 | 8 | 25 | 2024 | 2024-08-25 | 0 | 0 | 0 | 0 | 1.5 | 0 | 0
8 | 26 | 2024 | 2024-08-26 | 0 | 0 | 0 | 0 | 0 | 0 | 0 | 8 | 26 | 2024 | 2024-08-26 | 0 | 0.5 | 0 | 0 | 0 | 0 | 0
8 | 27 | 2024 | 2024-08-27 | 0 | 0 | 0 | 0 | 0 | 0 | 0 | 8 | 27 | 2024 | 2024-08-27 | 0 | 0 | 0 | 0 | 0 | 0 | 0
8 | 28 | 2024 | 2024-08-28 | 0 | 0 | 0 | 0 | 0 | 0 | 0 | 8 | 28 | 2024 | 2024-08-28 | 0 | 0 | 0 | 0 | 0 | 0 | 0
8 | 29 | 2024 | 2024-08-29 | 0 | 0 | 0 | 0 | 0 | 0 | 0 | 8 | 29 | 2024 | 2024-08-29 | 1 | 0 | 0 | 0 | 5 | 0 | 0
8 | 30 | 2024 | 2024-08-30 | 0 | 0 | 0 | 0 | 0 | 0 | 0 | 8 | 30 | 2024 | 2024-08-30 | 1 | 0.5 | 1 | 0 | 0 | 0 | 0
8 | 31 | 2024 | 2024-08-31 | 0 | 0 | 0 | 0 | 0 | 0 | 0 | 8 | 31 | 2024 | 2024-08-31 | 0 | 1.5 | 4.5 | 0 | 0 | 0 | 0
9 | 1 | 2024 | 2024-09-01 | 0 | 0 | 0 | 0 | 0 | 0 | 0 | 9 | 1 | 2024 | 2024-09-01 | 1 | 1 | 3.5 | 0 | 2.5 | 0 | 0
9 | 2 | 2024 | 2024-09-02 | 0 | 0 | 0 | 0 | 0 | 0 | 0 | 9 | 2 | 2024 | 2024-09-02 | 5 | 1 | 3.5 | 0 | 3.5 | 0 | 0
9 | 3 | 2024 | 2024-09-03 | 0 | 0 | 0 | 0 | 0 | 0 | 0 | 9 | 3 | 2024 | 2024-09-03 | 2.5 | 3.5 | 0 | 0 | 0 | 0 | 0
9 | 4 | 2024 | 2024-09-04 | 0 | 0 | 0 | 0 | 0 | 0 | 0 | 9 | 4 | 2024 | 2024-09-04 | 0 | 0 | 0 | 0 | 0 | 0 | 0
9 | 5 | 2024 | 2024-09-05 | 0 | 0 | 0 | 0 | 0 | 0 | 0 | 9 | 5 | 2024 | 2024-09-05 | 0.5 | 0 | 0 | 0 | 0 | 0 | 0
9 | 6 | 2024 | 2024-09-06 | 0 | 0 | 0 | 0 | 0 | 0 | 0 | 9 | 6 | 2024 | 2024-09-06 | 0 | 0 | 0 | 0 | 0 | 0 | 0
9 | 7 | 2024 | 2024-09-07 | 0.2 | 0 | 0 | 0 | 0 | 0 | 0 | 9 | 7 | 2024 | 2024-09-07 | 1 | 0 | 0 | 0 | 0 | 0 | 0
9 | 8 | 2024 | 2024-09-08 | 1.1 | 0 | 0 | 0 | 0 | 0 | 0 | 9 | 8 | 2024 | 2024-09-08 | 0 | 0 | 0 | 0 | 0 | 0 | 0
9 | 9 | 2024 | 2024-09-09 | 0.5 | 0 | 0 | 0 | 0 | 0 | 0 | 9 | 9 | 2024 | 2024-09-09 | 0 | 0 | 2 | 0 | 0 | 0 | 0
9 | 10 | 2024 | 2024-09-10 | 1.3 | 0 | 0 | 0 | 0 | 0 | 0 | 9 | 10 | 2024 | 2024-09-10 | 4.5 | 3.5 | 5.5 | 0 | 7.5 | 0 | 1.5
9 | 11 | 2024 | 2024-09-11 | 0.4 | 0 | 0 | 0 | 0 | 0 | 0 | 9 | 11 | 2024 | 2024-09-11 | 10.5 | 6.5 | 8.5 | 6 | 12 | 2 | 5.5
9 | 12 | 2024 | 2024-09-12 | 0.2 | 0.4 | 0 | 0 | 0 | 0 | 0 | 9 | 12 | 2024 | 2024-09-12 | 10 | 6.5 | 2 | 3.5 | 8.5 | 0 | 3
9 | 13 | 2024 | 2024-09-13 | 1 | 1.1 | 0 | 0 | 0 | 0 | 0 | 9 | 13 | 2024 | 2024-09-13 | 5.5 | 3 | 0 | 0 | 2.5 | 0 | 1.5
9 | 14 | 2024 | 2024-09-14 | 0.5 | 0.7 | 0 | 0 | 0 | 0 | 0 | 9 | 14 | 2024 | 2024-09-14 | 1.5 | 2 | 0 | 0 | 0 | 0 | 0
9 | 15 | 2024 | 2024-09-15 | 0.4 | 1.3 | 1.2 | 0 | 0.6 | 0 | 0 | 9 | 15 | 2024 | 2024-09-15 | 0 | 0.5 | 1 | 0 | 0 | 0 | 0
9 | 16 | 2024 | 2024-09-16 | 2.3 | 2 | 1.3 | 0 | 1.9 | 0 | 0 | 9 | 16 | 2024 | 2024-09-16 | 0 | 1.5 | 2 | 0 | 0.5 | 0 | 0
9 | 17 | 2024 | 2024-09-17 | 2.7 | 1.6 | 1.9 | 0 | 2.2 | 0 | 0 | 9 | 17 | 2024 | 2024-09-17 | 3.5 | 0 | 0 | 0 | 0 | 0 | 0
9 | 18 | 2024 | 2024-09-18 | 3.6 | 1.4 | 1.3 | 0 | 3 | 0 | 0 | 9 | 18 | 2024 | 2024-09-18 | 0.5 | 0 | 0 | 0 | 0 | 0 | 0
9 | 19 | 2024 | 2024-09-19 | 4.8 | 1.9 | 1.9 | 0 | 3.9 | 0 | 0 | 9 | 19 | 2024 | 2024-09-19 | 0 | 0.5 | 0 | 0 | 0 | 0 | 0
9 | 20 | 2024 | 2024-09-20 | 5.8 | 2.8 | 2.4 | 0 | 4.3 | 0 | 0.2 | 9 | 20 | 2024 | 2024-09-20 | 4.5 | 2 | 1 | 0 | 0 | 0 | 0
9 | 21 | 2024 | 2024-09-21 | 5.9 | 2.2 | 1.2 | 0 | 4.4 | 0 | 1.3 | 9 | 21 | 2024 | 2024-09-21 | 3.5 | 3 | 4.5 | 0 | 0 | 0 | 0
9 | 22 | 2024 | 2024-09-22 | 5.3 | 2.5 | 1.5 | 0 | 4.6 | 0 | 0.8 | 9 | 22 | 2024 | 2024-09-22 | 2.5 | 4 | 3 | 0 | 0.5 | 0 | 0
9 | 23 | 2024 | 2024-09-23 | 4.6 | 2.7 | 2.1 | 0 | 3.8 | 0 | 1.2 | 9 | 23 | 2024 | 2024-09-23 | 8.5 | 3.5 | 5.5 | 0 | 1.5 | 0 | 0
9 | 24 | 2024 | 2024-09-24 | 4 | 2.8 | 2.2 | 0 | 3.2 | 0 | 0.6 | 9 | 24 | 2024 | 2024-09-24 | 2 | 5.5 | 4.5 | 0 | 4 | 0 | 0
9 | 25 | 2024 | 2024-09-25 | 4.4 | 2.3 | 3 | 0 | 3.7 | 0 | 0 | 9 | 25 | 2024 | 2024-09-25 | 1.5 | 4.5 | 5.5 | 0 | 1.5 | 0 | 0
9 | 26 | 2024 | 2024-09-26 | 5.2 | 3.5 | 2.8 | 0 | 3.2 | 0 | 0 | 9 | 26 | 2024 | 2024-09-26 | 7 | 6 | 8.5 | 1 | 5 | 0 | 0
9 | 27 | 2024 | 2024-09-27 | 4.4 | 3.7 | 1.9 | 0 | 3.4 | 0 | 0.9 | 9 | 27 | 2024 | 2024-09-27 | 6.5 | 3.5 | 4.5 | 0 | 2.5 | 0 | 0
9 | 28 | 2024 | 2024-09-28 | 5.2 | 3.2 | 1.7 | 0 | 2.9 | 0 | 0.6 | 9 | 28 | 2024 | 2024-09-28 | 0 | 0.5 | 0 | 0 | 0 | 0 | 0
9 | 29 | 2024 | 2024-09-29 | 5 | 3.6 | 2.9 | 0 | 3.3 | 0 | 0.6 | 9 | 29 | 2024 | 2024-09-29 | 1 | 6.5 | 2 | 0 | 0 | 0 | 0
9 | 30 | 2024 | 2024-09-30 | 4.7 | 4.7 | 4.3 | 0 | 3.1 | 0 | 0.7 | 9 | 30 | 2024 | 2024-09-30 | 3.5 | 8.5 | 7.5 | 0 | 0 | 0 | 0
10 | 1 | 2024 | 2024-10-01 | 6.6 | 5.2 | 4.7 | 0.9 | 6.1 | 0 | 2.8 | 10 | 1 | 2024 | 2024-10-01 | 3 | 5 | 0 | 0 | 0 | 0 | 0
10 | 2 | 2024 | 2024-10-02 | 7.9 | 6.2 | 6.1 | 2.6 | 7.2 | 0 | 3.3 | 10 | 2 | 2024 | 2024-10-02 | 5.5 | 7 | 8.5 | 0 | 0 | 0 | 0
10 | 3 | 2024 | 2024-10-03 | 8.6 | 5.9 | 6.4 | 4.2 | 9.2 | 1.9 | 5.1 | 10 | 3 | 2024 | 2024-10-03 | 15 | 6.5 | 4 | 15 | 12.5 | 10.5 | 12
10 | 4 | 2024 | 2024-10-04 | 10.4 | 6.1 | 5.5 | 4.5 | 9.2 | 2.3 | 4.9 | 10 | 4 | 2024 | 2024-10-04 | 20.5 | 8.5 | 3 | 15.5 | 19.5 | 9.5 | 11
10 | 5 | 2024 | 2024-10-05 | 11.2 | 6.6 | 6.4 | 4.4 | 10.1 | 1.9 | 6.3 | 10 | 5 | 2024 | 2024-10-05 | 21.5 | 6.5 | 2 | 15 | 20.5 | 12 | 13
10 | 6 | 2024 | 2024-10-06 | 10.6 | 6.7 | 5.5 | 3.7 | 8.6 | 1.9 | 4.7 | 10 | 6 | 2024 | 2024-10-06 | 20 | 8 | 0.5 | 13 | 18 | 11.5 | 11
10 | 7 | 2024 | 2024-10-07 | 10.5 | 6.2 | 6 | 3.2 | 8.7 | 1.2 | 4.9 | 10 | 7 | 2024 | 2024-10-07 | 18 | 5.5 | 2 | 9.5 | 14.5 | 6 | 10
10 | 8 | 2024 | 2024-10-08 | 10.2 | 6.5 | 7 | 4.2 | 8.5 | 2.2 | 6.4 | 10 | 8 | 2024 | 2024-10-08 | 15.5 | 6.5 | 6.5 | 8 | 9 | 4.5 | 9
10 | 9 | 2024 | 2024-10-09 | 11.4 | 7.3 | 7.6 | 6.2 | 10.1 | 4.3 | 7.3 | 10 | 9 | 2024 | 2024-10-09 | 13.5 | 12 | 9 | 2.5 | 9.5 | 2 | 2
10 | 10 | 2024 | 2024-10-10 | 12.9 | 8.4 | 9 | 6.5 | 11.4 | 4.3 | 8.8 | 10 | 10 | 2024 | 2024-10-10 | 10.5 | 15 | 16 | 0 | 7 | 0 | 5
10 | 11 | 2024 | 2024-10-11 | 14.6 | 9.4 | 9.6 | 8.2 | 13.6 | 6.3 | 9.7 | 10 | 11 | 2024 | 2024-10-11 | 9.5 | 11 | 13 | 0 | 8 | 0 | 4.5
10 | 12 | 2024 | 2024-10-12 | 14.3 | 9.3 | 9.3 | 8.2 | 12.4 | 6 | 9.5 | 10 | 12 | 2024 | 2024-10-12 | 11 | 7 | 11 | 5 | 10.5 | 0.5 | 11
10 | 13 | 2024 | 2024-10-13 | 13.4 | 8.2 | 8 | 6 | 10.5 | 4.1 | 7.8 | 10 | 13 | 2024 | 2024-10-13 | 7 | 2 | 5.5 | 2 | 6 | 0 | 4
10 | 14 | 2024 | 2024-10-14 | 13.5 | 8.6 | 9.1 | 6.7 | 11.5 | 4.7 | 8.5 | 10 | 14 | 2024 | 2024-10-14 | 10 | 0.5 | 4 | 0 | 5.5 | 0 | 0
10 | 15 | 2024 | 2024-10-15 | 14.8 | 9.4 | 8.8 | 8.5 | 11.9 | 6.3 | 10.5 | 10 | 15 | 2024 | 2024-10-15 | 2.5 | 5 | 5.5 | 0 | 0 | 0 | 1
10 | 16 | 2024 | 2024-10-16 | 13 | 7.7 | 8.7 | 7 | 10.1 | 4.8 | 9 | 10 | 16 | 2024 | 2024-10-16 | 11 | 8 | 11.5 | 5 | 12.5 | 2.5 | 9
10 | 17 | 2024 | 2024-10-17 | 14 | 7.9 | 8.2 | 6.2 | 10.2 | 4.7 | 9.8 | 10 | 17 | 2024 | 2024-10-17 | 22.5 | 10 | 15.5 | 10.5 | 15 | 9 | 14
10 | 18 | 2024 | 2024-10-18 | 13.9 | 8.6 | 9.2 | 7.2 | 10.9 | 5.4 | 9.4 | 10 | 18 | 2024 | 2024-10-18 | 18 | 8.5 | 10 | 8.5 | 8.5 | 7 | 13
10 | 19 | 2024 | 2024-10-19 | 13 | 9 | 9.2 | 6.6 | 10.6 | 4.8 | 8.5 | 10 | 19 | 2024 | 2024-10-19 | 10.5 | 7.5 | 9 | 1.5 | 3 | 0 | 5
10 | 20 | 2024 | 2024-10-20 | 13.4 | 8.8 | 9.9 | 7.8 | 11.7 | 5.9 | 10.1 | 10 | 20 | 2024 | 2024-10-20 | 23 | 14.5 | 15.5 | 12 | 21.5 | 9 | 15
10 | 21 | 2024 | 2024-10-21 | 15 | 9.3 | 10 | 8.5 | 12.3 | 6.5 | 10.9 | 10 | 21 | 2024 | 2024-10-21 | 24.5 | 16 | 19 | 17.5 | 26 | 15 | 22
10 | 22 | 2024 | 2024-10-22 | 15.3 | 9.1 | 8.9 | 8.5 | 12.4 | 6.5 | 11 | 10 | 22 | 2024 | 2024-10-22 | 29 | 16 | 20.5 | 22 | 20.5 | 20.5 | 21
10 | 23 | 2024 | 2024-10-23 | 16.5 | 10 | 10.2 | 9.6 | 12.6 | 8.1 | 11.8 | 10 | 23 | 2024 | 2024-10-23 | 27.5 | 16.5 | 18.5 | 19 | 22.5 | 17.5 | 20.5
10 | 24 | 2024 | 2024-10-24 | 16.9 | 10.9 | 11.7 | 11.1 | 14.7 | 8.8 | 13.1 | 10 | 24 | 2024 | 2024-10-24 | 31.5 | 15 | 17.5 | 20 | 22 | 16 | 19.5
10 | 25 | 2024 | 2024-10-25 | 17.4 | 10.8 | 12.2 | 11.5 | 15.3 | 9.7 | 13.8 | 10 | 25 | 2024 | 2024-10-25 | 27.5 | 14.5 | 19 | 18.5 | 21 | 16.5 | 17.5
10 | 26 | 2024 | 2024-10-26 | 17.7 | 11.2 | 11.8 | 12 | 14.9 | 10.9 | 13.8 | 10 | 26 | 2024 | 2024-10-26 | 28 | 14.5 | 15.5 | 19.5 | 16 | 17 | 19
10 | 27 | 2024 | 2024-10-27 | 18.2 | 11.8 | 11.9 | 12.5 | 15.5 | 10.3 | 15.7 | 10 | 27 | 2024 | 2024-10-27 | 26.5 | 10.5 | 8.5 | 10.5 | 17 | 9 | 18
10 | 28 | 2024 | 2024-10-28 | 17.2 | 10.7 | 11.9 | 11.5 | 13 | 10.1 | 14.5 | 10 | 28 | 2024 | 2024-10-28 | 20 | 6.5 | 8.5 | 4 | 2 | 2.5 | 11
10 | 29 | 2024 | 2024-10-29 | 19.1 | 11.9 | 12.6 | 13 | 15.8 | 11.8 | 15.7 | 10 | 29 | 2024 | 2024-10-29 | 13 | 6.5 | 7.5 | 1.5 | 4 | 0 | 1
10 | 30 | 2024 | 2024-10-30 | 20.4 | 12.7 | 12.6 | 14.6 | 17.2 | 13.8 | 16.5 | 10 | 30 | 2024 | 2024-10-30 | 8 | 5 | 5.5 | 0 | 2.5 | 0 | 4.5
10 | 31 | 2024 | 2024-10-31 | 20.8 | 12.7 | 13.5 | 14.2 | 17.4 | 12.9 | 16 | 10 | 31 | 2024 | 2024-10-31 | 7.5 | 3.5 | 6.5 | 1.5 | 7 | 4 | 6
11 | 1 | 2024 | 2024-11-01 | 21.7 | 13.2 | 13.6 | 15.2 | 18.7 | 13.9 | 17.5 | 11 | 1 | 2024 | 2024-11-01 | 17.5 | 6.5 | 7.5 | 8 | 15 | 4 | 10
11 | 2 | 2024 | 2024-11-02 | 21.1 | 13.7 | 14 | 15.3 | 17.6 | 13.9 | 17.5 | 11 | 2 | 2024 | 2024-11-02 | 18.5 | 2.5 | 7.5 | 7 | 15 | 3.5 | 13
11 | 3 | 2024 | 2024-11-03 | 21.7 | 13.2 | 14.2 | 15.2 | 17.4 | 13.8 | 18 | 11 | 3 | 2024 | 2024-11-03 | 12.5 | 4.5 | 7.5 | 8 | 11 | 4 | 8.5
11 | 4 | 2024 | 2024-11-04 | 21.5 | 13.5 | 14.8 | 14.6 | 17.4 | 13 | 17.3 | 11 | 4 | 2024 | 2024-11-04 | 12.5 | 1.5 | 4.5 | 0.5 | 6.5 | 0 | 7.5
11 | 5 | 2024 | 2024-11-05 | 21.6 | 13.9 | 15.1 | 14.6 | 16.5 | 13.6 | 18.4 | 11 | 5 | 2024 | 2024-11-05 | 13.5 | 10 | 12 | 1 | 5 | 0 | 7
11 | 6 | 2024 | 2024-11-06 | 19.9 | 13 | 14.8 | 15.2 | 15.7 | 14 | 17.3 | 11 | 6 | 2024 | 2024-11-06 | 13 | 10.5 | 14 | 6 | 4 | 3.5 | 11
11 | 7 | 2024 | 2024-11-07 | 21.8 | 13 | 14.3 | 15.9 | 18.3 | 14.8 | 18.3 | 11 | 7 | 2024 | 2024-11-07 | 26 | 14 | 17 | 15.5 | 22 | 10 | 16.5
11 | 8 | 2024 | 2024-11-08 | 21.6 | 12.6 | 14.6 | 16.3 | 19 | 15.1 | 17.8 | 11 | 8 | 2024 | 2024-11-08 | 30.5 | 16 | 20 | 25.5 | 25 | 22.5 | 21
11 | 9 | 2024 | 2024-11-09 | 23.9 | 13.2 | 15.2 | 17.4 | 19.4 | 15.9 | 19.8 | 11 | 9 | 2024 | 2024-11-09 | 29.5 | 18 | 23.5 | 24 | 24.5 | 21.5 | 25
11 | 10 | 2024 | 2024-11-10 | 23.4 | 14.5 | 15.6 | 18.6 | 19.9 | 16.5 | 19.7 | 11 | 10 | 2024 | 2024-11-10 | 34 | 24.5 | 26 | 27 | 30 | 24.5 | 24
11 | 11 | 2024 | 2024-11-11 | 24 | 14.6 | 15.3 | 17.6 | 20.3 | 16.7 | 19.7 | 11 | 11 | 2024 | 2024-11-11 | 37 | 26 | 25 | 24.5 | 31.5 | 23 | 26
11 | 12 | 2024 | 2024-11-12 | 22.9 | 14.1 | 15.1 | 16.7 | 18.5 | 15.5 | 19.9 | 11 | 12 | 2024 | 2024-11-12 | 29.5 | 16 | 13.5 | 17.5 | 20 | 17.5 | 21.5
11 | 13 | 2024 | 2024-11-13 | 23 | 13.7 | 14.7 | 16.5 | 18.9 | 15.2 | 18.7 | 11 | 13 | 2024 | 2024-11-13 | 27 | 12 | 13 | 15.5 | 20 | 19.5 | 18
11 | 14 | 2024 | 2024-11-14 | 23.7 | 13.8 | 15.4 | 16.2 | 19.2 | 14.9 | 17.8 | 11 | 14 | 2024 | 2024-11-14 | 24 | 17.5 | 17.5 | 17 | 22.5 | 18 | 17
11 | 15 | 2024 | 2024-11-15 | 23.6 | 13.1 | 15.2 | 16 | 18.5 | 14.4 | 18.8 | 11 | 15 | 2024 | 2024-11-15 | 24.5 | 17.5 | 19 | 23.5 | 24.5 | 20.5 | 20.5
11 | 16 | 2024 | 2024-11-16 | 24.6 | 14.7 | 16.4 | 17.1 | 20.5 | 15.2 | 20.5 | 11 | 16 | 2024 | 2024-11-16 | 19 | 14.5 | 19 | 21.5 | 17 | 19 | 18
11 | 17 | 2024 | 2024-11-17 | 24 | 15.5 | 16.6 | 17.7 | 20.5 | 15.9 | 20 | 11 | 17 | 2024 | 2024-11-17 | 16 | 7.5 | 16.5 | 19.5 | 16 | 16.5 | 20
11 | 18 | 2024 | 2024-11-18 | 25.4 | 17.1 | 16.9 | 18.8 | 22.3 | 18 | 21.8 | 11 | 18 | 2024 | 2024-11-18 | 24.5 | 10 | 16.5 | 16.5 | 20 | 11 | 18.5
11 | 19 | 2024 | 2024-11-19 | 24.2 | 16.7 | 17.3 | 18.5 | 21 | 17.4 | 21.9 | 11 | 19 | 2024 | 2024-11-19 | 14.5 | 11 | 11 | 5.5 | 12 | 2 | 10
11 | 20 | 2024 | 2024-11-20 | 25 | 17.3 | 18.1 | 20.1 | 22.9 | 18.8 | 22.8 | 11 | 20 | 2024 | 2024-11-20 | 10 | 11.5 | 16.5 | 11 | 13.5 | 7.5 | 10.5
11 | 21 | 2024 | 2024-11-21 | 27 | 18.4 | 18.6 | 22 | 24.5 | 21.1 | 24.3 | 11 | 21 | 2024 | 2024-11-21 | 19.5 | 16 | 21.5 | 17 | 22.5 | 14 | 17
11 | 22 | 2024 | 2024-11-22 | 27.4 | 18.6 | 19.1 | 21.9 | 23.9 | 20.3 | 25.9 | 11 | 22 | 2024 | 2024-11-22 | 29 | 19.5 | 20 | 19 | 23.5 | 15.5 | 23
11 | 23 | 2024 | 2024-11-23 | 28.1 | 17.8 | 19.1 | 21.7 | 23.6 | 20.2 | 25.5 | 11 | 23 | 2024 | 2024-11-23 | 22 | 11.5 | 16.5 | 23.5 | 14.5 | 19 | 22.5
11 | 24 | 2024 | 2024-11-24 | 28.3 | 17.8 | 19.5 | 21.8 | 24.2 | 20.4 | 25.6 | 11 | 24 | 2024 | 2024-11-24 | 21.5 | 19 | 19 | 14.5 | 15.5 | 13.5 | 18.5
11 | 25 | 2024 | 2024-11-25 | 28.8 | 17.5 | 18.8 | 22.2 | 23.5 | 20.9 | 24.7 | 11 | 25 | 2024 | 2024-11-25 | 30 | 21.5 | 21.5 | 23 | 26 | 21.5 | 22.5
11 | 26 | 2024 | 2024-11-26 | 29.6 | 17.7 | 18.6 | 22.8 | 25.4 | 21.5 | 25.8 | 11 | 26 | 2024 | 2024-11-26 | 32.5 | 21.5 | 21 | 31.5 | 30 | 30 | 27
11 | 27 | 2024 | 2024-11-27 | 30.2 | 17.5 | 18.2 | 22 | 24.8 | 20.9 | 26.2 | 11 | 27 | 2024 | 2024-11-27 | 30 | 21.5 | 22 | 30 | 31 | 29.5 | 26.5
11 | 28 | 2024 | 2024-11-28 | 30.1 | 18.8 | 19.2 | 22.1 | 25.6 | 21.2 | 26.2 | 11 | 28 | 2024 | 2024-11-28 | 25.5 | 16.5 | 20.5 | 30.5 | 29 | 28.5 | 26.5
11 | 29 | 2024 | 2024-11-29 | 30.1 | 17.7 | 19.2 | 22.5 | 25.2 | 22 | 26.4 | 11 | 29 | 2024 | 2024-11-29 | 19.5 | 4 | 16.5 | 21 | 16.5 | 25 | 24.5
11 | 30 | 2024 | 2024-11-30 | 29 | 17 | 17.9 | 21.1 | 23.6 | 21 | 26.8 | 11 | 30 | 2024 | 2024-11-30 | 13 | 6.5 | 12.5 | 14.5 | 15.5 | 12.5 | 21.5
12 | 1 | 2024 | 2024-12-01 | 27.4 | 18.1 | 18.6 | 21.2 | 24.2 | 20.3 | 25.5 | 12 | 1 | 2024 | 2024-12-01 | 14 | 9 | 13.5 | 9.5 | 16.5 | 7 | 14.5
12 | 2 | 2024 | 2024-12-02 | 28.1 | 18.6 | 19.4 | 22.8 | 25.4 | 21.8 | 25.8 | 12 | 2 | 2024 | 2024-12-02 | 19 | 12 | 16 | 12.5 | 18 | 12.5 | 13.5
12 | 3 | 2024 | 2024-12-03 | 30.3 | 18.9 | 19.9 | 24.7 | 26.7 | 23.1 | 27.7 | 12 | 3 | 2024 | 2024-12-03 | 17.5 | 11 | 15.5 | 10 | 18 | 8.5 | 13
12 | 4 | 2024 | 2024-12-04 | 33.2 | 19.9 | 20.9 | 25.6 | 27.8 | 24.7 | 28.3 | 12 | 4 | 2024 | 2024-12-04 | 18.5 | 11.5 | 13.5 | 8 | 14 | 5 | 15
12 | 5 | 2024 | 2024-12-05 | 33.9 | 20.4 | 21.1 | 27.1 | 29.4 | 25.7 | 30.3 | 12 | 5 | 2024 | 2024-12-05 | 22 | 15 | 19.5 | 13 | 22.5 | 10 | 16.5
12 | 6 | 2024 | 2024-12-06 | 32.4 | 20.8 | 20.8 | 26.6 | 28.3 | 25.8 | 28.3 | 12 | 6 | 2024 | 2024-12-06 | 29 | 18.5 | 22.5 | 20 | 28.5 | 19.5 | 21.5
12 | 7 | 2024 | 2024-12-07 | 33.5 | 20.5 | 21 | 27.3 | 28.4 | 26.3 | 29.5 | 12 | 7 | 2024 | 2024-12-07 | 29 | 17.5 | 20.5 | 16 | 25 | 16 | 21.5
12 | 8 | 2024 | 2024-12-08 | 32.9 | 20.4 | 20.9 | 26.9 | 29.1 | 25.7 | 29.4 | 12 | 8 | 2024 | 2024-12-08 | 32 | 21.5 | 25.5 | 23 | 25 | 24 | 22.5
12 | 9 | 2024 | 2024-12-09 | 33 | 20.3 | 21.5 | 25.8 | 27.4 | 24.4 | 29.8 | 12 | 9 | 2024 | 2024-12-09 | 36 | 23 | 20.5 | 24.5 | 25 | 20.5 | 25.5
12 | 10 | 2024 | 2024-12-10 | 31.1 | 18 | 19.1 | 23.7 | 24.5 | 22.4 | 28.8 | 12 | 10 | 2024 | 2024-12-10 | 34 | 18 | 19 | 16.5 | 17.5 | 18 | 26
12 | 11 | 2024 | 2024-12-11 | 31 | 18.6 | 19.4 | 23.5 | 24.7 | 22.6 | 28.7 | 12 | 11 | 2024 | 2024-12-11 | 33.5 | 16.5 | 19 | 18.5 | 21.5 | 15.5 | 25.5
12 | 12 | 2024 | 2024-12-12 | 29.8 | 18.6 | 19.6 | 22.5 | 24.6 | 21.1 | 27.3 | 12 | 12 | 2024 | 2024-12-12 | 31.5 | 18.5 | 19 | 21.5 | 28.5 | 20.5 | 26.5
12 | 13 | 2024 | 2024-12-13 | 30.1 | 18.7 | 19.8 | 22.2 | 25.2 | 21.1 | 27.3 | 12 | 13 | 2024 | 2024-12-13 | 41 | 18 | 21.5 | 28.5 | 32 | 27.5 | 33
12 | 14 | 2024 | 2024-12-14 | 31.2 | 19.2 | 19.7 | 23.7 | 26.6 | 22.1 | 28.2 | 12 | 14 | 2024 | 2024-12-14 | 39.5 | 22 | 23.5 | 30.5 | 32.5 | 27 | 26
12 | 15 | 2024 | 2024-12-15 | 31.7 | 18.4 | 20.2 | 23.4 | 27.7 | 22.4 | 29.1 | 12 | 15 | 2024 | 2024-12-15 | 34 | 21.5 | 26 | 27.5 | 35.5 | 24.5 | 29
12 | 16 | 2024 | 2024-12-16 | 32.4 | 18.2 | 19.7 | 23.4 | 26 | 22.4 | 29 | 12 | 16 | 2024 | 2024-12-16 | 35.5 | 20.5 | 21.5 | 19.5 | 30 | 16 | 32.5
12 | 17 | 2024 | 2024-12-17 | 33.6 | 19.8 | 20.3 | 24.7 | 26.8 | 23.8 | 29.3 | 12 | 17 | 2024 | 2024-12-17 | 30.5 | 21 | 22.5 | 21 | 30 | 17.5 | 27.5
12 | 18 | 2024 | 2024-12-18 | 33.1 | 19.5 | 20.5 | 25.4 | 26.4 | 24.6 | 29.3 | 12 | 18 | 2024 | 2024-12-18 | 42 | 24 | 26 | 27 | 35.5 | 23.5 | 36
12 | 19 | 2024 | 2024-12-19 | 32.7 | 19.7 | 20.3 | 24.9 | 25.9 | 24.4 | 29.1 | 12 | 19 | 2024 | 2024-12-19 | 44 | 19 | 24.5 | 24.5 | 32 | 21 | 35.5
12 | 20 | 2024 | 2024-12-20 | 31.8 | 19 | 20.5 | 23.3 | 24.8 | 22.6 | 27 | 12 | 20 | 2024 | 2024-12-20 | 29 | 18 | 21.5 | 14.5 | 24.5 | 13 | 21.5
12 | 21 | 2024 | 2024-12-21 | 68.81 | 41.69 | 40.78 | 58.15 | 59.53 | 60.73 | 56.55 | 12 | 21 | 2024 | 2024-12-21 | 26.5 | 22.5 | 24.5 | 20 | 24.5 | 16.5 | 29
12 | 22 | 2024 | 2024-12-22 | 32.4 | 21.4 | 21.7 | 25.4 | 28 | 25.1 | 29.6 | 12 | 22 | 2024 | 2024-12-22 | 27 | 18.5 | 20 | 17.5 | 22.5 | 15 | 25.5
12 | 23 | 2024 | 2024-12-23 | 33.6 | 21.6 | 21.6 | 25.6 | 27.5 | 24.8 | 29.3 | 12 | 23 | 2024 | 2024-12-23 | 30.5 | 19.5 | 21 | 21 | 29 | 18 | 30
12 | 24 | 2024 | 2024-12-24 | 34.1 | 21.4 | 21.7 | 26.7 | 27.8 | 26.2 | 30.2 | 12 | 24 | 2024 | 2024-12-24 | 34.5 | 23.5 | 23.5 | 24 | 33.5 | 21.5 | 30
12 | 25 | 2024 | 2024-12-25 | 35.5 | 22.2 | 21.7 | 27 | 28.2 | 26.8 | 30.8 | 12 | 25 | 2024 | 2024-12-25 | 39 | 23 | 26 | 27.5 | 27 | 23 | 31.5
12 | 26 | 2024 | 2024-12-26 | 36 | 22.9 | 22.6 | 26.5 | 29 | 26.1 | 30.7 | 12 | 26 | 2024 | 2024-12-26 | 34.5 | 21 | 21.5 | 30 | 30 | 27 | 25.5
12 | 27 | 2024 | 2024-12-27 | 34.4 | 21.8 | 21.3 | 25 | 26.9 | 24.3 | 29.9 | 12 | 27 | 2024 | 2024-12-27 | 40.5 | 22 | 21.5 | 26 | 35 | 23.5 | 28
12 | 28 | 2024 | 2024-12-28 | 32.2 | 21.7 | 21 | 25.1 | 26.7 | 25.1 | 29.3 | 12 | 28 | 2024 | 2024-12-28 | 46.5 | 22 | 20.5 | 30.5 | 38 | 29 | 33
12 | 29 | 2024 | 2024-12-29 | 33 | 22.2 | 21.1 | 26.7 | 27.5 | 25.3 | 29.3 | 12 | 29 | 2024 | 2024-12-29 | 42 | 23 | 23.5 | 31.5 | 37.5 | 29.5 | 30.5
12 | 30 | 2024 | 2024-12-30 | 34.5 | 21.6 | 21.4 | 26.8 | 28.4 | 25 | 30 | 12 | 30 | 2024 | 2024-12-30 | 46.5 | 27 | 25.5 | 33 | 41.5 | 30.5 | 36.5
12 | 31 | 2024 | 2024-12-31 | 35.6 | 21.5 | 21.7 | 27.4 | 28.6 | 26 | 29.3 | 12 | 31 | 2024 | 2024-12-31 | 43.5 | 26.5 | 26.5 | 37.5 | 43.5 | 34 | 32
1 | 1 | 2025 | 2025-01-01 | 33 | 19.3 | 19.3 | 25.7 | 26.9 | 24.6 | 29.6 | 1 | 1 | 2025 | 2025-01-01 | 48 | 27.5 | 25.5 | 33.5 | 42.5 | 30.5 | 31.5
1 | 2 | 2025 | 2025-01-02 | 32.2 | 17.4 | 18.6 | 23.9 | 25.1 | 21.6 | 27.5 | 1 | 2 | 2025 | 2025-01-02 | 48 | 24 | 26 | 37 | 45.5 | 34 | 32.5
1 | 3 | 2025 | 2025-01-03 | 32.8 | 16.4 | 17.6 | 22 | 24 | 19.7 | 26.2 | 1 | 3 | 2025 | 2025-01-03 | 49.5 | 27 | 31 | 40 | 43 | 36.5 | 32
1 | 4 | 2025 | 2025-01-04 | 31.3 | 17.9 | 18.1 | 22.1 | 24 | 21 | 26.1 | 1 | 4 | 2025 | 2025-01-04 | 47.5 | 21.5 | 20 | 34 | 35 | 31 | 35
1 | 5 | 2025 | 2025-01-05 | 31.1 | 17.9 | 18.7 | 21.8 | 24 | 21.7 | 26.9 | 1 | 5 | 2025 | 2025-01-05 | 49.5 | 19 | 20 | 34.5 | 38 | 32.5 | 29
1 | 6 | 2025 | 2025-01-06 | 31.4 | 17 | 18.1 | 22.3 | 24.8 | 20.5 | 25.2 | 1 | 6 | 2025 | 2025-01-06 | 42.5 | 17 | 21 | 27 | 31 | 26 | 31
1 | 7 | 2025 | 2025-01-07 | 32.8 | 17.7 | 19 | 23.4 | 26.3 | 20.9 | 26.3 | 1 | 7 | 2025 | 2025-01-07 | 45 | 15 | 14.5 | 18 | 20 | 17 | 18.5
1 | 8 | 2025 | 2025-01-08 | 33.2 | 19.1 | 19.5 | 25.3 | 27.5 | 24.1 | 28.5 | 1 | 8 | 2025 | 2025-01-08 | 35 | 14.5 | 17.5 | 16 | 15.5 | 11.5 | 21
1 | 9 | 2025 | 2025-01-09 | 33.5 | 20 | 20.5 | 25.8 | 26.7 | 24.6 | 28.7 | 1 | 9 | 2025 | 2025-01-09 | 26 | 16.5 | 21 | 15 | 22.5 | 12 | 17.5
1 | 10 | 2025 | 2025-01-10 | 35.2 | 20.9 | 21 | 25.6 | 27.3 | 24 | 29.7 | 1 | 10 | 2025 | 2025-01-10 | 36 | 25 | 27 | 27.5 | 40 | 26 | 25.5
1 | 11 | 2025 | 2025-01-11 | 35.2 | 20.1 | 20.8 | 26.3 | 27.1 | 24.4 | 29.2 | 1 | 11 | 2025 | 2025-01-11 | 40.5 | 29.5 | 29 | 33 | 41.5 | 33.5 | 30.5
1 | 12 | 2025 | 2025-01-12 | 35.4 | 19 | 20.1 | 26 | 27.7 | 23.6 | 28.7 | 1 | 12 | 2025 | 2025-01-12 | 53.5 | 32 | 32.5 | 36.5 | 45.5 | 35.5 | 34
1 | 13 | 2025 | 2025-01-13 | 34 | 18.6 | 18.6 | 25.9 | 27.5 | 24.4 | 26.6 | 1 | 13 | 2025 | 2025-01-13 | 49.5 | 32.5 | 30.5 | 38.5 | 45.5 | 36 | 36.5
1 | 14 | 2025 | 2025-01-14 | 34.6 | 19.1 | 19.9 | 24.7 | 27.1 | 23.4 | 27.9 | 1 | 14 | 2025 | 2025-01-14 | 50 | 28 | 31 | 31.5 | 39 | 30 | 31
1 | 15 | 2025 | 2025-01-15 | 34.2 | 20.3 | 21.7 | 24.8 | 26 | 23.6 | 28.4 | 1 | 15 | 2025 | 2025-01-15 | 45.5 | 26.5 | 29 | 26.5 | 30.5 | 27.5 | 31.5
1 | 16 | 2025 | 2025-01-16 | 35.3 | 20.5 | 20.4 | 26.3 | 29 | 25.8 | 28.2 | 1 | 16 | 2025 | 2025-01-16 | 52 | 26.5 | 29 | 34.5 | 26.5 | 35.5 | 39
1 | 17 | 2025 | 2025-01-17 | 35.8 | 20 | 20.7 | 26.8 | 30.3 | 25.7 | 28.6 | 1 | 17 | 2025 | 2025-01-17 | 50.5 | 25.5 | 29 | 36 | 26.5 | 33.5 | 32
1 | 18 | 2025 | 2025-01-18 | 36.4 | 21.6 | 21.6 | 27.8 | 30.9 | 26.4 | 29.3 | 1 | 18 | 2025 | 2025-01-18 | 49 | 27.5 | 27 | 32.5 | 25 | 32.5 | 31.5
1 | 19 | 2025 | 2025-01-19 | 33.4 | 19.9 | 20.8 | 25.3 | 27.9 | 23.4 | 28.2 | 1 | 19 | 2025 | 2025-01-19 | 51.5 | 27 | 24.5 | 34.5 | 24.5 | 33 | 32.5
1 | 20 | 2025 | 2025-01-20 | 32.2 | 17.6 | 20 | 22.9 | 25.7 | 21.5 | 27.1 | 1 | 20 | 2025 | 2025-01-20 | 51 | 25.5 | 24.5 | 35 | 25.5 | 33 | 32
1 | 21 | 2025 | 2025-01-21 | 30.5 | 18.3 | 18.8 | 22.1 | 23.3 | 22.2 | 26.1 | 1 | 21 | 2025 | 2025-01-21 | 50 | 26 | 26 | 36.5 | 24.5 | 34 | 34.5
1 | 22 | 2025 | 2025-01-22 | 31 | 18.9 | 18.7 | 21.1 | 23.5 | 20.8 | 25.5 | 1 | 22 | 2025 | 2025-01-22 | 49 | 26.5 | 27.5 | 37 | 34 | 35 | 34.5
1 | 23 | 2025 | 2025-01-23 | 31.9 | 19.1 | 19.4 | 23 | 24.7 | 21.9 | 25.6 | 1 | 23 | 2025 | 2025-01-23 | 39 | 20 | 20.5 | 35.5 | 22.5 | 32.5 | 35
1 | 24 | 2025 | 2025-01-24 | 33.1 | 19.2 | 20.3 | 25.1 | 26.6 | 23.7 | 26.1 | 1 | 24 | 2025 | 2025-01-24 | 31.5 | 17.5 | 21.5 | 25.5 | 18 | 26 | 34.5
1 | 25 | 2025 | 2025-01-25 | 33.8 | 19 | 20.2 | 25.8 | 26.4 | 23.9 | 26 | 1 | 25 | 2025 | 2025-01-25 | 26.5 | 17 | 19 | 23.5 | 18 | 24.5 | 27
1 | 26 | 2025 | 2025-01-26 | 34.2 | 19.1 | 20 | 25.8 | 25.6 | 24.8 | 26.8 | 1 | 26 | 2025 | 2025-01-26 | 28.5 | 21 | 20.5 | 21.5 | 26 | 24 | 25
1 | 27 | 2025 | 2025-01-27 | 32.2 | 18.4 | 18.9 | 24.3 | 25 | 23 | 25.9 | 1 | 27 | 2025 | 2025-01-27 | 33.5 | 19 | 22.5 | 23.5 | 28.5 | 24 | 29
1 | 28 | 2025 | 2025-01-28 | 31.1 | 18.3 | 19.4 | 23.7 | 24.7 | 23.2 | 25.5 | 1 | 28 | 2025 | 2025-01-28 | 36.5 | 20.5 | 20.5 | 23 | 26.5 | 22.5 | 28
1 | 29 | 2025 | 2025-01-29 | 31.4 | 19.2 | 18.9 | 24.3 | 24 | 22.6 | 25.7 | 1 | 29 | 2025 | 2025-01-29 | 29 | 18 | 17.5 | 19 | 21 | 18 | 18.5
1 | 30 | 2025 | 2025-01-30 | 31 | 17.8 | 18.5 | 23.8 | 23.7 | 22.9 | 25.8 | 1 | 30 | 2025 | 2025-01-30 | 22.5 | 14.5 | 14.5 | 14 | 19 | 12.5 | 15.5
1 | 31 | 2025 | 2025-01-31 | 29.8 | 17.7 | 18.2 | 24.4 | 23.7 | 22.5 | 25.6 | 1 | 31 | 2025 | 2025-01-31 | 25 | 13 | 14.5 | 13 | 21.5 | 11 | 18.5
2 | 1 | 2025 | 2025-02-01 | 31.4 | 18.5 | 19.1 | 24.6 | 24 | 23.1 | 26.5 | 2 | 1 | 2025 | 2025-02-01 | 26 | 15 | 16.5 | 17.5 | 23.5 | 14.5 | 16.5
2 | 2 | 2025 | 2025-02-02 | 32.7 | 19.7 | 20 | 25.2 | 24.6 | 24.1 | 26.4 | 2 | 2 | 2025 | 2025-02-02 | 33.5 | 21 | 20 | 21 | 25 | 25 | 21.5
2 | 3 | 2025 | 2025-02-03 | 31.1 | 19.3 | 20.2 | 25.1 | 23.3 | 22.2 | 27.3 | 2 | 3 | 2025 | 2025-02-03 | 31 | 17.5 | 17.5 | 21.5 | 20 | 20.5 | 25.5
2 | 4 | 2025 | 2025-02-04 | 30.6 | 20.2 | 19.9 | 24.8 | 23.4 | 23.3 | 26.1 | 2 | 4 | 2025 | 2025-02-04 | 28.5 | 14 | 18 | 18 | 18 | 16.5 | 19.5
2 | 5 | 2025 | 2025-02-05 | 29.5 | 18.7 | 19.1 | 23.2 | 22.8 | 20.4 | 25.6 | 2 | 5 | 2025 | 2025-02-05 | 27.5 | 14 | 16.5 | 18 | 20 | 17 | 18
2 | 6 | 2025 | 2025-02-06 | 30 | 17.8 | 18.6 | 22.4 | 23.6 | 20.5 | 24.3 | 2 | 6 | 2025 | 2025-02-06 | 26.5 | 13.5 | 17 | 17 | 21.5 | 13.5 | 20.5
2 | 7 | 2025 | 2025-02-07 | 29.4 | 16.9 | 18.2 | 23.1 | 23 | 20.1 | 24.5 | 2 | 7 | 2025 | 2025-02-07 | 30.5 | 21 | 22 | 21 | 27 | 15.5 | 19
2 | 8 | 2025 | 2025-02-08 | 28.7 | 17.4 | 17.4 | 23.5 | 23.2 | 20.9 | 24.7 | 2 | 8 | 2025 | 2025-02-08 | 34 | 23.5 | 26 | 26 | 31.5 | 23 | 21
2 | 9 | 2025 | 2025-02-09 | 29 | 17 | 18.2 | 22.6 | 23 | 20.2 | 24.5 | 2 | 9 | 2025 | 2025-02-09 | 26 | 21.5 | 20 | 24 | 30 | 21.5 | 21
2 | 10 | 2025 | 2025-02-10 | 28.8 | 15.9 | 18.4 | 20.6 | 22.4 | 18.4 | 23.3 | 2 | 10 | 2025 | 2025-02-10 | 28 | 24 | 20 | 23.5 | 27.5 | 21 | 19.5
2 | 11 | 2025 | 2025-02-11 | 27.4 | 16.4 | 17.9 | 19.5 | 22.1 | 18.4 | 22.6 | 2 | 11 | 2025 | 2025-02-11 | 32.5 | 18.5 | 20.5 | 23 | 26.5 | 20.5 | 21
2 | 12 | 2025 | 2025-02-12 | 25.6 | 16.4 | 17.6 | 18.3 | 20.9 | 17 | 21.3 | 2 | 12 | 2025 | 2025-02-12 | 25 | 14 | 15.5 | 15.5 | 22 | 14.5 | 15.5
2 | 13 | 2025 | 2025-02-13 | 24.3 | 15.7 | 17.2 | 17.5 | 20.2 | 15 | 20.7 | 2 | 13 | 2025 | 2025-02-13 | 22.5 | 15 | 16.5 | 14.5 | 25 | 13 | 14.5
2 | 14 | 2025 | 2025-02-14 | 24.7 | 15.2 | 17.2 | 18.2 | 22.4 | 16.5 | 20.8 | 2 | 14 | 2025 | 2025-02-14 | 27.5 | 15.5 | 18 | 18.5 | 21 | 16 | 16.5
2 | 15 | 2025 | 2025-02-15 | 24.5 | 16.3 | 17.6 | 19 | 22.1 | 17.1 | 21.1 | 2 | 15 | 2025 | 2025-02-15 | 25.5 | 11.5 | 15 | 16.5 | 19 | 16 | 18.5
2 | 16 | 2025 | 2025-02-16 | 24.9 | 17.3 | 19 | 19.9 | 23.3 | 17.4 | 22.5 | 2 | 16 | 2025 | 2025-02-16 | 25 | 9.5 | 18 | 19.5 | 21 | 16 | 18
2 | 17 | 2025 | 2025-02-17 | 25.8 | 18.4 | 18.9 | 20.6 | 23.5 | 19 | 22.9 | 2 | 17 | 2025 | 2025-02-17 | 29.5 | 14 | 22.5 | 23 | 27.5 | 19 | 19
2 | 18 | 2025 | 2025-02-18 | 25.3 | 18.2 | 19.9 | 20.6 | 23.3 | 19.4 | 21 | 2 | 18 | 2025 | 2025-02-18 | 31.5 | 15 | 21.5 | 26.5 | 30 | 24 | 23.5
2 | 19 | 2025 | 2025-02-19 | 24.7 | 17.6 | 18.9 | 19.8 | 23.4 | 18.1 | 20.7 | 2 | 19 | 2025 | 2025-02-19 | 27.5 | 16 | 23 | 25.5 | 29.5 | 22.5 | 24.5
2 | 20 | 2025 | 2025-02-20 | 23.6 | 16.6 | 17.3 | 18.4 | 22.2 | 17.2 | 18.9 | 2 | 20 | 2025 | 2025-02-20 | 28.5 | 18.5 | 25 | 22.5 | 29 | 19.5 | 25.5
2 | 21 | 2025 | 2025-02-21 | 23.2 | 16.5 | 17 | 18.6 | 22 | 16.2 | 18.4 | 2 | 21 | 2025 | 2025-02-21 | 31.5 | 18.5 | 21 | 22.5 | 28 | 20 | 22.5
2 | 22 | 2025 | 2025-02-22 | 22.3 | 16.4 | 17.9 | 18.7 | 20.8 | 16.4 | 18.9 | 2 | 22 | 2025 | 2025-02-22 | 28 | 13.5 | 19.5 | 20 | 22 | 17 | 17
2 | 23 | 2025 | 2025-02-23 | 23.6 | 17.1 | 17.9 | 18.5 | 21.2 | 17 | 18.3 | 2 | 23 | 2025 | 2025-02-23 | 28.5 | 12.5 | 21.5 | 19 | 28 | 19 | 19.5
2 | 24 | 2025 | 2025-02-24 | 24.7 | 16.6 | 17.9 | 18.3 | 21.2 | 16.7 | 19.8 | 2 | 24 | 2025 | 2025-02-24 | 32 | 12.5 | 16 | 22 | 27 | 19 | 22
2 | 25 | 2025 | 2025-02-25 | 25.4 | 15.4 | 16.7 | 17.5 | 21.5 | 15.2 | 19.6 | 2 | 25 | 2025 | 2025-02-25 | 27 | 12 | 21 | 20.5 | 25 | 18.5 | 18.5
2 | 26 | 2025 | 2025-02-26 | 22.7 | 15.7 | 17.1 | 16.3 | 20.9 | 15.2 | 18.1 | 2 | 26 | 2025 | 2025-02-26 | 32 | 14.5 | 24 | 21.5 | 27.5 | 19.5 | 23
2 | 27 | 2025 | 2025-02-27 | 23.5 | 15.9 | 17.4 | 16.5 | 21 | 14.9 | 18.2 | 2 | 27 | 2025 | 2025-02-27 | 29 | 13.5 | 19 | 17.5 | 25.5 | 14.5 | 20.5
2 | 28 | 2025 | 2025-02-28 | 22.3 | 15.1 | 16.7 | 15.4 | 20.2 | 14.9 | 17.6 | 2 | 28 | 2025 | 2025-02-28 | 27 | 14 | 15.5 | 14 | 15 | 12 | 13.5
3 | 1 | 2025 | 2025-03-01 | 23.9 | 16.4 | 17.9 | 17 | 21.3 | 16 | 19 | 3 | 1 | 2025 | 2025-03-01 | 26 | 3 | 10 | 6.5 | 12.5 | 6 | 8
3 | 2 | 2025 | 2025-03-02 | 23.7 | 16.7 | 18.5 | 16.3 | 21.3 | 14.7 | 18.4 | 3 | 2 | 2025 | 2025-03-02 | 21 | 8.5 | 17 | 11.5 | 13.5 | 9.5 | 12
3 | 3 | 2025 | 2025-03-03 | 23.2 | 15.7 | 17.7 | 16.9 | 21.1 | 14.9 | 18.6 | 3 | 3 | 2025 | 2025-03-03 | 26.5 | 16.5 | 22 | 21 | 25.5 | 17.5 | 17.5
3 | 4 | 2025 | 2025-03-04 | 21.5 | 15.2 | 15.4 | 16.4 | 19.8 | 13.2 | 17.4 | 3 | 4 | 2025 | 2025-03-04 | 31.5 | 16 | 21 | 22.5 | 27.5 | 20 | 23.5
3 | 5 | 2025 | 2025-03-05 | 21.4 | 13.6 | 15.4 | 14.1 | 17.4 | 12.1 | 16.4 | 3 | 5 | 2025 | 2025-03-05 | 24 | 15 | 20 | 22.5 | 27 | 23 | 24.5
3 | 6 | 2025 | 2025-03-06 | 21.8 | 14.8 | 16 | 14.7 | 18.3 | 12.8 | 17.1 | 3 | 6 | 2025 | 2025-03-06 | 20 | 19 | 20 | 18.5 | 24 | 19.5 | 21.5
3 | 7 | 2025 | 2025-03-07 | 21.2 | 14.1 | 16.3 | 14.5 | 18.8 | 12.5 | 16.9 | 3 | 7 | 2025 | 2025-03-07 | 27.5 | 18 | 18 | 17 | 26 | 15 | 17
3 | 8 | 2025 | 2025-03-08 | 21.2 | 14.2 | 15.4 | 15 | 18.3 | 12.3 | 15.9 | 3 | 8 | 2025 | 2025-03-08 | 26.5 | 18.5 | 19 | 22 | 24.5 | 18.5 | 18
3 | 9 | 2025 | 2025-03-09 | 20.4 | 13.4 | 14.4 | 14.3 | 17.7 | 12.2 | 16.2 | 3 | 9 | 2025 | 2025-03-09 | 23 | 19.5 | 19.5 | 17.5 | 24.5 | 15 | 16.5
3 | 10 | 2025 | 2025-03-10 | 20.3 | 12.1 | 14.5 | 14.3 | 16.4 | 12.3 | 15.6 | 3 | 10 | 2025 | 2025-03-10 | 24.5 | 17.5 | 22 | 16 | 20 | 13 | 15.5
3 | 11 | 2025 | 2025-03-11 | 20.9 | 12.6 | 15.9 | 14.2 | 18 | 11.8 | 17.1 | 3 | 11 | 2025 | 2025-03-11 | 20 | 16 | 15.5 | 11.5 | 15.5 | 10.5 | 12
3 | 12 | 2025 | 2025-03-12 | 21.2 | 13.9 | 15.9 | 15.9 | 18.9 | 12.9 | 17.6 | 3 | 12 | 2025 | 2025-03-12 | 17 | 13 | 11.5 | 6.5 | 12.5 | 3 | 6.5
3 | 13 | 2025 | 2025-03-13 | 21.1 | 14.8 | 15.9 | 15.4 | 18.4 | 13.5 | 17.4 | 3 | 13 | 2025 | 2025-03-13 | 11.5 | 8 | 11.5 | 7 | 7 | 1.5 | 7
3 | 14 | 2025 | 2025-03-14 | 21.1 | 15.9 | 16.4 | 15.2 | 19.1 | 13.3 | 17.1 | 3 | 14 | 2025 | 2025-03-14 | 14 | 8.5 | 10.5 | 4.5 | 6.5 | 0 | 3.5
3 | 15 | 2025 | 2025-03-15 | 21.6 | 15.4 | 16.6 | 15.4 | 19.2 | 14.1 | 17.9 | 3 | 15 | 2025 | 2025-03-15 | 15 | 10 | 10 | 8 | 13.5 | 5 | 10
3 | 16 | 2025 | 2025-03-16 | 20.8 | 13.4 | 16.1 | 14.7 | 18.3 | 12.9 | 17.2 | 3 | 16 | 2025 | 2025-03-16 | 20 | 16.5 | 19 | 13.5 | 21.5 | 12.5 | 12
3 | 17 | 2025 | 2025-03-17 | 19.7 | 13.6 | 15.2 | 13.8 | 17.1 | 11.3 | 15.2 | 3 | 17 | 2025 | 2025-03-17 | 25.5 | 15.5 | 22.5 | 19 | 26 | 17.5 | 16
3 | 18 | 2025 | 2025-03-18 | 19.2 | 12.9 | 14.5 | 12.8 | 16.7 | 10.7 | 14.7 | 3 | 18 | 2025 | 2025-03-18 | 25.5 | 17 | 15 | 16.5 | 24.5 | 14.5 | 17.5
3 | 19 | 2025 | 2025-03-19 | 18.2 | 13 | 14.8 | 12.2 | 17 | 10 | 14.3 | 3 | 19 | 2025 | 2025-03-19 | 27.5 | 17.5 | 17 | 19.5 | 24 | 18 | 20.5
3 | 20 | 2025 | 2025-03-20 | 17.8 | 11.7 | 14.7 | 12.4 | 16.9 | 10.1 | 14.5 | 3 | 20 | 2025 | 2025-03-20 | 16 | 13.5 | 19 | 9 | 19 | 7.5 | 13
3 | 21 | 2025 | 2025-03-21 | 17.5 | 12.5 | 14.3 | 13.1 | 15.9 | 10.9 | 14.7 | 3 | 21 | 2025 | 2025-03-21 | 26.5 | 18.5 | 22 | 19.5 | 25 | 18 | 17.5
3 | 22 | 2025 | 2025-03-22 | 18.2 | 12.5 | 14.8 | 11.6 | 16.7 | 10.1 | 15.3 | 3 | 22 | 2025 | 2025-03-22 | 33.5 | 21 | 23.5 | 22 | 28 | 21 | 23.5
3 | 23 | 2025 | 2025-03-23 | 18 | 13.4 | 14.6 | 12.1 | 17.2 | 10.8 | 15.7 | 3 | 23 | 2025 | 2025-03-23 | 33 | 21 | 20 | 24 | 27 | 21.5 | 24
3 | 24 | 2025 | 2025-03-24 | 16.7 | 12.6 | 13.8 | 12.8 | 17.2 | 10.9 | 14.6 | 3 | 24 | 2025 | 2025-03-24 | 30 | 17.5 | 24.5 | 23.5 | 26.5 | 18.5 | 23.5
3 | 25 | 2025 | 2025-03-25 | 17.7 | 13 | 15 | 13.1 | 18.9 | 11.5 | 14.4 | 3 | 25 | 2025 | 2025-03-25 | 19 | 13 | 17.5 | 14 | 19 | 11.5 | 20
3 | 26 | 2025 | 2025-03-26 | 18.6 | 13.6 | 14.4 | 12.8 | 17.5 | 11.5 | 13.8 | 3 | 26 | 2025 | 2025-03-26 | 15 | 14.5 | 8 | 9.5 | 16 | 8.5 | 8.5
3 | 27 | 2025 | 2025-03-27 | 17.8 | 13.1 | 14.2 | 12 | 18.3 | 10.3 | 14 | 3 | 27 | 2025 | 2025-03-27 | 17.5 | 13 | 14 | 7 | 16.5 | 6 | 5
3 | 28 | 2025 | 2025-03-28 | 18.9 | 13.1 | 13.4 | 12.8 | 19.1 | 11.2 | 14 | 3 | 28 | 2025 | 2025-03-28 | 13.5 | 11.5 | 9 | 9.5 | 13 | 6 | 6.5
3 | 29 | 2025 | 2025-03-29 | 18.7 | 12.1 | 13.2 | 12.1 | 17.4 | 10.2 | 12.8 | 3 | 29 | 2025 | 2025-03-29 | 12.5 | 9.5 | 10 | 6 | 10.5 | 3.5 | 7.5
3 | 30 | 2025 | 2025-03-30 | 16.9 | 11.1 | 12.7 | 10.6 | 15.5 | 9.5 | 12.7 | 3 | 30 | 2025 | 2025-03-30 | 15.5 | 11.5 | 6.5 | 6 | 8.5 | 2 | 7
3 | 31 | 2025 | 2025-03-31 | 15.3 | 11.3 | 12.7 | 10 | 15 | 8.2 | 11.1 | 3 | 31 | 2025 | 2025-03-31 | 13 | 10 | 4.5 | 7.5 | 10.5 | 4 | 4.5
4 | 1 | 2025 | 2025-04-01 | 15.9 | 11.2 | 12.4 | 10.3 | 15.7 | 9.5 | 11.4 | 4 | 1 | 2025 | 2025-04-01 | 13 | 12 | 8 | 3.5 | 11.5 | 2.5 | 1
4 | 2 | 2025 | 2025-04-02 | 15.9 | 10.9 | 12.5 | 9.7 | 15.2 | 8.4 | 10.8 | 4 | 2 | 2025 | 2025-04-02 | 11 | 8.5 | 10 | 2.5 | 11.5 | 0 | 3.5
4 | 3 | 2025 | 2025-04-03 | 15.2 | 11.9 | 12.5 | 9.6 | 15.7 | 7.6 | 10.3 | 4 | 3 | 2025 | 2025-04-03 | 11 | 7 | 10 | 3.5 | 10 | 1 | 6.5
4 | 4 | 2025 | 2025-04-04 | 15.4 | 11.4 | 12.1 | 10.3 | 15.5 | 8.2 | 10.6 | 4 | 4 | 2025 | 2025-04-04 | 10.5 | 8.5 | 11 | 4.5 | 4.5 | 2 | 5
4 | 5 | 2025 | 2025-04-05 | 14.5 | 10.6 | 11.4 | 9.9 | 14.4 | 8.3 | 10 | 4 | 5 | 2025 | 2025-04-05 | 12.5 | 7 | 9.5 | 4.5 | 10.5 | 2.5 | 0
4 | 6 | 2025 | 2025-04-06 | 15.3 | 10.2 | 11.8 | 9.7 | 14.7 | 7.7 | 10.6 | 4 | 6 | 2025 | 2025-04-06 | 13.5 | 11.5 | 14.5 | 10.5 | 12.5 | 6 | 5
4 | 7 | 2025 | 2025-04-07 | 14.2 | 10.3 | 12.5 | 9.2 | 14.5 | 6.3 | 9.4 | 4 | 7 | 2025 | 2025-04-07 | 18 | 14.5 | 19 | 13 | 16.5 | 9.5 | 10.5
4 | 8 | 2025 | 2025-04-08 | 13.6 | 10.4 | 11.4 | 8.7 | 12.7 | 7.1 | 10.4 | 4 | 8 | 2025 | 2025-04-08 | 22.5 | 12 | 15.5 | 18 | 21.5 | 14 | 12
4 | 9 | 2025 | 2025-04-09 | 13.3 | 10.6 | 11.6 | 9.6 | 12.8 | 7.3 | 9.7 | 4 | 9 | 2025 | 2025-04-09 | 17.5 | 12.5 | 14.5 | 15.5 | 19.5 | 13 | 12
4 | 10 | 2025 | 2025-04-10 | 13.3 | 10.8 | 10.7 | 8.1 | 11.8 | 6.4 | 8.7 | 4 | 10 | 2025 | 2025-04-10 | 17.5 | 8.5 | 11 | 5.5 | 15 | 4 | 4.5
4 | 11 | 2025 | 2025-04-11 | 12.3 | 10.4 | 10.1 | 8 | 11.6 | 6.1 | 8.4 | 4 | 11 | 2025 | 2025-04-11 | 20.5 | 11.5 | 14.5 | 13.5 | 23.5 | 11 | 11.5
4 | 12 | 2025 | 2025-04-12 | 11.3 | 10 | 10.8 | 6.6 | 11.5 | 4.9 | 7.7 | 4 | 12 | 2025 | 2025-04-12 | 20 | 18.5 | 19.5 | 16 | 17.5 | 12.5 | 17
4 | 13 | 2025 | 2025-04-13 | 11 | 10.5 | 11.5 | 6.4 | 11.9 | 5.4 | 7.5 | 4 | 13 | 2025 | 2025-04-13 | 24 | 18.5 | 18 | 14.5 | 20 | 13.5 | 14
4 | 14 | 2025 | 2025-04-14 | 11.4 | 10 | 11.2 | 6.9 | 14.3 | 5 | 7.8 | 4 | 14 | 2025 | 2025-04-14 | 27 | 14.5 | 21 | 15.5 | 26 | 13 | 19
4 | 15 | 2025 | 2025-04-15 | 13.4 | 9.9 | 10.9 | 9.1 | 14 | 7.2 | 8.7 | 4 | 15 | 2025 | 2025-04-15 | 27.5 | 13.5 | 18 | 20.5 | 25 | 18 | 17.5
4 | 16 | 2025 | 2025-04-16 | 14.3 | 10 | 12.2 | 9.7 | 14.4 | 7.7 | 9.9 | 4 | 16 | 2025 | 2025-04-16 | 25 | 13 | 17.5 | 23.5 | 22 | 18.5 | 16
4 | 17 | 2025 | 2025-04-17 | 14.6 | 9.3 | 11.3 | 10.1 | 15 | 7.8 | 10.7 | 4 | 17 | 2025 | 2025-04-17 | 24 | 14.5 | 15.5 | 21 | 24 | 17 | 15.5
4 | 18 | 2025 | 2025-04-18 | 14.8 | 9.8 | 12.1 | 10.7 | 14.9 | 8 | 10.3 | 4 | 18 | 2025 | 2025-04-18 | 22.5 | 13 | 15.5 | 10 | 14.5 | 9 | 5
4 | 19 | 2025 | 2025-04-19 | 12.8 | 9.9 | 11.1 | 9 | 14.2 | 7.3 | 9.2 | 4 | 19 | 2025 | 2025-04-19 | 15 | 10 | 10.5 | 8 | 9.5 | 7.5 | 3
4 | 20 | 2025 | 2025-04-20 | 13.7 | 10.2 | 11 | 9.2 | 14.2 | 6.9 | 9.3 | 4 | 20 | 2025 | 2025-04-20 | 15.5 | 9 | 14 | 7.5 | 15.5 | 5.5 | 6.5
4 | 21 | 2025 | 2025-04-21 | 12.7 | 9.1 | 11 | 8.8 | 14.3 | 6.8 | 9.3 | 4 | 21 | 2025 | 2025-04-21 | 18.5 | 13 | 17 | 10 | 15.5 | 7.5 | 8.5
4 | 22 | 2025 | 2025-04-22 | 12.4 | 9.3 | 11.3 | 8.1 | 13.4 | 5.8 | 8.4 | 4 | 22 | 2025 | 2025-04-22 | 20.5 | 13.5 | 14.5 | 16.5 | 18 | 13 | 15
4 | 23 | 2025 | 2025-04-23 | 12.4 | 8.1 | 10.6 | 7.6 | 11.7 | 6.1 | 8.3 | 4 | 23 | 2025 | 2025-04-23 | 25.5 | 12.5 | 15.5 | 16 | 18 | 10.5 | 13
4 | 24 | 2025 | 2025-04-24 | 11.2 | 8.3 | 9.1 | 7.4 | 11.8 | 5 | 8.2 | 4 | 24 | 2025 | 2025-04-24 | 18 | 10.5 | 10 | 10 | 15 | 8 | 7.5
4 | 25 | 2025 | 2025-04-25 | 12.7 | 8.5 | 8.9 | 6.7 | 11.7 | 4.7 | 8.8 | 4 | 25 | 2025 | 2025-04-25 | 13.5 | 7 | 11.5 | 5 | 8.5 | 0 | 0
4 | 26 | 2025 | 2025-04-26 | 11.8 | 8.4 | 10.2 | 7.3 | 11.3 | 5 | 7.8 | 4 | 26 | 2025 | 2025-04-26 | 8.5 | 6.5 | 9 | 0 | 5 | 0 | 0
4 | 27 | 2025 | 2025-04-27 | 12.3 | 8 | 10.3 | 7.6 | 12 | 5.3 | 8.4 | 4 | 27 | 2025 | 2025-04-27 | 7.5 | 8 | 10 | 0 | 5.5 | 0 | 0
4 | 28 | 2025 | 2025-04-28 | 10.8 | 7.9 | 9.6 | 6.6 | 10.4 | 5.7 | 7.1 | 4 | 28 | 2025 | 2025-04-28 | 10.5 | 12 | 8 | 2 | 6 | 0 | 4
4 | 29 | 2025 | 2025-04-29 | 10.3 | 7.1 | 8.2 | 5.7 | 9.5 | 4.6 | 6.4 | 4 | 29 | 2025 | 2025-04-29 | 13.5 | 12.5 | 15.5 | 9.5 | 12.5 | 7 | 8.5
4 | 30 | 2025 | 2025-04-30 | 8.7 | 5.7 | 7.2 | 4.5 | 8.5 | 3.4 | 5.3 | 4 | 30 | 2025 | 2025-04-30 | 24 | 12.5 | 19 | 15 | 22 | 13.5 | 13
5 | 1 | 2025 | 2025-05-01 | 6.5 | 5.4 | 5.9 | 3.3 | 7.9 | 2.4 | 3.2 | 5 | 1 | 2025 | 2025-05-01 | 24 | 13.5 | 14.5 | 15 | 19 | 9 | 13
5 | 2 | 2025 | 2025-05-02 | 6.7 | 5.6 | 6.8 | 3.7 | 7.3 | 2.5 | 3.8 | 5 | 2 | 2025 | 2025-05-02 | 15.5 | 10 | 5.5 | 6.5 | 6.5 | 2.5 | 6
5 | 3 | 2025 | 2025-05-03 | 8.2 | 6.1 | 8.6 | 4.2 | 8.5 | 3 | 4.8 | 5 | 3 | 2025 | 2025-05-03 | 10 | 6.5 | 6.5 | 3 | 7 | 0 | 0
5 | 4 | 2025 | 2025-05-04 | 9.6 | 6.6 | 8.5 | 5.5 | 9.3 | 3.9 | 5.8 | 5 | 4 | 2025 | 2025-05-04 | 5 | 1.5 | 0 | 0.5 | 7.5 | 0 | 0
5 | 5 | 2025 | 2025-05-05 | 10.4 | 6.4 | 8.4 | 5.4 | 10.5 | 3.5 | 5.7 | 5 | 5 | 2025 | 2025-05-05 | 10 | 0 | 0 | 0 | 5.5 | 0 | 0
5 | 6 | 2025 | 2025-05-06 | 10.3 | 6.1 | 7.6 | 4.9 | 10.3 | 3.7 | 5.4 | 5 | 6 | 2025 | 2025-05-06 | 4 | 0 | 0 | 0 | 0 | 0 | 0
5 | 7 | 2025 | 2025-05-07 | 9.1 | 6.4 | 8.1 | 4.2 | 9.9 | 3.2 | 4.5 | 5 | 7 | 2025 | 2025-05-07 | 0.5 | 2.5 | 3 | 0 | 0 | 0 | 0
5 | 8 | 2025 | 2025-05-08 | 8.5 | 5.5 | 8 | 3.8 | 10.4 | 2.5 | 4.5 | 5 | 8 | 2025 | 2025-05-08 | 0 | 4.5 | 5 | 0 | 0 | 0 | 0
5 | 9 | 2025 | 2025-05-09 | 8.6 | 5.5 | 7.4 | 3.4 | 9.6 | 2.7 | 5 | 5 | 9 | 2025 | 2025-05-09 | 0 | 3 | 1.5 | 0 | 0 | 0 | 0
5 | 10 | 2025 | 2025-05-10 | 10.1 | 5.9 | 6.7 | 4.4 | 10 | 3 | 4.8 | 5 | 10 | 2025 | 2025-05-10 | 0 | 0 | 0 | 0 | 0 | 0 | 0
5 | 11 | 2025 | 2025-05-11 | 9.3 | 5.6 | 6.2 | 4.4 | 9.7 | 3.5 | 4.3 | 5 | 11 | 2025 | 2025-05-11 | 0 | 0 | 0 | 0 | 0 | 0 | 0
5 | 12 | 2025 | 2025-05-12 | 9.2 | 5.6 | 6.4 | 5.1 | 10.5 | 4.1 | 4.3 | 5 | 12 | 2025 | 2025-05-12 | 0 | 0 | 1 | 0 | 0 | 0 | 0
5 | 13 | 2025 | 2025-05-13 | 8.1 | 5.6 | 5.8 | 3.9 | 9.8 | 2.9 | 4.2 | 5 | 13 | 2025 | 2025-05-13 | 0 | 3 | 8 | 0.5 | 6.5 | 0 | 0
5 | 14 | 2025 | 2025-05-14 | 6.8 | 3 | 4.3 | 2.6 | 7.7 | 1.8 | 3.2 | 5 | 14 | 2025 | 2025-05-14 | 6 | 5 | 7 | 5 | 9.5 | 1.5 | 0.5
5 | 15 | 2025 | 2025-05-15 | 6.6 | 2.5 | 4.6 | 2.3 | 8.2 | 1.3 | 2 | 5 | 15 | 2025 | 2025-05-15 | 7.5 | 5 | 11 | 4.5 | 9.5 | 0.5 | 3
5 | 16 | 2025 | 2025-05-16 | 7 | 4 | 5.5 | 1.6 | 7.1 | 1.2 | 1.7 | 5 | 16 | 2025 | 2025-05-16 | 8 | 2 | 1 | 0 | 10.5 | 0 | 2
5 | 17 | 2025 | 2025-05-17 | 5.9 | 4.6 | 5.4 | 2.1 | 7.1 | 1.3 | 3 | 5 | 17 | 2025 | 2025-05-17 | 8 | 6 | 5.5 | 2.5 | 9.5 | 0 | 0.5
5 | 18 | 2025 | 2025-05-18 | 5.2 | 3.9 | 5.1 | 2.4 | 6 | 1.3 | 2.3 | 5 | 18 | 2025 | 2025-05-18 | 12 | 4.5 | 8 | 5 | 13.5 | 0.5 | 5
5 | 19 | 2025 | 2025-05-19 | 4.8 | 3.9 | 4.4 | 2.3 | 4.7 | 1.5 | 2.4 | 5 | 19 | 2025 | 2025-05-19 | 10 | 4 | 8 | 0.5 | 11 | 0 | 1.5
5 | 20 | 2025 | 2025-05-20 | 4.6 | 3.5 | 4.8 | 2.3 | 6.2 | 1.4 | 2.6 | 5 | 20 | 2025 | 2025-05-20 | 7 | 6 | 6.5 | 1 | 6.5 | 0 | 0
5 | 21 | 2025 | 2025-05-21 | 5.6 | 3.6 | 4.3 | 2.2 | 6.1 | 1 | 3 | 5 | 21 | 2025 | 2025-05-21 | 4 | 10.5 | 10 | 8.5 | 12.5 | 5 | 3.5
5 | 22 | 2025 | 2025-05-22 | 6.5 | 3.7 | 4.5 | 2.7 | 6.3 | 2 | 2.8 | 5 | 22 | 2025 | 2025-05-22 | 20 | 9 | 14.5 | 13.5 | 21.5 | 12 | 15
5 | 23 | 2025 | 2025-05-23 | 4.3 | 3.2 | 4.8 | 1.5 | 5.1 | 0.7 | 1.7 | 5 | 23 | 2025 | 2025-05-23 | 18.5 | 9.5 | 12.5 | 13 | 17.5 | 7 | 8
5 | 24 | 2025 | 2025-05-24 | 4 | 3.3 | 3.9 | 1.3 | 4 | 0.4 | 1.9 | 5 | 24 | 2025 | 2025-05-24 | 15.5 | 9 | 9 | 8.5 | 12.5 | 5.5 | 4.5
5 | 25 | 2025 | 2025-05-25 | 3.9 | 2.3 | 3.8 | 1.2 | 5.1 | 0.3 | 1.7 | 5 | 25 | 2025 | 2025-05-25 | 10 | 3 | 6.5 | 7 | 13 | 3.5 | 5
5 | 26 | 2025 | 2025-05-26 | 3.6 | 2.4 | 3.3 | 1.4 | 5.6 | 0.8 | 1.5 | 5 | 26 | 2025 | 2025-05-26 | 8.5 | 5.5 | 5.5 | 6 | 8.5 | 4 | 0
5 | 27 | 2025 | 2025-05-27 | 5.4 | 3.8 | 4.6 | 1.8 | 5.9 | 1.3 | 1.7 | 5 | 27 | 2025 | 2025-05-27 | 14.5 | 5 | 8.5 | 6 | 10 | 2.5 | 8
5 | 28 | 2025 | 2025-05-28 | 6.1 | 3.6 | 5.3 | 3.2 | 7 | 2.9 | 3.5 | 5 | 28 | 2025 | 2025-05-28 | 9.5 | 4.5 | 6.5 | 2 | 4.5 | 0 | 0.5
5 | 29 | 2025 | 2025-05-29 | 5.9 | 4.1 | 5.5 | 2.6 | 6.1 | 1.6 | 3 | 5 | 29 | 2025 | 2025-05-29 | 12.5 | 6 | 5.5 | 6 | 6.5 | 3 | 4
5 | 30 | 2025 | 2025-05-30 | 6.4 | 3.3 | 4.3 | 1.9 | 5.8 | 0.8 | 1.9 | 5 | 30 | 2025 | 2025-05-30 | 12.5 | 4 | 9 | 2.5 | 10.5 | 1.5 | 4.5
5 | 31 | 2025 | 2025-05-31 | 3.9 | 2.9 | 3.6 | 1.5 | 4.7 | 0.9 | 0.8 | 5 | 31 | 2025 | 2025-05-31 | 11.5 | 4 | 6.5 | 3.5 | 10.5 | 0 | 3
6 | 1 | 2025 | 2025-06-01 | 4.9 | 3.5 | 4 | 1.3 | 6.4 | 1 | 1.1 | 6 | 1 | 2025 | 2025-06-01 | 6 | 3 | 1 | 1.5 | 2 | 0 | 0
6 | 2 | 2025 | 2025-06-02 | 4.3 | 3 | 4.1 | 1.5 | 6.9 | 1.7 | 2.4 | 6 | 2 | 2025 | 2025-06-02 | 5 | 1.5 | 3 | 0 | 2 | 0 | 0
6 | 3 | 2025 | 2025-06-03 | 3.9 | 2.1 | 3 | 1.2 | 5.4 | 1.1 | 1.3 | 6 | 3 | 2025 | 2025-06-03 | 5.5 | 1.5 | 1.5 | 0 | 3.5 | 0 | 0
6 | 4 | 2025 | 2025-06-04 | 4.5 | 2.1 | 2.5 | 1.3 | 5.3 | 0.8 | 1.2 | 6 | 4 | 2025 | 2025-06-04 | 1.5 | 0 | 1 | 0 | 0 | 0 | 0
6 | 5 | 2025 | 2025-06-05 | 3.3 | 1.4 | 2.3 | 0.7 | 4.5 | 0.9 | 0.6 | 6 | 5 | 2025 | 2025-06-05 | 0 | 0 | 0 | 0 | 0 | 0 | 0
6 | 6 | 2025 | 2025-06-06 | 2.6 | 1.7 | 2.4 | 0.6 | 3.4 | 0.5 | 0.2 | 6 | 6 | 2025 | 2025-06-06 | 0 | 0 | 0 | 0 | 0 | 0 | 0
6 | 7 | 2025 | 2025-06-07 | 2.9 | 1.6 | 2.5 | 0.5 | 3.6 | 0.2 | 0.4 | 6 | 7 | 2025 | 2025-06-07 | 0 | 0 | 2 | 0 | 0 | 0 | 0
6 | 8 | 2025 | 2025-06-08 | 2.7 | 1.5 | 2.4 | 0 | 4.2 | 0 | 0.4 | 6 | 8 | 2025 | 2025-06-08 | 0 | 3 | 2 | 0 | 0 | 0 | 0
6 | 9 | 2025 | 2025-06-09 | 2.9 | 1.3 | 2.8 | 0.8 | 4.7 | 0.1 | 0.8 | 6 | 9 | 2025 | 2025-06-09 | 0 | 2.5 | 5.5 | 0 | 0 | 0 | 0
6 | 10 | 2025 | 2025-06-10 | 3.6 | 1.7 | 2.6 | 1 | 4.5 | 0.2 | 1.1 | 6 | 10 | 2025 | 2025-06-10 | 0 | 5 | 6.5 | 0 | 3 | 0 | 0
6 | 11 | 2025 | 2025-06-11 | 3 | 1.4 | 2.1 | 0.5 | 4 | 0.3 | 0.8 | 6 | 11 | 2025 | 2025-06-11 | 2 | 1 | 4 | 0 | 8 | 0 | 0
6 | 12 | 2025 | 2025-06-12 | 3 | 1.3 | 2.4 | 0.6 | 3.2 | 0.2 | 0.5 | 6 | 12 | 2025 | 2025-06-12 | 6.5 | 2 | 6 | 1.5 | 10.5 | 0 | 4
6 | 13 | 2025 | 2025-06-13 | 1.7 | 1.2 | 1.7 | 0.2 | 2 | 0 | 0.4 | 6 | 13 | 2025 | 2025-06-13 | 8 | 3 | 3 | 2 | 11 | 0 | 4
6 | 14 | 2025 | 2025-06-14 | 1.4 | 1.5 | 1.8 | 0.1 | 2.2 | 0 | 0.2 | 6 | 14 | 2025 | 2025-06-14 | 5.5 | 3 | 3.5 | 0 | 6.5 | 0 | 0
6 | 15 | 2025 | 2025-06-15 | 2.3 | 1.1 | 1.2 | 0.3 | 2.3 | 0.1 | 0.2 | 6 | 15 | 2025 | 2025-06-15 | 4 | 0.5 | 0 | 0 | 0 | 0 | 0
6 | 16 | 2025 | 2025-06-16 | 2.4 | 0.8 | 1.6 | 0.8 | 2.1 | 0.4 | 0.5 | 6 | 16 | 2025 | 2025-06-16 | 0 | 0 | 0.5 | 0 | 0 | 0 | 0
6 | 17 | 2025 | 2025-06-17 | 1.7 | 0.4 | 1.8 | 0.2 | 2.1 | 0.1 | 0.4 | 6 | 17 | 2025 | 2025-06-17 | 0 | 0 | 0 | 0 | 0 | 0 | 0
6 | 18 | 2025 | 2025-06-18 | 1 | 0.9 | 2 | 0 | 2.3 | 0 | 0.4 | 6 | 18 | 2025 | 2025-06-18 | 1 | 0 | 0 | 0 | 3.5 | 0 | 0
6 | 19 | 2025 | 2025-06-19 | 1.7 | 1.3 | 1.7 | 0.2 | 3.2 | 0.1 | 0.8 | 6 | 19 | 2025 | 2025-06-19 | 15 | 0 | 2 | 3.5 | 6 | 4.5 | 0
6 | 20 | 2025 | 2025-06-20 | 2.4 | 1.2 | 2 | 0.7 | 3.1 | 0.3 | 0.8 | 6 | 20 | 2025 | 2025-06-20 | 9 | 4.5 | 3.5 | 0 | 9.5 | 0 | 0
6 | 21 | 2025 | 2025-06-21 | 2.6 | 0.9 | 1.8 | 0.1 | 2.8 | 0 | 0.3 | 6 | 21 | 2025 | 2025-06-21 | 11 | 0.5 | 2 | 4 | 9 | 2 | 0
6 | 22 | 2025 | 2025-06-22 | 2.9 | 1 | 1.9 | 0.4 | 2.9 | 0.1 | 0.7 | 6 | 22 | 2025 | 2025-06-22 | 6.5 | 0 | 0 | 0 | 4 | 0 | 0
6 | 23 | 2025 | 2025-06-23 | 1.9 | 0.9 | 1.5 | 0.1 | 1.8 | 0 | 0.5 | 6 | 23 | 2025 | 2025-06-23 | 1.5 | 0 | 0 | 0 | 1 | 0 | 0
6 | 24 | 2025 | 2025-06-24 | 1.5 | 1.1 | 1.1 | 0 | 1.2 | 0 | 0 | 6 | 24 | 2025 | 2025-06-24 | 3 | 0 | 0.5 | 3 | 5 | 0 | 0
6 | 25 | 2025 | 2025-06-25 | 0.9 | 0.6 | 1.3 | 0.1 | 2.4 | 0 | 0.3 | 6 | 25 | 2025 | 2025-06-25 | 3 | 0 | 0 | 0 | 1.5 | 0 | 0
6 | 26 | 2025 | 2025-06-26 | 1.5 | 0.6 | 1 | 0 | 2 | 0 | 0.2 | 6 | 26 | 2025 | 2025-06-26 | 0 | 0 | 0 | 0 | 0 | 0 | 0
6 | 27 | 2025 | 2025-06-27 | 0.6 | 0.2 | 0.7 | 0 | 1 | 0 | 0 | 6 | 27 | 2025 | 2025-06-27 | 0 | 0 | 0.5 | 0 | 0 | 0 | 0
6 | 28 | 2025 | 2025-06-28 | 0.1 | 0.7 | 0.8 | 0 | 0.4 | 0 | 0 | 6 | 28 | 2025 | 2025-06-28 | 0 | 0 | 0 | 0 | 0 | 0 | 0
6 | 29 | 2025 | 2025-06-29 | 0.4 | 0.5 | 0.8 | 0 | 0.5 | 0 | 0 | 6 | 29 | 2025 | 2025-06-29 | 0 | 0 | 0 | 0 | 0 | 0 | 0
6 | 30 | 2025 | 2025-06-30 | 0.4 | 0.1 | 0.6 | 0 | 0.7 | 0 | 0 | 6 | 30 | 2025 | 2025-06-30 | 0 | 0 | 0 | 0 | 0 | 0 | 0
7 | 1 | 2025 | 2025-07-01 | 1 | 0.1 | 0.1 | 0 | 0.6 | 0 | 0 | 7 | 1 | 2025 | 2025-07-01 | 0 | 0 | 0 | 0 | 0 | 0 | 0
7 | 2 | 2025 | 2025-07-02 | 0.2 | 0 | 0.1 | 0 | 0.2 | 0 | 0 | 7 | 2 | 2025 | 2025-07-02 | 0 | 0 | 0 | 0 | 0 | 0 | 0
7 | 3 | 2025 | 2025-07-03 | 0.3 | 0 | 0.1 | 0 | 0.6 | 0 | 0 | 7 | 3 | 2025 | 2025-07-03 | 0 | 0 | 0 | 0 | 0 | 0 | 0
7 | 4 | 2025 | 2025-07-04 | 0.6 | 0.1 | 0.3 | 0 | 0.4 | 0 | 0.1 | 7 | 4 | 2025 | 2025-07-04 | 0 | 0 | 3 | 0 | 0 | 0 | 0
7 | 5 | 2025 | 2025-07-05 | 0.3 | 0.3 | 0.6 | 0 | 0.7 | 0 | 0 | 7 | 5 | 2025 | 2025-07-05 | 0 | 0 | 0 | 0 | 0 | 0 | 0
7 | 6 | 2025 | 2025-07-06 | 0 | 0.3 | 0.3 | 0 | 0.6 | 0 | 0 | 7 | 6 | 2025 | 2025-07-06 | 0 | 0 | 0 | 0 | 0 | 0 | 0
7 | 7 | 2025 | 2025-07-07 | 0 | 0 | 0.1 | 0 | 0.1 | 0 | 0 | 7 | 7 | 2025 | 2025-07-07 | 0 | 0 | 0 | 0 | 0 | 0 | 0
7 | 8 | 2025 | 2025-07-08 | 0 | 0 | 0 | 0 | 0.1 | 0 | 0 | 7 | 8 | 2025 | 2025-07-08 | 0 | 0 | 0 | 0 | 0 | 0 | 0
7 | 9 | 2025 | 2025-07-09 | 0 | 0 | 0 | 0 | 0.1 | 0 | 0 | 7 | 9 | 2025 | 2025-07-09 | 0 | 0 | 0 | 0 | 0 | 0 | 0
7 | 10 | 2025 | 2025-07-10 | 0.1 | 0.2 | 0.1 | 0 | 0 | 0 | 0 | 7 | 10 | 2025 | 2025-07-10 | 0 | 0 | 0 | 0 | 0 | 0 | 0
7 | 11 | 2025 | 2025-07-11 | 0 | 0.3 | 0.2 | 0 | 0 | 0 | 0 | 7 | 11 | 2025 | 2025-07-11 | 0 | 0 | 1 | 0 | 0 | 0 | 0
7 | 12 | 2025 | 2025-07-12 | 0 | 0.1 | 0.2 | 0 | 0.1 | 0 | 0 | 7 | 12 | 2025 | 2025-07-12 | 0 | 1.5 | 4 | 0 | 0 | 0 | 0
7 | 13 | 2025 | 2025-07-13 | 0 | 0.2 | 0.3 | 0 | 0.3 | 0 | 0 | 7 | 13 | 2025 | 2025-07-13 | 0 | 0 | 2 | 0 | 0 | 0 | 0
7 | 14 | 2025 | 2025-07-14 | 0.2 | 0.1 | 0.1 | 0 | 0.1 | 0 | 0 | 7 | 14 | 2025 | 2025-07-14 | 0 | 0 | 0 | 0 | 0 | 0 | 0
7 | 15 | 2025 | 2025-07-15 | 0.1 | 0.1 | 0.3 | 0 | 0 | 0 | 0 | 7 | 15 | 2025 | 2025-07-15 | 0 | 0 | 0 | 0 | 0 | 0 | 0
7 | 16 | 2025 | 2025-07-16 | 0.2 | 0.1 | 0.2 | 0 | 0.3 | 0 | 0.2 | 7 | 16 | 2025 | 2025-07-16 | 0 | 0 | 0 | 0 | 0 | 0 | 0
7 | 17 | 2025 | 2025-07-17 | 0.3 | 0.3 | 0.4 | 0 | 0.2 | 0 | 0 | 7 | 17 | 2025 | 2025-07-17 | 0 | 0 | 0 | 0 | 0 | 0 | 0
7 | 18 | 2025 | 2025-07-18 | 0.2 | 0.4 | 0.3 | 0 | 0.2 | 0 | 0.1 | 7 | 18 | 2025 | 2025-07-18 | 0 | 0 | 0 | 0 | 0 | 0 | 0
7 | 19 | 2025 | 2025-07-19 | 0 | 0.2 | 0.3 | 0 | 0.1 | 0 | 0 | 7 | 19 | 2025 | 2025-07-19 | 0 | 0 | 0 | 0 | 0 | 0 | 0
7 | 20 | 2025 | 2025-07-20 | 0.1 | 0 | 0.2 | 0 | 0 | 0 | 0 | 7 | 20 | 2025 | 2025-07-20 | 0 | 0 | 0 | 0 | 0 | 0 | 0
7 | 21 | 2025 | 2025-07-21 | 0 | 0 | 0 | 0 | 0 | 0 | 0 | 7 | 21 | 2025 | 2025-07-21 | 0 | 0 | 0 | 0 | 0 | 0 | 0
7 | 22 | 2025 | 2025-07-22 | 0.1 | 0.1 | 0.2 | 0 | 0 | 0 | 0 | 7 | 22 | 2025 | 2025-07-22 | 0 | 0 | 0 | 0 | 0 | 0 | 0
7 | 23 | 2025 | 2025-07-23 | 0 | 0.1 | 0.1 | 0 | 0 | 0 | 0 | 7 | 23 | 2025 | 2025-07-23 | 0 | 0 | 0 | 0 | 0 | 0 | 0
7 | 24 | 2025 | 2025-07-24 | 0 | 0 | 0 | 0 | 0 | 0 | 0 | 7 | 24 | 2025 | 2025-07-24 | 0 | 0 | 0 | 0 | 0 | 0 | 0
7 | 25 | 2025 | 2025-07-25 | 0 | 0 | 0 | 0 | 0 | 0 | 0 | 7 | 25 | 2025 | 2025-07-25 | 0 | 0 | 0 | 0 | 0 | 0 | 0
7 | 26 | 2025 | 2025-07-26 | 0 | 0 | 0 | 0 | 0 | 0 | 0 | 7 | 26 | 2025 | 2025-07-26 | 0 | 0 | 0 | 0 | 0 | 0 | 0
7 | 27 | 2025 | 2025-07-27 | 0 | 0 | 0 | 0 | 0 | 0 | 0 | 7 | 27 | 2025 | 2025-07-27 | 0 | 0 | 0 | 0 | 0 | 0 | 0
7 | 28 | 2025 | 2025-07-28 | 0 | 0 | 0 | 0 | 0 | 0 | 0 | 7 | 28 | 2025 | 2025-07-28 | 0 | 0 | 2 | 0 | 0 | 0 | 0
7 | 29 | 2025 | 2025-07-29 | 0 | 0 | 0 | 0 | 0 | 0 | 0 | 7 | 29 | 2025 | 2025-07-29 | 0 | 0 | 0 | 0 | 0 | 0 | 0
7 | 30 | 2025 | 2025-07-30 | 0.1 | 0 | 0 | 0 | 0 | 0 | 0 | 7 | 30 | 2025 | 2025-07-30 | 0 | 0 | 0 | 0 | 0 | 0 | 0
7 | 31 | 2025 | 2025-07-31 | 0.1 | 0 | 0 | 0 | 0 | 0 | 0 | 7 | 31 | 2025 | 2025-07-31 | 0 | 0 | 0 | 0 | 0 | 0 | 0
8 | 1 | 2025 | 2025-08-01 | 0 | 0 | 0 | 0 | 0 | 0 | 0 | 8 | 1 | 2025 | 2025-08-01 | 0 | 0 | 1 | 0 | 0 | 0 | 0
8 | 2 | 2025 | 2025-08-02 | 0 | 0 | 0 | 0 | 0 | 0 | 0 | 8 | 2 | 2025 | 2025-08-02 | 0 | 0.5 | 2 | 0 | 0 | 0 | 0
8 | 3 | 2025 | 2025-08-03 | 0 | 0 | 0 | 0 | 0.2 | 0 | 0 | 8 | 3 | 2025 | 2025-08-03 | 0 | 0 | 0 | 0 | 0 | 0 | 0
8 | 4 | 2025 | 2025-08-04 | 0 | 0.1 | 0 | 0 | 0.1 | 0 | 0 | 8 | 4 | 2025 | 2025-08-04 | 0 | 0 | 0 | 0 | 0 | 0 | 0
8 | 5 | 2025 | 2025-08-05 | 0 | 0 | 0 | 0 | 0 | 0 | 0 | 8 | 5 | 2025 | 2025-08-05 | 0 | 0 | 0 | 0 | 0 | 0 | 0
8 | 6 | 2025 | 2025-08-06 | 0 | 0 | 0 | 0 | 0 | 0 | 0 | 8 | 6 | 2025 | 2025-08-06 | 0 | 0 | 0 | 0 | 0 | 0 | 0
8 | 7 | 2025 | 2025-08-07 | 0 | 0 | 0 | 0 | 0.1 | 0 | 0 | 8 | 7 | 2025 | 2025-08-07 | 0 | 0 | 0 | 0 | 0 | 0 | 0
8 | 8 | 2025 | 2025-08-08 | 0 | 0 | 0 | 0 | 0 | 0 | 0 | 8 | 8 | 2025 | 2025-08-08 | 0 | 0 | 0 | 0 | 0 | 0 | 0
8 | 9 | 2025 | 2025-08-09 | 0 | 0.1 | 0 | 0 | 0 | 0 | 0 | 8 | 9 | 2025 | 2025-08-09 | 0 | 0 | 0 | 0 | 0 | 0 | 0
8 | 10 | 2025 | 2025-08-10 | 0 | 0 | 0 | 0 | 0 | 0 | 0 | 8 | 10 | 2025 | 2025-08-10 | 0 | 0 | 0 | 0 | 0 | 0 | 0
8 | 11 | 2025 | 2025-08-11 | 0 | 0.1 | 0 | 0 | 0 | 0 | 0 | 8 | 11 | 2025 | 2025-08-11 | 0 | 0 | 0 | 0 | 0 | 0 | 0
8 | 12 | 2025 | 2025-08-12 | 0 | 0 | 0.1 | 0 | 0 | 0 | 0 | 8 | 12 | 2025 | 2025-08-12 | 0 | 0 | 0 | 0 | 0 | 0 | 0
8 | 13 | 2025 | 2025-08-13 | 0 | 0 | 0.1 | 0 | 0 | 0 | 0 | 8 | 13 | 2025 | 2025-08-13 | 0 | 0 | 0 | 0 | 0 | 0 | 0
8 | 14 | 2025 | 2025-08-14 | 0 | 0.1 | 0.2 | 0 | 0.1 | 0 | 0 | 8 | 14 | 2025 | 2025-08-14 | 0 | 0 | 0 | 0 | 0 | 0 | 0
8 | 15 | 2025 | 2025-08-15 | 0.2 | 0.1 | 0.2 | 0 | 0.3 | 0 | 0 | 8 | 15 | 2025 | 2025-08-15 | 0 | 0 | 0 | 0 | 0 | 0 | 0
8 | 16 | 2025 | 2025-08-16 | 0 | 0 | 0.2 | 0 | 0.1 | 0 | 0 | 8 | 16 | 2025 | 2025-08-16 | 0 | 0 | 0 | 0 | 0 | 0 | 0
8 | 17 | 2025 | 2025-08-17 | 0.4 | 0.3 | 0 | 0 | 0.1 | 0 | 0 | 8 | 17 | 2025 | 2025-08-17 | 0 | 0 | 0 | 0 | 0 | 0 | 0
8 | 18 | 2025 | 2025-08-18 | 0.4 | 0.1 | 0.2 | 0 | 0.3 | 0 | 0 | 8 | 18 | 2025 | 2025-08-18 | 0 | 0 | 0 | 0 | 0 | 0 | 0
8 | 19 | 2025 | 2025-08-19 | 0.4 | 0 | 0.1 | 0 | 0.2 | 0 | 0 | 8 | 19 | 2025 | 2025-08-19 | 0 | 0 | 0 | 0 | 0 | 0 | 0
8 | 20 | 2025 | 2025-08-20 | 0.5 | 0 | 0.1 | 0 | 0.2 | 0 | 0.1 | 8 | 20 | 2025 | 2025-08-20 | 0 | 0 | 0 | 0 | 0 | 0 | 0
8 | 21 | 2025 | 2025-08-21 | 0 | 0.1 | 0 | 0 | 0 | 0 | 0 | 8 | 21 | 2025 | 2025-08-21 | 0 | 0 | 0 | 0 | 0 | 0 | 0
8 | 22 | 2025 | 2025-08-22 | 0.5 | 0 | 0.1 | 0 | 0.4 | 0 | 0 | 8 | 22 | 2025 | 2025-08-22 | 0 | 0 | 0 | 0 | 0 | 0 | 0
8 | 23 | 2025 | 2025-08-23 | 0.8 | 0.1 | 0.1 | 0 | 0.5 | 0 | 0.1 | 8 | 23 | 2025 | 2025-08-23 | 0 | 0 | 0 | 0 | 0 | 0 | 0
8 | 24 | 2025 | 2025-08-24 | 0.7 | 0.1 | 0 | 0 | 0.3 | 0 | 0.1 | 8 | 24 | 2025 | 2025-08-24 | 0 | 0 | 0 | 0 | 0 | 0 | 0
8 | 25 | 2025 | 2025-08-25 | 0.4 | 0.1 | 0.3 | 0 | 0.5 | 0 | 0 | 8 | 25 | 2025 | 2025-08-25 | 0 | 0 | 0.5 | 0 | 0 | 0 | 0
8 | 26 | 2025 | 2025-08-26 | 0.5 | 0.1 | 0.2 | 0 | 0.8 | 0 | 0 | 8 | 26 | 2025 | 2025-08-26 | 0 | 0 | 0 | 0 | 0 | 0 | 0
8 | 27 | 2025 | 2025-08-27 | 0.9 | 0.3 | 0.4 | 0 | 0.6 | 0 | 0 | 8 | 27 | 2025 | 2025-08-27 | 0 | 0 | 0 | 0 | 0 | 0 | 0
8 | 28 | 2025 | 2025-08-28 | 1.1 | 0 | 0.2 | 0.1 | 0.5 | 0 | 0.1 | 8 | 28 | 2025 | 2025-08-28 | 0 | 0 | 0 | 0 | 0 | 0 | 0
8 | 29 | 2025 | 2025-08-29 | 0.6 | 0.1 | 0.6 | 0 | 0.4 | 0 | 0.1 | 8 | 29 | 2025 | 2025-08-29 | 0 | 0 | 0 | 0 | 0 | 0 | 0
8 | 30 | 2025 | 2025-08-30 | 0.8 | 0 | 0.2 | 0.1 | 1.1 | 0 | 0.1 | 8 | 30 | 2025 | 2025-08-30 | 0 | 0 | 0 | 0 | 0 | 0 | 0
8 | 31 | 2025 | 2025-08-31 | 1 | 0.1 | 0.2 | 0 | 1.2 | 0 | 0 | 8 | 31 | 2025 | 2025-08-31 | 0 | 0 | 0 | 0 | 0 | 0 | 0
9 | 1 | 2025 | 2025-09-01 | 0.8 | 0 | 0.4 | 0 | 0.7 | 0 | 0 | 9 | 1 | 2025 | 2025-09-01 | 0 | 0 | 0 | 0 | 0 | 0 | 0
9 | 2 | 2025 | 2025-09-02 | 0.3 | 0 | 0.1 | 0 | 0.3 | 0 | 0 | 9 | 2 | 2025 | 2025-09-02 | 0 | 0 | 0 | 0 | 0 | 0 | 0
9 | 3 | 2025 | 2025-09-03 | 0.3 | 0.1 | 0.2 | 0 | 0.3 | 0 | 0.1 | 9 | 3 | 2025 | 2025-09-03 | 0 | 0 | 0 | 0 | 0 | 0 | 0
9 | 4 | 2025 | 2025-09-04 | 0.6 | 0.2 | 0.3 | 0 | 0.1 | 0 | 0 | 9 | 4 | 2025 | 2025-09-04 | 0 | 0 | 0 | 0 | 0 | 0 | 0
9 | 5 | 2025 | 2025-09-05 | 0.5 | 0 | 0.1 | 0 | 0.1 | 0 | 0 | 9 | 5 | 2025 | 2025-09-05 | 0 | 0 | 0 | 0 | 0 | 0 | 0
9 | 6 | 2025 | 2025-09-06 | 1.1 | 0.1 | 0.4 | 0 | 1.1 | 0 | 0.2 | 9 | 6 | 2025 | 2025-09-06 | 2 | 0 | 0 | 0 | 2 | 0 | 0
9 | 7 | 2025 | 2025-09-07 | 1.3 | 0.3 | 0.6 | 0 | 1.7 | 0 | 0.5 | 9 | 7 | 2025 | 2025-09-07 | 0 | 0 | 0 | 0 | 0 | 0 | 0
9 | 8 | 2025 | 2025-09-08 | 1.3 | 0.3 | 0.4 | 0 | 1.3 | 0 | 0.3 | 9 | 8 | 2025 | 2025-09-08 | 0 | 0 | 0 | 0 | 0 | 0 | 0
9 | 9 | 2025 | 2025-09-09 | 1.9 | 0.3 | 0.5 | 0 | 1.5 | 0 | 0.2 | 9 | 9 | 2025 | 2025-09-09 | 0 | 0 | 0 | 0 | 0 | 0 | 0
9 | 10 | 2025 | 2025-09-10 | 1.4 | 0.7 | 0.7 | 0 | 1.4 | 0 | 0.6 | 9 | 10 | 2025 | 2025-09-10 | 0 | 0 | 0 | 0 | 0 | 0 | 0
9 | 11 | 2025 | 2025-09-11 | 1.6 | 0.4 | 0.6 | 0.6 | 2.2 | 0.3 | 1 | 9 | 11 | 2025 | 2025-09-11 | 0 | 0 | 0 | 0 | 0 | 0 | 0
9 | 12 | 2025 | 2025-09-12 | 2.7 | 1.1 | 1 | 0.7 | 2.6 | 0.2 | 1.5 | 9 | 12 | 2025 | 2025-09-12 | 0 | 0 | 0 | 0 | 0 | 0 | 0
9 | 13 | 2025 | 2025-09-13 | 3.9 | 1 | 1.2 | 0.4 | 4 | 0 | 1.5 | 9 | 13 | 2025 | 2025-09-13 | 0 | 0 | 0 | 0 | 0 | 0 | 0
9 | 14 | 2025 | 2025-09-14 | 3.7 | 1.7 | 1.3 | 0.3 | 3.6 | 0.1 | 2 | 9 | 14 | 2025 | 2025-09-14 | 0 | 0 | 0 | 0 | 0 | 0 | 0
9 | 15 | 2025 | 2025-09-15 | 3.3 | 1.1 | 1.4 | 0.1 | 3.5 | 0.1 | 0.8 | 9 | 15 | 2025 | 2025-09-15 | 0 | 0 | 3.5 | 0 | 0 | 0 | 0
9 | 16 | 2025 | 2025-09-16 | 3.6 | 1 | 2.1 | 0.3 | 3.6 | 0.2 | 1.2 | 9 | 16 | 2025 | 2025-09-16 | 0 | 0 | 0 | 0 | 2.5 | 0 | 0
9 | 17 | 2025 | 2025-09-17 | 3.4 | 1.2 | 1.3 | 0.2 | 2.8 | 0.1 | 0.9 | 9 | 17 | 2025 | 2025-09-17 | 5 | 2 | 3.5 | 4 | 5 | 1 | 0
9 | 18 | 2025 | 2025-09-18 | 2.7 | 1.2 | 1.4 | 0.1 | 2 | 0 | 1.1 | 9 | 18 | 2025 | 2025-09-18 | 10.5 | 3 | 3 | 0.5 | 4.5 | 0 | 0.5
9 | 19 | 2025 | 2025-09-19 | 2.2 | 1.4 | 1.4 | 0.5 | 1.9 | 0.3 | 0.5 | 9 | 19 | 2025 | 2025-09-19 | 11.5 | 0 | 0 | 0 | 3.5 | 0 | 3
9 | 20 | 2025 | 2025-09-20 | 2.2 | 0.9 | 1 | 0.1 | 1.8 | 0.3 | 0.5 | 9 | 20 | 2025 | 2025-09-20 | 5 | 2 | 3.5 | 0 | 1.5 | 0 | 0
9 | 21 | 2025 | 2025-09-21 | 2.4 | 0.5 | 0.9 | 0.1 | 1.4 | 0 | 0.4 | 9 | 21 | 2025 | 2025-09-21 | 5 | 0 | 0 | 0 | 5.5 | 0 | 0
9 | 22 | 2025 | 2025-09-22 | 2.6 | 1.6 | 1.6 | 0.2 | 1.8 | 0.1 | 0.7 | 9 | 22 | 2025 | 2025-09-22 | 6.5 | 1.5 | 4.5 | 0.5 | 11 | 0 | 4.5
9 | 23 | 2025 | 2025-09-23 | 3.5 | 1.2 | 1.6 | 0.9 | 2.6 | 0.2 | 0.9 | 9 | 23 | 2025 | 2025-09-23 | 9 | 6.5 | 9 | 2.5 | 9 | 0 | 5.5
9 | 24 | 2025 | 2025-09-24 | 4.7 | 2.1 | 2.4 | 1.3 | 3.5 | 0.2 | 1.8 | 9 | 24 | 2025 | 2025-09-24 | 14 | 5.5 | 9 | 8 | 12.5 | 4 | 3
9 | 25 | 2025 | 2025-09-25 | 4.4 | 2.3 | 2.3 | 1.5 | 3.2 | 0.9 | 2.2 | 9 | 25 | 2025 | 2025-09-25 | 17.5 | 5.5 | 11 | 6.5 | 15 | 6 | 4
9 | 26 | 2025 | 2025-09-26 | 4.2 | 2.1 | 2.1 | 1.2 | 3.9 | 1 | 1.3 | 9 | 26 | 2025 | 2025-09-26 | 13 | 9.5 | 10 | 7.5 | 17 | 5.5 | 7
9 | 27 | 2025 | 2025-09-27 | 6.2 | 2.7 | 2.6 | 1.6 | 4.4 | 0.7 | 2.4 | 9 | 27 | 2025 | 2025-09-27 | 18 | 6 | 10 | 6 | 14 | 5 | 11.5
9 | 28 | 2025 | 2025-09-28 | 5.9 | 3.8 | 3.9 | 3.4 | 5.9 | 1.8 | 3.8 | 9 | 28 | 2025 | 2025-09-28 | 6.5 | 4 | 7.5 | 0 | 4.5 | 0 | 1
9 | 29 | 2025 | 2025-09-29 | 7.1 | 3.9 | 4.6 | 3.6 | 6 | 2.4 | 4.3 | 9 | 29 | 2025 | 2025-09-29 | 7.5 | 5.5 | 9 | 4.5 | 11.5 | 2.5 | 6.5
9 | 30 | 2025 | 2025-09-30 | 5.8 | 4.5 | 4.7 | 2.4 | 4.2 | 1.3 | 3.5 | 9 | 30 | 2025 | 2025-09-30 | 12 | 7 | 9.5 | 4.5 | 13 | 2.5 | 6
10 | 1 | 2025 | 2025-10-01 | 7.2 | 3.6 | 4.1 | 2.7 | 5 | 2 | 4.4 | 10 | 1 | 2025 | 2025-10-01 | 16 | 8 | 10 | 11.5 | 18 | 7.5 | 11.5
10 | 2 | 2025 | 2025-10-02 | 6.1 | 3 | 2.7 | 2.4 | 4.5 | 1.6 | 2.4 | 10 | 2 | 2025 | 2025-10-02 | 23 | 11.5 | 12.5 | 14 | 22 | 9.5 | 13
10 | 3 | 2025 | 2025-10-03 | 6 | 4.2 | 3.5 | 2.7 | 5.3 | 1.7 | 3.7 | 10 | 3 | 2025 | 2025-10-03 | 16.5 | 12.5 | 14.5 | 11 | 18.5 | 9.5 | 10
10 | 4 | 2025 | 2025-10-04 | 7.3 | 5 | 5.4 | 3.6 | 6.3 | 2.2 | 4.5 | 10 | 4 | 2025 | 2025-10-04 | 17 | 12 | 10.5 | 11.5 | 16.5 | 8.5 | 11
10 | 5 | 2025 | 2025-10-05 | 7.9 | 4.8 | 4.5 | 3.8 | 6.8 | 2.9 | 5.1 | 10 | 5 | 2025 | 2025-10-05 | 16.5 | 3 | 8.5 | 5 | 8.5 | 3.5 | 9
10 | 6 | 2025 | 2025-10-06 | 8 | 5.7 | 5.9 | 3.5 | 7.2 | 1.9 | 4.2 | 10 | 6 | 2025 | 2025-10-06 | 15 | 3.5 | 6.5 | 5.5 | 9 | 4.5 | 8
10 | 7 | 2025 | 2025-10-07 | 7.8 | 5.2 | 4.8 | 3.9 | 6.8 | 3 | 4.2 | 10 | 7 | 2025 | 2025-10-07 | 16.5 | 3.5 | 8 | 7 | 12 | 3 | 5
10 | 8 | 2025 | 2025-10-08 | 8.2 | 5.6 | 5.1 | 3.1 | 7.7 | 2.3 | 5 | 10 | 8 | 2025 | 2025-10-08 | 18.5 | 9.5 | 15 | 11.5 | 19.5 | 9.5 | 8.5
10 | 9 | 2025 | 2025-10-09 | 7.4 | 6.1 | 4.5 | 2.7 | 6.9 | 2.1 | 4.6 | 10 | 9 | 2025 | 2025-10-09 | 18 | 14 | 15.5 | 13.5 | 21.5 | 15 | 11
10 | 10 | 2025 | 2025-10-10 | 7.3 | 4.4 | 3.6 | 2.9 | 5.8 | 0.9 | 4 | 10 | 10 | 2025 | 2025-10-10 | 17 | 13.5 | 13 | 8.5 | 15.5 | 7.5 | 7.5
10 | 11 | 2025 | 2025-10-11 | 7 | 5.5 | 5.4 | 2.7 | 4.8 | 1.4 | 3.9 | 10 | 11 | 2025 | 2025-10-11 | 15.5 | 15.5 | 9.5 | 8.5 | 18.5 | 5 | 9.5
10 | 12 | 2025 | 2025-10-12 | 7.9 | 6.2 | 5.3 | 3.6 | 6.6 | 2.6 | 5.3 | 10 | 12 | 2025 | 2025-10-12 | 20 | 10.5 | 15 | 13.5 | 20 | 10 | 12.5
10 | 13 | 2025 | 2025-10-13 | 8.6 | 6.4 | 6.1 | 3.7 | 7.5 | 2 | 4.2 | 10 | 13 | 2025 | 2025-10-13 | 15.5 | 12.5 | 14.5 | 12.5 | 21 | 8 | 12.5
10 | 14 | 2025 | 2025-10-14 | 8.2 | 7.7 | 6.5 | 4.2 | 8.1 | 2.1 | 6.3 | 10 | 14 | 2025 | 2025-10-14 | 18.5 | 14.5 | 14.5 | 13.5 | 19.5 | 11 | 11
10 | 15 | 2025 | 2025-10-15 | 11 | 8.1 | 8.1 | 5.9 | 10.4 | 3.8 | 9 | 10 | 15 | 2025 | 2025-10-15 | 20 | 12.5 | 12.5 | 14 | 18 | 11.5 | 14
10 | 16 | 2025 | 2025-10-16 | 12.3 | 7.6 | 8.4 | 6.2 | 10.2 | 5.3 | 8.8 | 10 | 16 | 2025 | 2025-10-16 | 16.5 | 8.5 | 13 | 12 | 14.5 | 8 | 9
10 | 17 | 2025 | 2025-10-17 | 12.9 | 6.5 | 7.2 | 6.1 | 9.1 | 4.7 | 8.1 | 10 | 17 | 2025 | 2025-10-17 | 19 | 9.5 | 14 | 10.5 | 16 | 8 | 11
10 | 18 | 2025 | 2025-10-18 | 11.7 | 7.6 | 7.6 | 6.3 | 9.1 | 4.5 | 8.7 | 10 | 18 | 2025 | 2025-10-18 | 19.5 | 10 | 13.5 | 11.5 | 16 | 7 | 11.5
10 | 19 | 2025 | 2025-10-19 | 13.2 | 8.5 | 7.9 | 5.6 | 9.4 | 4.8 | 8.7 | 10 | 19 | 2025 | 2025-10-19 | 18 | 14.5 | 17 | 10 | 8.5 | 7.5 | 13
10 | 20 | 2025 | 2025-10-20 | 12.8 | 8.6 | 8.5 | 6.9 | 9.7 | 5.7 | 8.2 | 10 | 20 | 2025 | 2025-10-20 | 15 | 10.5 | 14.5 | 7.5 | 10 | 5 | 7
10 | 21 | 2025 | 2025-10-21 | 13.7 | 9.7 | 9.9 | 7.3 | 11.3 | 6 | 10.4 | 10 | 21 | 2025 | 2025-10-21 | 14 | 10.5 | 13.5 | 3 | 7 | 2 | 5.5
10 | 22 | 2025 | 2025-10-22 | 15.6 | 10.4 | 11.1 | 9.5 | 13.3 | 7.6 | 11.9 | 10 | 22 | 2025 | 2025-10-22 | 12.5 | 10.5 | 12 | 5 | 9 | 4.5 | 6
10 | 23 | 2025 | 2025-10-23 | 16 | 10.4 | 10.9 | 9.9 | 13.6 | 8.1 | 13.5 | 10 | 23 | 2025 | 2025-10-23 | 13 | 10.5 | 8.5 | 9.5 | 11 | 7 | 6.5
10 | 24 | 2025 | 2025-10-24 | 17.3 | 10.6 | 11.7 | 10.2 | 14.4 | 9.8 | 15.1 | 10 | 24 | 2025 | 2025-10-24 | 15.5 | 15.5 | 17 | 8.5 | 11 | 7.5 | 8
10 | 25 | 2025 | 2025-10-25 | 16.7 | 10.2 | 10.8 | 10.1 | 13.3 | 8.7 | 14.5 | 10 | 25 | 2025 | 2025-10-25 | 13.5 | 10 | 11.5 | 9.5 | 8 | 6 | 10
10 | 26 | 2025 | 2025-10-26 | 16 | 9.2 | 10.4 | 10.3 | 12.9 | 8.6 | 13.4 | 10 | 26 | 2025 | 2025-10-26 | 16 | 9.5 | 10 | 10 | 11 | 9 | 10.5
10 | 27 | 2025 | 2025-10-27 | 18 | 8.9 | 10.3 | 9.5 | 13 | 7.4 | 12.1 | 10 | 27 | 2025 | 2025-10-27 | 23 | 6 | 7 | 17.5 | 22.5 | 10.5 | 16.5
10 | 28 | 2025 | 2025-10-28 | 17.8 | 9.6 | 11 | 9.5 | 13.4 | 8.6 | 12.9 | 10 | 28 | 2025 | 2025-10-28 | 21 | 7.5 | 13 | 18 | 24 | 16.5 | 15.5
10 | 29 | 2025 | 2025-10-29 | 17.4 | 11.2 | 11.2 | 10.9 | 14.5 | 9.1 | 13.7 | 10 | 29 | 2025 | 2025-10-29 | 23.5 | 19 | 18.5 | 21.5 | 27 | 18.5 | 21
10 | 30 | 2025 | 2025-10-30 | 19.9 | 11.4 | 12.5 | 12.4 | 13.6 | 10.8 | 14.2 | 10 | 30 | 2025 | 2025-10-30 | 25.5 | 18 | 18 | 16.5 | 22 | 16 | 21.5
10 | 31 | 2025 | 2025-10-31 | 18.7 | 10.5 | 12.5 | 12.8 | 14.9 | 10.8 | 15.9 | 10 | 31 | 2025 | 2025-10-31 | 25.5 | 10 | 11.5 | 8.5 | 13 | 7 | 10.5
11 | 1 | 2025 | 2025-11-01 | 18.2 | 11.6 | 12.6 | 12.7 | 15.5 | 11.1 | 15.6 | 11 | 1 | 2025 | 2025-11-01 | 23 | 7.5 | 9.5 | 10.5 | 17 | 7 | 12.5
11 | 2 | 2025 | 2025-11-02 | 18.8 | 11.1 | 12.7 | 12.6 | 15.2 | 9.2 | 15.1 | 11 | 2 | 2025 | 2025-11-02 | 19 | 11 | 15.5 | 10.5 | 19.5 | 6.5 | 8.5
11 | 3 | 2025 | 2025-11-03 | 18.5 | 10 | 11.3 | 11.2 | 14.3 | 10.4 | 14.8 | 11 | 3 | 2025 | 2025-11-03 | 25.5 | 19 | 20 | 16 | 26.5 | 15 | 20
11 | 4 | 2025 | 2025-11-04 | 18.8 | 9.4 | 11.3 | 12 | 13.9 | 10.5 | 15.6 | 11 | 4 | 2025 | 2025-11-04 | 32 | 22.5 | 23.5 | 22.5 | 20.5 | 19 | 18
11 | 5 | 2025 | 2025-11-05 | 18.4 | 10.5 | 12.2 | 12.5 | 14.6 | 10.4 | 14.7 | 11 | 5 | 2025 | 2025-11-05 | 35.5 | 18 | 12.5 | 18.5 | 17 | 17 | 21.5
11 | 6 | 2025 | 2025-11-06 | 19.8 | 11.1 | 12.4 | 14.5 | 17.1 | 12.7 | 17.9 | 11 | 6 | 2025 | 2025-11-06 | 25.5 | 13.5 | 18 | 13.5 | 14.5 | 20 | 24
11 | 7 | 2025 | 2025-11-07 | 22.2 | 12.5 | 13.9 | 14.9 | 17.4 | 13 | 19.5 | 11 | 7 | 2025 | 2025-11-07 | 19.5 | 9 | 11.5 | 17 | 15.5 | 15.5 | 16.5
11 | 8 | 2025 | 2025-11-08 | 23.2 | 13.5 | 14.9 | 16.6 | 18.9 | 15.6 | 20.1 | 11 | 8 | 2025 | 2025-11-08 | 23 | 11 | 15 | 15 | 21 | 12.5 | 15
11 | 9 | 2025 | 2025-11-09 | 22.6 | 14.3 | 15.4 | 18.7 | 19.3 | 17.3 | 20.4 | 11 | 9 | 2025 | 2025-11-09 | 21 | 17 | 17.5 | 17 | 23.5 | 17 | 18
11 | 10 | 2025 | 2025-11-10 | 23.7 | 14.4 | 15.3 | 16.6 | 19.3 | 16.1 | 20.8 | 11 | 10 | 2025 | 2025-11-10 | 20 | 13.5 | 13.5 | 16.5 | 13.5 | 14.5 | 14.5
11 | 11 | 2025 | 2025-11-11 | 24.2 | 15.7 | 17 | 17.9 | 20.1 | 15.9 | 20.7 | 11 | 11 | 2025 | 2025-11-11 | 19 | 9.5 | 13 | 19 | 24.5 | 16.5 | 8
11 | 12 | 2025 | 2025-11-12 | 25.5 | 15.7 | 17.1 | 19 | 19.5 | 17.4 | 20.8 | 11 | 12 | 2025 | 2025-11-12 | 10.5 | 9.5 | 11.5 | 14.5 | 11 | 12 | 13.5
11 | 13 | 2025 | 2025-11-13 | 25.3 | 15.1 | 15.4 | 17.8 | 19.3 | 16.2 | 20.4 | 11 | 13 | 2025 | 2025-11-13 | 21 | 8 | 9.5 | 12.5 | 18 | 9.5 | 17
11 | 14 | 2025 | 2025-11-14 | 24.9 | 15 | 15.4 | 16.8 | 19.9 | 16.1 | 19.8 | 11 | 14 | 2025 | 2025-11-14 | 28 | 14.5 | 18 | 19.5 | 25 | 17 | 16
11 | 15 | 2025 | 2025-11-15 | 26.3 | 15.3 | 16.9 | 19.5 | 21.7 | 16.8 | 22.4 | 11 | 15 | 2025 | 2025-11-15 | 30 | 15.5 | 17.5 | 18 | 27 | 15.5 | 22.5
11 | 16 | 2025 | 2025-11-16 | 27.8 | 16.9 | 16.9 | 20.8 | 21.5 | 20.2 | 22.5 | 11 | 16 | 2025 | 2025-11-16 | 26 | 16.5 | 23 | 15.5 | 18 | 13.5 | 15.5
11 | 17 | 2025 | 2025-11-17 | 28.1 | 16.7 | 17.6 | 21.2 | 21.3 | 20.4 | 23.6 | 11 | 17 | 2025 | 2025-11-17 | 21 | 15 | 16.5 | 10.5 | 22.5 | 10.5 | 14
11 | 18 | 2025 | 2025-11-18 | 28.3 | 18 | 18.5 | 21.7 | 22.9 | 21.4 | 24.2 | 11 | 18 | 2025 | 2025-11-18 | 21.5 | 14.5 | 12.5 | 13.5 | 19 | 8 | 11
11 | 19 | 2025 | 2025-11-19 | 27.9 | 18.1 | 18.3 | 21.5 | 22.7 | 20.8 | 24.2 | 11 | 19 | 2025 | 2025-11-19 | 17.5 | 22 | 16 | 10 | 13.5 | 9 | 11
11 | 20 | 2025 | 2025-11-20 | 26.9 | 17.3 | 17.9 | 19.1 | 21.6 | 18 | 22.6 | 11 | 20 | 2025 | 2025-11-20 | 29 | 27 | 24.5 | 30 | 29 | 25 | 30
11 | 21 | 2025 | 2025-11-21 | 24.7 | 15.5 | 16.8 | 18.8 | 20.4 | 17.8 | 22.5 | 11 | 21 | 2025 | 2025-11-21 | 36.5 | 28 | 24.5 | 37 | 44 | 34 | 33.5
11 | 22 | 2025 | 2025-11-22 | 24.1 | 16.3 | 16.1 | 16.7 | 19.1 | 16.5 | 20.9 | 11 | 22 | 2025 | 2025-11-22 | 38 | 24.5 | 20.5 | 38 | 43 | 34 | 35.5
11 | 23 | 2025 | 2025-11-23 | 24.7 | 17.4 | 17.2 | 16.9 | 20.6 | 16.7 | 20.6 | 11 | 23 | 2025 | 2025-11-23 | 35.5 | 22 | 22.5 | 35.5 | 39.5 | 32.5 | 32.5
11 | 24 | 2025 | 2025-11-24 | 26.2 | 16.6 | 17.9 | 18.3 | 21.5 | 17.1 | 22.3 | 11 | 24 | 2025 | 2025-11-24 | 33.5 | 20.5 | 23.5 | 34 | 27.5 | 31.5 | 33
11 | 25 | 2025 | 2025-11-25 | 25.4 | 16.2 | 17.2 | 18 | 20.7 | 17.4 | 23 | 11 | 25 | 2025 | 2025-11-25 | 28 | 19.5 | 21.5 | 29.5 | 29.5 | 28.5 | 29.5
11 | 26 | 2025 | 2025-11-26 | 25.7 | 16.7 | 17.5 | 17.3 | 20.5 | 16.5 | 22 | 11 | 26 | 2025 | 2025-11-26 | 30.5 | 20 | 21.5 | 32.5 | 29 | 30 | 30.5
11 | 27 | 2025 | 2025-11-27 | 26.8 | 15.7 | 17.2 | 18.4 | 22.5 | 17.3 | 22.3 | 11 | 27 | 2025 | 2025-11-27 | 28 | 14.5 | 17.5 | 31.5 | 30 | 31.5 | 29.5
11 | 28 | 2025 | 2025-11-28 | 28.5 | 17.4 | 18.7 | 20.8 | 24.5 | 19.8 | 24.7 | 11 | 28 | 2025 | 2025-11-28 | 29 | 17.5 | 19 | 29.5 | 27.5 | 27.5 | 29
11 | 29 | 2025 | 2025-11-29 | 28.4 | 18.2 | 18.5 | 21.4 | 23.6 | 20.8 | 25.4 | 11 | 29 | 2025 | 2025-11-29 | 31.5 | 13 | 20 | 29 | 24 | 33.5 | 33
11 | 30 | 2025 | 2025-11-30 | 29.5 | 17.2 | 18.6 | 21.8 | 22.5 | 21 | 25.6 | 11 | 30 | 2025 | 2025-11-30 | 28 | 12.5 | 14.5 | 23 | 15.5 | 25 | 30
12 | 1 | 2025 | 2025-12-01 | 28.1 | 17.6 | 19 | 20.6 | 23 | 19 | 24.7 | 12 | 1 | 2025 | 2025-12-01 | 20 | 12 | 12.5 | 8.5 | 10.5 | 8.5 | 19
12 | 2 | 2025 | 2025-12-02 | 27.5 | 16.8 | 18.8 | 21.5 | 22.6 | 20 | 25.7 | 12 | 2 | 2025 | 2025-12-02 | 21.5 | 23 | 22.5 | 17.5 | 20.5 | 17 | 22
12 | 3 | 2025 | 2025-12-03 | 29.5 | 18 | 18.6 | 21.7 | 23.1 | 21.3 | 25.8 | 12 | 3 | 2025 | 2025-12-03 | 38.5 | 27.5 | 25.5 | 38 | 38 | 36.5 | 29
12 | 4 | 2025 | 2025-12-04 | 29.9 | 16.9 | 19.1 | 22.5 | 25.5 | 21.3 | 27.3 | 12 | 4 | 2025 | 2025-12-04 | 50 | 30 | 32.5 | 46.5 | 50 | 44 | 39
12 | 5 | 2025 | 2025-12-05 | 30.7 | 18.6 | 20.3 | 23.4 | 24.8 | 22 | 27.8 | 12 | 5 | 2025 | 2025-12-05 | 51.5 | 32.5 | 36 | 47.5 | 50.5 | 45.5 | 45
12 | 6 | 2025 | 2025-12-06 | 31.1 | 19.2 | 19.9 | 23.8 | 24.6 | 23 | 28.5 | 12 | 6 | 2025 | 2025-12-06 | 49 | 37 | 33.5 | 51 | 49.5 | 46.5 | 39
12 | 7 | 2025 | 2025-12-07 | 31.7 | 18.9 | 19.8 | 24.2 | 26 | 23.3 | 26.8 | 12 | 7 | 2025 | 2025-12-07 | 56.5 | 39.5 | 39 | 55 | 63.5 | 49.5 | 48
12 | 8 | 2025 | 2025-12-08 | 32 | 18.9 | 19.1 | 22.8 | 25.6 | 22.4 | 26.6 | 12 | 8 | 2025 | 2025-12-08 | 64 | 37.5 | 38 | 55 | 63 | 49.5 | 51
12 | 9 | 2025 | 2025-12-09 | 30.4 | 17.5 | 18.5 | 22.6 | 23.9 | 21.6 | 26.9 | 12 | 9 | 2025 | 2025-12-09 | 57.5 | 33 | 38 | 44 | 49.5 | 41.5 | 45.5
12 | 10 | 2025 | 2025-12-10 | 31.6 | 17.9 | 19.5 | 23.8 | 24.7 | 24.4 | 28.5 | 12 | 10 | 2025 | 2025-12-10 | 51.5 | 28 | 28.5 | 32 | 38 | 33.5 | 41
12 | 11 | 2025 | 2025-12-11 | 31.9 | 17.3 | 19.4 | 25.8 | 26 | 26.2 | 28.8 | 12 | 11 | 2025 | 2025-12-11 | 47.5 | 25.5 | 30 | 40.5 | 38 | 40 | 40
12 | 12 | 2025 | 2025-12-12 | 31.5 | 16.9 | 18.4 | 22.6 | 25 | 22.4 | 26.8 | 12 | 12 | 2025 | 2025-12-12 | 41.5 | 23.5 | 28 | 37 | 32.5 | 32 | 38
12 | 13 | 2025 | 2025-12-13 | 31 | 16.7 | 18.3 | 22.7 | 24.2 | 20.4 | 26.9 | 12 | 13 | 2025 | 2025-12-13 | 33.5 | 19 | 17.5 | 25.5 | 26 | 22 | 33
12 | 14 | 2025 | 2025-12-14 | 30.8 | 17.3 | 18.6 | 25.5 | 26.6 | 24.5 | 27.8 | 12 | 14 | 2025 | 2025-12-14 | 31.5 | 16 | 16 | 20.5 | 24.5 | 19 | 25.5
12 | 15 | 2025 | 2025-12-15 | 34.2 | 18.3 | 19.7 | 26.1 | 26.6 | 25.4 | 28.4 | 12 | 15 | 2025 | 2025-12-15 | 33.5 | 15.5 | 13.5 | 13.5 | 16 | 10 | 26.5
12 | 16 | 2025 | 2025-12-16 | 33.4 | 17.4 | 18.2 | 26.2 | 25.6 | 25.1 | 28 | 12 | 16 | 2025 | 2025-12-16 | 38 | 19.5 | 21 | 18.5 | 21 | 16.5 | 22.5
12 | 17 | 2025 | 2025-12-17 | 33.1 | 17.1 | 18.4 | 25.3 | 26.2 | 23.8 | 27.3 | 12 | 17 | 2025 | 2025-12-17 | 35.5 | 22 | 22.5 | 23 | 17 | 20 | 28
12 | 18 | 2025 | 2025-12-18 | 33.5 | 17.5 | 19.7 | 25.4 | 27.1 | 25.8 | 28.6 | 12 | 18 | 2025 | 2025-12-18 | 35.5 | 20 | 21.5 | 20.5 | 23.5 | 19 | 24.5
12 | 19 | 2025 | 2025-12-19 | 34.2 | 17.8 | 20 | 25.8 | 27.4 | 24.9 | 28.5 | 12 | 19 | 2025 | 2025-12-19 | 39.5 | 27 | 25.5 | 33 | 35.5 | 32 | 32
12 | 20 | 2025 | 2025-12-20 | 35.7 | 18.2 | 20.1 | 26.9 | 26.8 | 25.3 | 28 | 12 | 20 | 2025 | 2025-12-20 | 44.5 | 26.5 | 25.5 | 27 | 30.5 | 24.5 | 31.5
12 | 21 | 2025 | 2025-12-21 | 68.81 | 41.69 | 40.78 | 58.15 | 59.53 | 60.73 | 56.55 | 12 | 21 | 2025 | 2025-12-21 | 33.5 | 25.5 | 19 | 21 | 19 | 25.5 | 30
12 | 22 | 2025 | 2025-12-22 | 34 | 18.2 | 18.9 | 25 | 27 | 24.9 | 28.4 | 12 | 22 | 2025 | 2025-12-22 | 28.5 | 23.5 | 14.5 | 17 | 17.5 | 21 | 29.5
12 | 23 | 2025 | 2025-12-23 | 33.4 | 16.2 | 18.7 | 24 | 26.4 | 23.5 | 27.9 | 12 | 23 | 2025 | 2025-12-23 | 26 | 15.5 | 19 | 12.5 | 17 | 12 | 19
12 | 24 | 2025 | 2025-12-24 | 33.1 | 18 | 19.6 | 24.5 | 27.2 | 24 | 28.5 | 12 | 24 | 2025 | 2025-12-24 | 40.5 | 20.5 | 25 | 22 | 26 | 20 | 25.5
12 | 25 | 2025 | 2025-12-25 | 33 | 20.1 | 19.8 | 24.6 | 27.3 | 25.2 | 29.9 | 12 | 25 | 2025 | 2025-12-25 | 43 | 25 | 27 | 29.5 | 25.5 | 30.5 | 32.5
12 | 26 | 2025 | 2025-12-26 | 32.5 | 18.4 | 19.3 | 24.2 | 27 | 24.7 | 29 | 12 | 26 | 2025 | 2025-12-26 | 40.5 | 20.5 | 26.5 | 29.5 | 20.5 | 30 | 33
12 | 27 | 2025 | 2025-12-27 | 32 | 19.1 | 19.2 | 24.8 | 26.2 | 24.5 | 27.9 | 12 | 27 | 2025 | 2025-12-27 | 42.5 | 21 | 23.5 | 29 | 23 | 27 | 36
12 | 28 | 2025 | 2025-12-28 | 31.8 | 19.4 | 19.5 | 23.5 | 25.4 | 22.1 | 27.6 | 12 | 28 | 2025 | 2025-12-28 | 37.5 | 17.5 | 22.5 | 26 | 27 | 31 | 27
12 | 29 | 2025 | 2025-12-29 | 32.5 | 19.4 | 19.3 | 23.4 | 26.4 | 22.7 | 27.3 | 12 | 29 | 2025 | 2025-12-29 | 44 | 20 | 23.5 | 32.5 | 27 | 28.5 | 35.5
12 | 30 | 2025 | 2025-12-30 | 33.6 | 17.8 | 18.7 | 23.6 | 27.9 | 21.9 | 27.2 | 12 | 30 | 2025 | 2025-12-30 | 40.5 | 18 | 21.5 | 31.5 | 21 | 27.5 | 33.5
12 | 31 | 2025 | 2025-12-31 | 34.1 | 19 | 19.5 | 26 | 28.6 | 24.3 | 27.5 | 12 | 31 | 2025 | 2025-12-31 | 32 | 16 | 20.5 | 19.5 | 18 | 21 | 24
1 | 1 | 2026 | 2026-01-01 | 34.4 | 20.1 | 20.3 | 26.4 | 27.6 | 24.3 | 27.6 | 1 | 1 | 2026 | 2026-01-01 | 29 | 18.5 | 23.5 | 24 | 23.5 | 26.5 | 30.5
1 | 2 | 2026 | 2026-01-02 | 33.3 | 18.9 | 19 | 24.1 | 26.2 | 22.4 | 27.7 | 1 | 2 | 2026 | 2026-01-02 | 32.5 | 15 | 17.5 | 25.5 | 20.5 | 20.5 | 30
1 | 3 | 2026 | 2026-01-03 | 31.6 | 17.6 | 17.8 | 23.3 | 25.9 | 22.5 | 26.4 | 1 | 3 | 2026 | 2026-01-03 | 34 | 23.5 | 24 | 23 | 26.5 | 19 | 24
1 | 4 | 2026 | 2026-01-04 | 30.3 | 17.4 | 17.5 | 22.4 | 23.9 | 20.9 | 25.1 | 1 | 4 | 2026 | 2026-01-04 | 42 | 25.5 | 26 | 28 | 35 | 24.5 | 31
1 | 5 | 2026 | 2026-01-05 | 32.2 | 18.3 | 18.2 | 23 | 24.1 | 21.3 | 26 | 1 | 5 | 2026 | 2026-01-05 | 47 | 26 | 23.5 | 29.5 | 32 | 30 | 32
1 | 6 | 2026 | 2026-01-06 | 33.2 | 18.5 | 18.9 | 25.2 | 25.9 | 23.7 | 27 | 1 | 6 | 2026 | 2026-01-06 | 43.5 | 26.5 | 23 | 35.5 | 30.5 | 33 | 34.5
1 | 7 | 2026 | 2026-01-07 | 32.8 | 17.5 | 19.4 | 24.1 | 25.6 | 23.4 | 26.7 | 1 | 7 | 2026 | 2026-01-07 | 36 | 19 | 17.5 | 27 | 21 | 27.5 | 29
1 | 8 | 2026 | 2026-01-08 | 32.2 | 19.2 | 19.9 | 25.3 | 26 | 23.3 | 27.5 | 1 | 8 | 2026 | 2026-01-08 | 34.5 | 14.5 | 14.5 | 21 | 20.5 | 19 | 28
1 | 9 | 2026 | 2026-01-09 | 32.9 | 19.5 | 19.5 | 26.2 | 25.3 | 23.9 | 28.5 | 1 | 9 | 2026 | 2026-01-09 | 31.5 | 15.5 | 20 | 18 | 22.5 | 17 | 25.5
1 | 10 | 2026 | 2026-01-10 | 33.3 | 20.3 | 20.3 | 27.2 | 28.6 | 25.3 | 29.4 | 1 | 10 | 2026 | 2026-01-10 | 30.5 | 11 | 13.5 | 13.5 | 15 | 10.5 | 14.5
1 | 11 | 2026 | 2026-01-11 | 32 | 19.8 | 19.8 | 25.3 | 26.5 | 24.3 | 28 | 1 | 11 | 2026 | 2026-01-11 | 20.5 | 11.5 | 14.5 | 9.5 | 18 | 7.5 | 11.5
1 | 12 | 2026 | 2026-01-12 | 32 | 19.3 | 20 | 25.7 | 26 | 24.9 | 28 | 1 | 12 | 2026 | 2026-01-12 | 26.5 | 14.5 | 13.5 | 14 | 22 | 13 | 12
1 | 13 | 2026 | 2026-01-13 | 31.6 | 18.9 | 19.2 | 23.7 | 26.1 | 22.5 | 27.1 | 1 | 13 | 2026 | 2026-01-13 | 27 | 9.5 | 13.5 | 15 | 23 | 12 | 14
1 | 14 | 2026 | 2026-01-14 | 33.1 | 19.8 | 19.9 | 24.2 | 25.3 | 22.2 | 27.9 | 1 | 14 | 2026 | 2026-01-14 | 30.5 | 11 | 13.5 | 15.5 | 22 | 15 | 17.5
1 | 15 | 2026 | 2026-01-15 | 34.2 | 19 | 20 | 24.9 | 26.2 | 24.1 | 27.9 | 1 | 15 | 2026 | 2026-01-15 | 33.5 | 17 | 19 | 16 | 20 | 14 | 16
1 | 16 | 2026 | 2026-01-16 | 32.3 | 18.7 | 19.4 | 23.3 | 24.4 | 22.3 | 27.8 | 1 | 16 | 2026 | 2026-01-16 | 35 | 19 | 17 | 23 | 21 | 23.5 | 24
1 | 17 | 2026 | 2026-01-17 | 32.7 | 17.4 | 19.2 | 22.6 | 23.8 | 20.9 | 26.1 | 1 | 17 | 2026 | 2026-01-17 | 34.5 | 22 | 18 | 28.5 | 21 | 30.5 | 29.5
1 | 18 | 2026 | 2026-01-18 | 31.9 | 19.1 | 20.1 | 23.3 | 24.9 | 21.5 | 26.5 | 1 | 18 | 2026 | 2026-01-18 | 36.5 | 20.5 | 22 | 31 | 25 | 30 | 28.5
1 | 19 | 2026 | 2026-01-19 | 31.7 | 19.6 | 19.7 | 22.8 | 24.9 | 22.1 | 26.6 | 1 | 19 | 2026 | 2026-01-19 | 36.5 | 19 | 23.5 | 31 | 21 | 29.5 | 27.5
1 | 20 | 2026 | 2026-01-20 | 33.6 | 20.3 | 20.5 | 23.8 | 25.9 | 22.8 | 27.1 | 1 | 20 | 2026 | 2026-01-20 | 36 | 20 | 22 | 31.5 | 32.5 | 29.5 | 28
1 | 21 | 2026 | 2026-01-21 | 31.1 | 18.3 | 19.5 | 23.6 | 23.4 | 21.2 | 26.8 | 1 | 21 | 2026 | 2026-01-21 | 35.5 | 22.5 | 23 | 32 | 29 | 31 | 29
1 | 22 | 2026 | 2026-01-22 | 28.2 | 17.4 | 18.6 | 19.7 | 21.8 | 19.8 | 25.6 | 1 | 22 | 2026 | 2026-01-22 | 36.5 | 21 | 19 | 32 | 29 | 30 | 28
1 | 23 | 2026 | 2026-01-23 | 28.1 | 17.8 | 17.6 | 19.6 | 21.9 | 18 | 24.6 | 1 | 23 | 2026 | 2026-01-23 | 39 | 22 | 16.5 | 31.5 | 35 | 29 | 26
1 | 24 | 2026 | 2026-01-24 | 30 | 16.6 | 17.2 | 19 | 21.8 | 18.5 | 23.3 | 1 | 24 | 2026 | 2026-01-24 | 36 | 18.5 | 18 | 31.5 | 34 | 29 | 27.5
1 | 25 | 2026 | 2026-01-25 | 29.9 | 17.4 | 17.5 | 19.2 | 21.7 | 19.1 | 22.6 | 1 | 25 | 2026 | 2026-01-25 | 37.5 | 20 | 20 | 34 | 29.5 | 30.5 | 29.5
1 | 26 | 2026 | 2026-01-26 | 30 | 17 | 16.6 | 20.2 | 22.4 | 19.4 | 23.2 | 1 | 26 | 2026 | 2026-01-26 | 37 | 23 | 24 | 34.5 | 22 | 32 | 30.5
1 | 27 | 2026 | 2026-01-27 | 30.5 | 17.1 | 17.8 | 20.5 | 24.2 | 19.4 | 23.4 | 1 | 27 | 2026 | 2026-01-27 | 36 | 25 | 24.5 | 33.5 | 36 | 31.5 | 28
1 | 28 | 2026 | 2026-01-28 | 30.5 | 17.2 | 17.4 | 21.8 | 22.4 | 20.6 | 24.2 | 1 | 28 | 2026 | 2026-01-28 | 37.5 | 19.5 | 13.5 | 29.5 | 29 | 27.5 | 26.5
1 | 29 | 2026 | 2026-01-29 | 30 | 16.9 | 16.8 | 21.7 | 21.8 | 19.9 | 22.8 | 1 | 29 | 2026 | 2026-01-29 | 30.5 | 19.5 | 5.5 | 18.5 | 17 | 20.5 | 26
1 | 30 | 2026 | 2026-01-30 | 29.8 | 17.1 | 16.9 | 20.4 | 20.9 | 19.9 | 22 | 1 | 30 | 2026 | 2026-01-30 | 34.5 | 19 | 10.5 | 20.5 | 27 | 18 | 21.5
1 | 31 | 2026 | 2026-01-31 | 29.1 | 16.1 | 17.3 | 19.3 | 20.9 | 18.6 | 23.4 | 1 | 31 | 2026 | 2026-01-31 | 37 | 25 | 17.5 | 23.5 | 28 | 23.5 | 24.5
2 | 1 | 2026 | 2026-02-01 | 28.7 | 16.9 | 17.3 | 20.8 | 21.2 | 18.6 | 23.5 | 2 | 1 | 2026 | 2026-02-01 | 36 | 29 | 19 | 27 | 31 | 27.5 | 29
2 | 2 | 2026 | 2026-02-02 | 29.6 | 16.4 | 17.5 | 22.3 | 22.6 | 19 | 24.3 | 2 | 2 | 2026 | 2026-02-02 | 39.5 | 24 | 21 | 33.5 | 32 | 31.5 | 31
2 | 3 | 2026 | 2026-02-03 | 31.3 | 17.7 | 18.3 | 22.9 | 22.5 | 20.2 | 24.6 | 2 | 3 | 2026 | 2026-02-03 | 38.5 | 28.5 | 25.5 | 35.5 | 36 | 31.5 | 31.5
2 | 4 | 2026 | 2026-02-04 | 33.1 | 18.6 | 18.5 | 23.3 | 25.2 | 20.5 | 25.3 | 2 | 4 | 2026 | 2026-02-04 | 48.5 | 33 | 29 | 41 | 41.5 | 40 | 37
2 | 5 | 2026 | 2026-02-05 | 32.6 | 18.1 | 18.7 | 24.4 | 25.4 | 21.6 | 26.2 | 2 | 5 | 2026 | 2026-02-05 | 53 | 34.5 | 35.5 | 49 | 52 | 47.5 | 43
2 | 6 | 2026 | 2026-02-06 | 30.5 | 17 | 18.2 | 22.9 | 22.5 | 20.2 | 24.4 | 2 | 6 | 2026 | 2026-02-06 | 50 | 34.5 | 38.5 | 51.5 | 56.5 | 49 | 46
2 | 7 | 2026 | 2026-02-07 | 28.4 | 16.6 | 17.9 | 21.5 | 22.3 | 19.9 | 23.6 | 2 | 7 | 2026 | 2026-02-07 | 46.5 | 32 | 38 | 48 | 43.5 | 45.5 | 51.5
2 | 8 | 2026 | 2026-02-08 | 28.3 | 16.2 | 16.4 | 21.6 | 22.9 | 19.5 | 21.9 | 2 | 8 | 2026 | 2026-02-08 | 38 | 28 | 28.5 | 44 | 51 | 41 | 40.5
2 | 9 | 2026 | 2026-02-09 | 29.3 | 16.7 | 16.9 | 20.8 | 22.4 | 18.5 | 21.4 | 2 | 9 | 2026 | 2026-02-09 | 37 | 26 | 28 | 39.5 | 43.5 | 38 | 35.5
2 | 10 | 2026 | 2026-02-10 | 29.1 | 17.8 | 16.8 | 22.2 | 22.1 | 20.7 | 22.5 | 2 | 10 | 2026 | 2026-02-10 | 39.5 | 21 | 23.5 | 30.5 | 32.5 | 26.5 | 36.5
2 | 11 | 2026 | 2026-02-11 | 26.9 | 16.4 | 16.7 | 21.5 | 22 | 20.1 | 21.3 | 2 | 11 | 2026 | 2026-02-11 | 31.5 | 17.5 | 19 | 20 | 28 | 17.5 | 32
2 | 12 | 2026 | 2026-02-12 | 27.3 | 15.4 | 15.9 | 20.7 | 22.4 | 18.2 | 20.3 | 2 | 12 | 2026 | 2026-02-12 | 25 | 11.5 | 14.5 | 10.5 | 16.5 | 9.5 | 16
2 | 13 | 2026 | 2026-02-13 | 26.4 | 16.1 | 16 | 20 | 21.9 | 17.2 | 20.9 | 2 | 13 | 2026 | 2026-02-13 | 21 | 14.5 | 14.5 | 14.5 | 18.5 | 13 | 17
2 | 14 | 2026 | 2026-02-14 | 28 | 16.6 | 16.7 | 20.6 | 22.6 | 20.2 | 21.3 | 2 | 14 | 2026 | 2026-02-14 | 24 | 13 | 15 | 14 | 21 | 11.5 | 16.5
2 | 15 | 2026 | 2026-02-15 | 28.3 | 15.6 | 15.9 | 19.7 | 21.3 | 18.1 | 20.8 | 2 | 15 | 2026 | 2026-02-15 | 21 | 14 | 19.5 | 17.5 | 13.5 | 15.5 | 26.5
2 | 16 | 2026 | 2026-02-16 | 26.1 | 16.2 | 16.4 | 17.8 | 20.2 | 15.9 | 19.2 | 2 | 16 | 2026 | 2026-02-16 | 22 | 18 | 21.5 | 17.5 | 22 | 14.5 | 19
2 | 17 | 2026 | 2026-02-17 | 25.8 | 16.1 | 16.6 | 18.1 | 21.2 | 16.9 | 18.6 | 2 | 17 | 2026 | 2026-02-17 | 19 | 17 | 19.5 | 14.5 | 17 | 11.5 | 17
2 | 18 | 2026 | 2026-02-18 | 23.8 | 15.9 | 16.9 | 18.1 | 21.9 | 16.1 | 19.3 | 2 | 18 | 2026 | 2026-02-18 | 22.5 | 15.5 | 19 | 13 | 18.5 | 12 | 21.5
2 | 19 | 2026 | 2026-02-19 | 24.5 | 16.4 | 17.4 | 18.4 | 20.9 | 15.8 | 19.3 | 2 | 19 | 2026 | 2026-02-19 | 29 | 17 | 22 | 20 | 27 | 18 | 20.5
2 | 20 | 2026 | 2026-02-20 | 23.3 | 17.4 | 18.1 | 18.8 | 22.1 | 16.9 | 20 | 2 | 20 | 2026 | 2026-02-20 | 29.5 | 15 | 21 | 17 | 23 | 15.5 | 18.5
2 | 21 | 2026 | 2026-02-21 | 23.6 | 15.9 | 16.8 | 19.4 | 21.7 | 18.3 | 19.6 | 2 | 21 | 2026 | 2026-02-21 | 26 | 24 | 23.5 | 19 | 22.5 | 17.5 | 17
2 | 22 | 2026 | 2026-02-22 | 23.7 | 16 | 15.7 | 18.6 | 21.3 | 16.6 | 18.8 | 2 | 22 | 2026 | 2026-02-22 | 26.5 | 26.5 | 16.5 | 22 | 23 | 21.5 | 24.5
2 | 23 | 2026 | 2026-02-23 | 24.5 | 15.7 | 16.1 | 17.7 | 20.9 | 16.7 | 18.2 | 2 | 23 | 2026 | 2026-02-23 | 22.5 | 28 | 12.5 | 17.5 | 21.5 | 21 | 24
2 | 24 | 2026 | 2026-02-24 | 24.2 | 15.5 | 16.9 | 18.9 | 21.2 | 16.5 | 19.1 | 2 | 24 | 2026 | 2026-02-24 | 20.5 | 26.5 | 18 | 27 | 19 | 26 | 24.5
2 | 25 | 2026 | 2026-02-25 | 23.9 | 15.4 | 17.3 | 19.1 | 20.7 | 17.7 | 18.9 | 2 | 25 | 2026 | 2026-02-25 | 22.5 | 22.5 | 13.5 | 29.5 | 30.5 | 28.5 | 23
2 | 26 | 2026 | 2026-02-26 | 24.3 | 15.8 | 16.4 | 18.2 | 21.7 | 15.3 | 19.3 | 2 | 26 | 2026 | 2026-02-26 | 16.5 | 22 | 13 | 29 | 32.5 | 26 | 21.5
2 | 27 | 2026 | 2026-02-27 | 23.9 | 15.3 | 15.6 | 17.1 | 21.2 | 15.1 | 17.5 | 2 | 27 | 2026 | 2026-02-27 | 19 | 19 | 15.5 | 26 | 25.5 | 24 | 21.5
2 | 28 | 2026 | 2026-02-28 | 22.7 | 15.3 | 16.2 | 16.4 | 21.5 | 14.7 | 17.6 | 2 | 28 | 2026 | 2026-02-28 | 21 | 15 | 13 | 20.5 | 27 | 19.5 | 21.5
3 | 1 | 2026 | 2026-03-01 | 22.8 | 15.6 | 16.9 | 15.7 | 20.8 | 14.4 | 18.8 | 3 | 1 | 2026 | 2026-03-01 | 26 | 25.5 | 17.5 | 30 | 28.5 | 27.5 | 28.5
3 | 2 | 2026 | 2026-03-02 | 21.9 | 15.5 | 15.4 | 15.8 | 19.4 | 13.2 | 17.6 | 3 | 2 | 2026 | 2026-03-02 | 21.5 | 28 | 4 | 35.5 | 21 | 33 | 35
3 | 3 | 2026 | 2026-03-03 | 22 | 15.8 | 16.1 | 14.4 | 19.7 | 13.4 | 15.3 | 3 | 3 | 2026 | 2026-03-03 | 16 | 19 | 7.5 | 19.5 | 15.5 | 19.5 | 29
3 | 4 | 2026 | 2026-03-04 | 21.6 | 14.2 | 15.2 | 14.5 | 19.8 | 13.1 | 16 | 3 | 4 | 2026 | 2026-03-04 | 20.5 | 21 | 6 | 11 | 17 | 8 | 16
3 | 5 | 2026 | 2026-03-05 | 21.6 | 13.1 | 14.8 | 13.4 | 18 | 11.6 | 15.1 | 3 | 5 | 2026 | 2026-03-05 | 15.5 | 13.5 | 1 | 6.5 | 7 | 2.5 | 6
3 | 6 | 2026 | 2026-03-06 | 21.2 | 13.1 | 14.1 | 12.7 | 16.8 | 10.9 | 15 | 3 | 6 | 2026 | 2026-03-06 | 16 | 8.5 | 1 | 8 | 16.5 | 6 | 10.5
3 | 7 | 2026 | 2026-03-07 | 21.1 | 13.1 | 14 | 13.9 | 17.6 | 10.6 | 14.8 | 3 | 7 | 2026 | 2026-03-07 | 19.5 | 11 | 1 | 13 | 16.5 | 9 | 12.5
3 | 8 | 2026 | 2026-03-08 | 20.2 | 13.3 | 15 | 13.6 | 19.2 | 12.5 | 16.1 | 3 | 8 | 2026 | 2026-03-08 | 24 | 12 | 13.5 | 11.5 | 14 | 6 | 17.5
3 | 9 | 2026 | 2026-03-09 | 21.5 | 14.4 | 16.3 | 15.2 | 20.5 | 13.4 | 17.5 | 3 | 9 | 2026 | 2026-03-09 | 10.5 | 10.5 | 7.5 | 5 | 8 | 2 | 7
3 | 10 | 2026 | 2026-03-10 | 22.4 | 15 | 16.6 | 17.6 | 20.9 | 14.8 | 19.1 | 3 | 10 | 2026 | 2026-03-10 | 20 | 12 | 15.5 | 12 | 21 | 12 | 9.5
3 | 11 | 2026 | 2026-03-11 | 21.1 | 15.6 | 16.1 | 16.7 | 20.3 | 14 | 18.8 | 3 | 11 | 2026 | 2026-03-11 | 23 | 14 | 16 | 15.5 | 21 | 13 | 14.5
3 | 12 | 2026 | 2026-03-12 | 21.3 | 14.5 | 15.3 | 15.6 | 19.6 | 14.2 | 17.7 | 3 | 12 | 2026 | 2026-03-12 | 21.5 | 15.5 | 12.5 | 13.5 | 17.5 | 12 | 17
3 | 13 | 2026 | 2026-03-13 | 21.1 | 15 | 15.3 | 15.3 | 18.5 | 13.5 | 17.8 | 3 | 13 | 2026 | 2026-03-13 | 20 | 14 | 16.5 | 13 | 16.5 | 10 | 12.5
3 | 14 | 2026 | 2026-03-14 | 21.2 | 14.7 | 15.8 | 14.4 | 18.4 | 12.5 | 17.3 | 3 | 14 | 2026 | 2026-03-14 | 18 | 10 | 9.5 | 10 | 15 | 6.5 | 9
3 | 15 | 2026 | 2026-03-15 | 20.2 | 14.7 | 16 | 13.8 | 18.2 | 11.6 | 17.7 | 3 | 15 | 2026 | 2026-03-15 | 19.5 | 10.5 | 9 | 9 | 11.5 | 6.5 | 12.5
3 | 16 | 2026 | 2026-03-16 | 20.7 | 14.2 | 15.9 | 13.7 | 17.9 | 12.5 | 16.1 | 3 | 16 | 2026 | 2026-03-16 | 15 | 14 | 13.5 | 5.5 | 6.5 | 4 | 5
3 | 17 | 2026 | 2026-03-17 | 20.5 | 13.8 | 16 | 15.1 | 18.4 | 12.4 | 16.4 | 3 | 17 | 2026 | 2026-03-17 | 25 | 17 | 16 | 17 | 24 | 15 | 15
3 | 18 | 2026 | 2026-03-18 | 21.3 | 13.8 | 16.3 | 14.5 | 19.2 | 12.5 | 16 | 3 | 18 | 2026 | 2026-03-18 | 26 | 17 | 18 | 20 | 25.5 | 17.5 | 19
3 | 19 | 2026 | 2026-03-19 | 20.7 | 14 | 16.5 | 14.5 | 17.9 | 12.7 | 15.8 | 3 | 19 | 2026 | 2026-03-19 | 20.5 | 15.5 | 18 | 14 | 21.5 | 13.5 | 14.5
3 | 20 | 2026 | 2026-03-20 | 19.8 | 13.6 | 15.7 | 13.2 | 16.8 | 11.3 | 15.6 | 3 | 20 | 2026 | 2026-03-20 | 26.5 | 18 | 22.5 | 19.5 | 26.5 | 17.5 | 19.5
3 | 21 | 2026 | 2026-03-21 | 19.4 | 12.5 | 14.6 | 13.5 | 16.7 | 12.2 | 14.7 | 3 | 21 | 2026 | 2026-03-21 | 29.5 | 19.5 | 20 | 22 | 30 | 19.5 | 21.5
3 | 22 | 2026 | 2026-03-22 | 18.1 | 12.2 | 14.4 | 12 | 16.9 | 11.1 | 15 | 3 | 22 | 2026 | 2026-03-22 | 26 | 22.5 | 20.5 | 20.5 | 24 | 18 | 19.5
3 | 23 | 2026 | 2026-03-23 | 18 | 11.1 | 13.3 | 11.9 | 16.6 | 10.5 | 14.3 | 3 | 23 | 2026 | 2026-03-23 | 25 | 17 | 14.5 | 16 | 21 | 13 | 15.5
3 | 24 | 2026 | 2026-03-24 | 16.9 | 11.3 | 12.9 | 11.8 | 17.6 | 9.4 | 13.3 | 3 | 24 | 2026 | 2026-03-24 | 18.5 | 9 | 5.5 | 11 | 15.5 | 9 | 13.5
3 | 25 | 2026 | 2026-03-25 | 16.3 | 11.6 | 13.3 | 11.7 | 16.2 | 9.6 | 12.1 | 3 | 25 | 2026 | 2026-03-25 | 17.5 | 8.5 | 11 | 15.5 | 16 | 13 | 11
3 | 26 | 2026 | 2026-03-26 | 14.5 | 12.3 | 13.6 | 9.7 | 15.9 | 8 | 12.4 | 3 | 26 | 2026 | 2026-03-26 | 21 | 10 | 17.5 | 13.5 | 20 | 12.5 | 16.5
3 | 27 | 2026 | 2026-03-27 | 15.1 | 12.2 | 13 | 10.7 | 15.1 | 9.6 | 12.6 | 3 | 27 | 2026 | 2026-03-27 | 21.5 | 11 | 11.5 | 12 | 17.5 | 9 | 14.5
3 | 28 | 2026 | 2026-03-28 | 15.4 | 11.3 | 12 | 9.8 | 14.3 | 8.8 | 10.9 | 3 | 28 | 2026 | 2026-03-28 | 24.5 | 9.5 | 12.5 | 15.5 | 12 | 13 | 18
3 | 29 | 2026 | 2026-03-29 | 14.5 | 10.7 | 12.2 | 8.6 | 13.7 | 6.9 | 10.1 | 3 | 29 | 2026 | 2026-03-29 | 14 | 9.5 | 14.5 | 10 | 17 | 7.5 | 14
3 | 30 | 2026 | 2026-03-30 | 14.8 | 10 | 11.2 | 10 | 14 | 7.2 | 10.1 | 3 | 30 | 2026 | 2026-03-30 | 21.5 | 14 | 16 | 15 | 25 | 11 | 16.5
3 | 31 | 2026 | 2026-03-31 | 14 | 10.2 | 11.9 | 9.4 | 15 | 7.8 | 10.8 | 3 | 31 | 2026 | 2026-03-31 | 20.5 | 11 | 16.5 | 14.5 | 23 | 12 | 17.5
4 | 1 | 2026 | 2026-04-01 | 15.4 | 10.9 | 12.7 | 10.8 | 16.2 | 9.1 | 11.6 | 4 | 1 | 2026 | 2026-04-01 | 18 | 10 | 13.5 | 14.5 | 25 | 11.5 | 6
4 | 2 | 2026 | 2026-04-02 | 16.9 | 11.3 | 12.5 | 11 | 16 | 9.5 | 11.5 | 4 | 2 | 2026 | 2026-04-02 | 19.5 | 10.5 | 13.5 | 11.5 | 19 | 9.5 | 7.5
4 | 3 | 2026 | 2026-04-03 | 15.9 | 11.4 | 12.7 | 10.8 | 16.2 | 9.3 | 11.9 | 4 | 3 | 2026 | 2026-04-03 | 21.5 | 13 | 14.5 | 11 | 19.5 | 7.5 | 13.5
4 | 4 | 2026 | 2026-04-04 | 14.2 | 10.8 | 11.7 | 9.4 | 13.6 | 7.7 | 11.5 | 4 | 4 | 2026 | 2026-04-04 | 14 | 9 | 13.5 | 11 | 16 | 8.5 | 11
4 | 5 | 2026 | 2026-04-05 | 12.4 | 10.3 | 10.5 | 7.8 | 12 | 6.4 | 9.6 | 4 | 5 | 2026 | 2026-04-05 | 20 | 11 | 11.5 | 12 | 16 | 9.5 | 11.5
4 | 6 | 2026 | 2026-04-06 | 12.4 | 9.4 | 10.6 | 7.1 | 11.3 | 5.5 | 8.4 | 4 | 6 | 2026 | 2026-04-06 | 11.5 | 9.5 | 10.5 | 4 | 10 | 3 | 5.5
4 | 7 | 2026 | 2026-04-07 | 13.9 | 9.7 | 11.8 | 8.1 | 14.7 | 7 | 10 | 4 | 7 | 2026 | 2026-04-07 | 13.5 | 2 | 1 | 1 | 8 | 0.5 | 3.5
4 | 8 | 2026 | 2026-04-08 | 15.1 | 11.5 | 12.3 | 10.6 | 16.9 | 8.4 | 10.5 | 4 | 8 | 2026 | 2026-04-08 | 7 | 10 | 6.5 | 0 | 5 | 0 | 2.5
4 | 9 | 2026 | 2026-04-09 | 15.3 | 10.6 | 11 | 10.7 | 15.4 | 8 | 11.2 | 4 | 9 | 2026 | 2026-04-09 | 13.5 | 12.5 | 13 | 6.5 | 12 | 4.5 | 3.5
4 | 10 | 2026 | 2026-04-10 | 15.1 | 10.7 | 11.2 | 10 | 13.9 | 7.8 | 11 | 4 | 10 | 2026 | 2026-04-10 | 14 | 11.5 | 14.5 | 9 | 16 | 8.5 | 8
4 | 11 | 2026 | 2026-04-11 | 14.7 | 10.8 | 11.7 | 9.7 | 15 | 7.4 | 10.1 | 4 | 11 | 2026 | 2026-04-11 | 14 | 8 | 11 | 6 | 12 | 4.5 | 6.5
4 | 12 | 2026 | 2026-04-12 | 15.1 | 10.9 | 13 | 10.6 | 15.5 | 8.3 | 10.5 | 4 | 12 | 2026 | 2026-04-12 | 14.5 | 9.5 | 9 | 11 | 17 | 7.5 | 5
4 | 13 | 2026 | 2026-04-13 | 14.2 | 11 | 11.9 | 10.1 | 14.3 | 7.9 | 10.7 | 4 | 13 | 2026 | 2026-04-13 | 17.5 | 8.5 | 8 | 12.5 | 17 | 11 | 11.5
4 | 14 | 2026 | 2026-04-14 | 14 | 10.8 | 10.6 | 10 | 13.4 | 6.8 | 9.3 | 4 | 14 | 2026 | 2026-04-14 | 21 | 11 | 8 | 8.5 | 14 | 5.5 | 11.5
4 | 15 | 2026 | 2026-04-15 | 12.8 | 9.3 | 10.1 | 8 | 11.6 | 5.4 | 8.7 | 4 | 15 | 2026 | 2026-04-15 | 17 | 9.5 | 12.5 | 7 | 12 | 5 | 5.5
4 | 16 | 2026 | 2026-04-16 | 11.8 | 8.2 | 8.5 | 6.5 | 10.7 | 4.9 | 8 | 4 | 16 | 2026 | 2026-04-16 | 16 | 9.5 | 12 | 8 | 15.5 | 7.5 | 5
4 | 17 | 2026 | 2026-04-17 | 11.7 | 8.2 | 8.4 | 6.1 | 11 | 4.8 | 7.5 | 4 | 17 | 2026 | 2026-04-17 | 13 | 9.5 | 15 | 11 | 14.5 | 8 | 5.5
4 | 18 | 2026 | 2026-04-18 | 12.2 | 7.8 | 8.6 | 7.2 | 11.6 | 5.4 | 7.1 | 4 | 18 | 2026 | 2026-04-18 | 16.5 | 11.5 | 17.5 | 11.5 | 16.5 | 10 | 11
4 | 19 | 2026 | 2026-04-19 | 11 | 9.1 | 10.2 | 7.5 | 11.9 | 5.7 | 7 | 4 | 19 | 2026 | 2026-04-19 | 14 | 11.5 | 17 | 10 | 14.5 | 9 | 12
4 | 20 | 2026 | 2026-04-20 | 11 | 8.1 | 9.3 | 7.3 | 10.7 | 5.5 | 7.3 | 4 | 20 | 2026 | 2026-04-20 | 14 | 10.5 | 11 | 8.5 | 13.5 | 6 | 12
4 | 21 | 2026 | 2026-04-21 | 10.5 | 6.5 | 8.7 | 6.7 | 10 | 5.3 | 6.8 | 4 | 21 | 2026 | 2026-04-21 | 14 | 9.5 | 7 | 7.5 | 9.5 | 6.5 | 5
4 | 22 | 2026 | 2026-04-22 | 8.5 | 6.8 | 7.9 | 5.2 | 10.1 | 4 | 6.5 | 4 | 22 | 2026 | 2026-04-22 | 20 | 9.5 | 13.5 | 13 | 16 | 10 | 7.5
4 | 23 | 2026 | 2026-04-23 | 9.8 | 6.3 | 7.5 | 5.6 | 11.4 | 3.9 | 6.4 | 4 | 23 | 2026 | 2026-04-23 | 21.5 | 9.5 | 13.5 | 12 | 15.5 | 11.5 | 14.5
4 | 24 | 2026 | 2026-04-24 | 12.1 | 6.5 | 8.8 | 6.8 | 12.2 | 5.2 | 8.2 | 4 | 24 | 2026 | 2026-04-24 | 11.5 | 9.5 | 11.5 | 5.5 | 9.5 | 5 | 3
4 | 25 | 2026 | 2026-04-25 | 12.1 | 7.3 | 9.6 | 7.4 | 12.7 | 5.7 | 8.1 | 4 | 25 | 2026 | 2026-04-25 | 21 | 10.5 | 13.5 | 12 | 20 | 12 | 9
4 | 26 | 2026 | 2026-04-26 | 14 | 8.4 | 10.6 | 9 | 14.6 | 6.8 | 9 | 4 | 26 | 2026 | 2026-04-26 | 24 | 12.5 | 14 | 11 | 20.5 | 9.5 | 12.5
4 | 27 | 2026 | 2026-04-27 | 14.5 | 8.9 | 10.4 | 8.7 | 13.7 | 7 | 8.9 | 4 | 27 | 2026 | 2026-04-27 | 24 | 10.5 | 14.5 | 11.5 | 19.5 | 10 | 11.5
4 | 28 | 2026 | 2026-04-28 | 12.6 | 8.3 | 10 | 6.9 | 11.8 | 5.2 | 7.3 | 4 | 28 | 2026 | 2026-04-28 | 21.5 | 8 | 13.5 | 11.5 | 18 | 9.5 | 13.5
4 | 29 | 2026 | 2026-04-29 | 11.1 | 7 | 8.5 | 6.8 | 11.4 | 5.7 | 6.7 | 4 | 29 | 2026 | 2026-04-29 | 18 | 2.5 | 2 | 8 | 11 | 4.5 | 6.5
4 | 30 | 2026 | 2026-04-30 | 11.3 | 7 | 8.8 | 6.9 | 11.2 | 5.2 | 6.7 | 4 | 30 | 2026 | 2026-04-30 | 10.5 | 1.5 | 0 | 2.5 | 3 | 0.5 | 2.5
5 | 1 | 2026 | 2026-05-01 | 11 | 6.4 | 7.6 | 5.9 | 10.5 | 4.6 | 5.9 | 5 | 1 | 2026 | 2026-05-01 | 5.5 | 0 | 0 | 0 | 0 | 0 | 0
5 | 2 | 2026 | 2026-05-02 | 9.1 | 5.5 | 7 | 5.1 | 9.8 | 3.2 | 5.6 | 5 | 2 | 2026 | 2026-05-02 | 2 | 3.5 | 3 | 0 | 0.5 | 0 | 0
5 | 3 | 2026 | 2026-05-03 | 10 | 5.9 | 7.7 | 5.2 | 11.7 | 3.4 | 5 | 5 | 3 | 2026 | 2026-05-03 | 7 | 5 | 10 | 0.5 | 7.5 | 0 | 0
5 | 4 | 2026 | 2026-05-04 | 10.9 | 6 | 8.8 | 5.2 | 11.5 | 3.6 | 5.3 | 5 | 4 | 2026 | 2026-05-04 | 7.5 | 6.5 | 10 | 5 | 12.5 | 2 | 2.5
5 | 5 | 2026 | 2026-05-05 | 8.9 | 5.1 | 6.2 | 4.7 | 10.1 | 3.4 | 4.7 | 5 | 5 | 2026 | 2026-05-05 | 16 | 6.5 | 7.5 | 6 | 14.5 | 3.5 | 7
5 | 6 | 2026 | 2026-05-06 | 8.6 | 4.7 | 5.2 | 3.7 | 9.2 | 2.7 | 3.7 | 5 | 6 | 2026 | 2026-05-06 | 14 | 6.5 | 11 | 4 | 16.5 | 4 | 5
5 | 7 | 2026 | 2026-05-07 | 9.4 | 4.8 | 6.2 | 3.5 | 8.7 | 2.6 | 4.2 | 5 | 7 | 2026 | 2026-05-07 | 13 | 6 | 9 | 3.5 | 14.5 | 1.5 | 0.5
5 | 8 | 2026 | 2026-05-08 | 7.4 | 4.1 | 5.9 | 3.3 | 8.7 | 2.5 | 3.8 | 5 | 8 | 2026 | 2026-05-08 | 13 | 7 | 10 | 6.5 | 10 | 1.5 | 4
5 | 9 | 2026 | 2026-05-09 | 8.5 | 3.8 | 5.9 | 3.6 | 9.3 | 3.3 | 4.8 | 5 | 9 | 2026 | 2026-05-09 | 14 | 6 | 10.5 | 8 | 14 | 4.5 | 7
5 | 10 | 2026 | 2026-05-10 | 7.7 | 4.6 | 5.5 | 3.7 | 8.8 | 2.7 | 4.2 | 5 | 10 | 2026 | 2026-05-10 | 17.5 | 7 | 12 | 9.5 | 17.5 | 6.5 | 6
5 | 11 | 2026 | 2026-05-11 | 6.7 | 5 | 5.9 | 3.1 | 7.3 | 2.6 | 3 | 5 | 11 | 2026 | 2026-05-11 | 12.5 | 3 | 7.5 | 7.5 | 14.5 | 5 | 5.5
5 | 12 | 2026 | 2026-05-12 | 7.4 | 5.3 | 6.1 | 3.6 | 7.5 | 3 | 3.7 | 5 | 12 | 2026 | 2026-05-12 | 12.5 | 0 | 1 | 5.5 | 11.5 | 4 | 5
5 | 13 | 2026 | 2026-05-13 | 7.5 | 4 | 5.2 | 3.7 | 7.2 | 2.1 | 3.4 | 5 | 13 | 2026 | 2026-05-13 | 9 | 0 | 0 | 0.5 | 5 | 0 | 0
5 | 14 | 2026 | 2026-05-14 | 6.4 | 4.8 | 5.1 | 2.7 | 6.9 | 2 | 3.2 | 5 | 14 | 2026 | 2026-05-14 | 4 | 0 | 0 | 0 | 1 | 0 | 0
5 | 15 | 2026 | 2026-05-15 | 4.9 | 3.6 | 4.7 | 2.4 | 5.7 | 1.4 | 2.4 | 5 | 15 | 2026 | 2026-05-15 | 1 | 0 | 0 | 0 | 0 | 0 | 0
5 | 16 | 2026 | 2026-05-16 | 5.9 | 3.8 | 4.9 | 2.5 | 6.9 | 1.4 | 2.4 | 5 | 16 | 2026 | 2026-05-16 | 0 | 0 | 4 | 0 | 1 | 0 | 0
5 | 17 | 2026 | 2026-05-17 | 6.9 | 4 | 5 | 2.9 | 6.7 | 2.1 | 3 | 5 | 17 | 2026 | 2026-05-17 | 4 | 1.5 | 5.5 | 0 | 6.5 | 0 | 0
5 | 18 | 2026 | 2026-05-18 | 5.7 | 3.8 | 4.8 | 2.3 | 6.4 | 2.1 | 2.6 | 5 | 18 | 2026 | 2026-05-18 | 11 | 2.5 | 6.5 | 5.5 | 8.5 | 0.5 | 1.5
5 | 19 | 2026 | 2026-05-19 | 6.1 | 3.8 | 5 | 2.8 | 5.7 | 1.7 | 2.7 | 5 | 19 | 2026 | 2026-05-19 | 8 | 0 | 4.5 | 3.5 | 8.5 | 0 | 2
5 | 20 | 2026 | 2026-05-20 | 5 | 2.8 | 3.6 | 1.8 | 4.9 | 1.1 | 2 | 5 | 20 | 2026 | 2026-05-20 | 8.5 | 0 | 3.5 | 0 | 7.5 | 0 | 0
5 | 21 | 2026 | 2026-05-21 | 5.3 | 1.9 | 4 | 2.1 | 6.7 | 1.1 | 2.4 | 5 | 21 | 2026 | 2026-05-21 | 1.5 | 3 | 3.5 | 0 | 3 | 0 | 0
5 | 22 | 2026 | 2026-05-22 | 5.7 | 3.3 | 5.2 | 2.3 | 7.9 | 1.7 | 3.1 | 5 | 22 | 2026 | 2026-05-22 | 1.5 | 0 | 0 | 0 | 0.5 | 0 | 0
5 | 23 | 2026 | 2026-05-23 | 6.8 | 2.7 | 4.9 | 3.2 | 6.9 | 1.7 | 3.2 | 5 | 23 | 2026 | 2026-05-23 | 0 | 0 | 0 | 0 | 1 | 0 | 0
5 | 24 | 2026 | 2026-05-24 | 6.2 | 3.4 | 5.3 | 2.7 | 7 | 1.7 | 3.4 | 5 | 24 | 2026 | 2026-05-24 | 2.5 | 2 | 5 | 0 | 3.5 | 0 | 0
5 | 25 | 2026 | 2026-05-25 | 6.4 | 3.8 | 5.4 | 2.9 | 6.8 | 1.8 | 2.6 | 5 | 25 | 2026 | 2026-05-25 | 2.5 | 5 | 10 | 0 | 1 | 0 | 0
5 | 26 | 2026 | 2026-05-26 | 5.3 | 2.3 | 3 | 1.6 | 4 | 1.2 | 1.9 | 5 | 26 | 2026 | 2026-05-26 | 3.5 | 4.5 | 5.5 | 0 | 5 | 0 | 2
5 | 27 | 2026 | 2026-05-27 | 3.8 | 1.8 | 2.6 | 1.3 | 3.7 | 0.8 | 1 | 5 | 27 | 2026 | 2026-05-27 | 6.5 | 4 | 7.5 | 5 | 10 | 1 | 4.5
5 | 28 | 2026 | 2026-05-28 | 3.8 | 1.9 | 2.6 | 1.2 | 3.5 | 0.9 | 0.9 | 5 | 28 | 2026 | 2026-05-28 | 15.5 | 5 | 7.5 | 1 | 15 | 0 | 3
5 | 29 | 2026 | 2026-05-29 | 3.9 | 2.2 | 3.2 | 0.8 | 3.7 | 0.5 | 0.9 | 5 | 29 | 2026 | 2026-05-29 | 12 | 6.5 | 6.5 | 2 | 10.5 | 0 | 4.5
5 | 30 | 2026 | 2026-05-30 | 2.9 | 3.1 | 3.3 | 1.1 | 5.2 | 0.7 | 1.4 | 5 | 30 | 2026 | 2026-05-30 | 8 | 5.5 | 7.5 | 0 | 4 | 0 | 0
5 | 31 | 2026 | 2026-05-31 | 4.5 | 2.7 | 3.7 | 1.5 | 5.8 | 0.9 | 1.4 | 5 | 31 | 2026 | 2026-05-31 | 5 | 1.5 | 4 | 0 | 2.5 | 0 | 0
6 | 1 | 2026 | 2026-06-01 | 5.1 | 2.2 | 3.8 | 1 | 5.7 | 0.4 | 1 | 6 | 1 | 2026 | 2026-06-01 | 3.5 | 0 | 0.5 | 0 | 0.5 | 0 | 0
6 | 2 | 2026 | 2026-06-02 | 5.2 | 2.9 | 3.8 | 1.2 | 5.8 | 0.3 | 1.5 | 6 | 2 | 2026 | 2026-06-02 | 1.5 | 0 | 1 | 0 | 0 | 0 | 0
6 | 3 | 2026 | 2026-06-03 | 5.7 | 2.3 | 2.6 | 1.9 | 5.5 | 1.5 | 1.4 | 6 | 3 | 2026 | 2026-06-03 | 2 | 0 | 5.5 | 0 | 1.5 | 0 | 0
6 | 4 | 2026 | 2026-06-04 | 5.4 | 2.3 | 2.5 | 2 | 5.3 | 1.7 | 1.3 | 6 | 4 | 2026 | 2026-06-04 | 2 | 0 | 7.5 | 0 | 2 | 0 | 0
6 | 5 | 2026 | 2026-06-05 | 4.5 | 2 | 2.8 | 1.5 | 4.9 | 0.7 | 1.5 | 6 | 5 | 2026 | 2026-06-05 | 3 | 1.5 | 4.5 | 0 | 1 | 0 | 0
6 | 6 | 2026 | 2026-06-06 | 3.5 | 2.1 | 2.9 | 0.7 | 5.3 | 0.8 | 1.3 | 6 | 6 | 2026 | 2026-06-06 | 4 | 1 | 3 | 0 | 2.5 | 0 | 0
6 | 7 | 2026 | 2026-06-07 | 4.2 | 1.4 | 1.8 | 0.7 | 3.7 | 0.3 | 0.7 | 6 | 7 | 2026 | 2026-06-07 | 2.5 | 0 | 1.5 | 0 | 1 | 0 | 0
6 | 8 | 2026 | 2026-06-08 | 3.2 | 1 | 1.7 | 0.4 | 3.6 | 0.1 | 0.7 | 6 | 8 | 2026 | 2026-06-08 | 0 | 0 | 0.5 | 0 | 0 | 0 | 0
6 | 9 | 2026 | 2026-06-09 | 3 | 1.4 | 1.8 | 0.5 | 3.9 | 0.1 | 0.6 | 6 | 9 | 2026 | 2026-06-09 | 1.5 | 0 | 3 | 0 | 0 | 0 | 0
6 | 10 | 2026 | 2026-06-10 | 3.2 | 1.9 | 2.2 | 0.7 | 3.7 | 0.1 | 0.5 | 6 | 10 | 2026 | 2026-06-10 | 1 | 2 | 4 | 0 | 3 | 0 | 0
6 | 11 | 2026 | 2026-06-11 | 3.9 | 1.4 | 2.2 | 1.1 | 4.2 | 0.5 | 0.6 | 6 | 11 | 2026 | 2026-06-11 | 2.5 | 1.5 | 0 | 0 | 2.5 | 0 | 0
6 | 12 | 2026 | 2026-06-12 | 3 | 1.4 | 2.4 | 0.5 | 4.8 | 0.3 | 0.9 | 6 | 12 | 2026 | 2026-06-12 | 0.5 | 0 | 3 | 0 | 3 | 0 | 0
6 | 13 | 2026 | 2026-06-13 | 3.4 | 1.2 | 2.2 | 0.7 | 2.4 | 0.3 | 0.5 | 6 | 13 | 2026 | 2026-06-13 | 10 | 0.5 | 2.5 | 2 | 9 | 0 | 6.5
6 | 14 | 2026 | 2026-06-14 | 2.3 | 1.3 | 1.3 | 0.7 | 1.5 | 0.2 | 0.4 | 6 | 14 | 2026 | 2026-06-14 | 8 | 3.5 | 4.5 | 0 | 9.5 | 0 | 0
6 | 15 | 2026 | 2026-06-15 | 1.4 | 0.9 | 1.3 | 0.2 | 1.4 | 0 | 0.4 | 6 | 15 | 2026 | 2026-06-15 | 8 | 3.5 | 4.5 | 0 | 8 | 0 | 0
6 | 16 | 2026 | 2026-06-16 | 1.6 | 1.1 | 1.7 | 0 | 2.4 | 0 | 0.5 | 6 | 16 | 2026 | 2026-06-16 | 11.5 | 3.5 | 7 | 3.5 | 11 | 2.5 | 4.5
6 | 17 | 2026 | 2026-06-17 | 2.5 | 1.3 | 1.8 | 0.4 | 3.1 | 0.5 | 0.7 | 6 | 17 | 2026 | 2026-06-17 | 14.5 | 0.5 | 4.5 | 9 | 14 | 7.5 | 0
6 | 18 | 2026 | 2026-06-18 | 2.2 | 1.1 | 1.8 | 0.1 | 2.8 | 0 | 0.5 | 6 | 18 | 2026 | 2026-06-18 | 8.5 | 1 | 4 | 0 | 5 | 0 | 0
6 | 19 | 2026 | 2026-06-19 | 1.6 | 0.9 | 2.1 | 0.1 | 2 | 0.1 | 0.5 | 6 | 19 | 2026 | 2026-06-19 | 1.5 | 0 | 0 | 0 | 0 | 0 | 0
6 | 20 | 2026 | 2026-06-20 | 1.9 | 0.9 | 1.6 | 0 | 2.1 | 0 | 0.3 | 6 | 20 | 2026 | 2026-06-20 | 0 | 4 | 4 | 0 | 2.5 | 0 | 0
6 | 21 | 2026 | 2026-06-21 | 1 | 0.8 | 0.7 | 0.1 | 1.7 | 0 | 0.2 | 6 | 21 | 2026 | 2026-06-21 | 2.5 | 2.5 | 2.5 | 0 | 4.5 | 0 | 0
6 | 22 | 2026 | 2026-06-22 | 1.2 | 0.9 | 1.1 | 0.2 | 1 | 0 | 0.4 | 6 | 22 | 2026 | 2026-06-22 | 1.5 | 0 | 1 | 0 | 0.5 | 0 | 0
6 | 23 | 2026 | 2026-06-23 | 1.4 | 0.8 | 1 | 0 | 1 | 0 | 0.2 | 6 | 23 | 2026 | 2026-06-23 | 0 | 0 | 1 | 0 | 0 | 0 | 0
6 | 24 | 2026 | 2026-06-24 | 1.5 | 0.6 | 0.8 | 0.1 | 0.9 | 0 | 0.2 | 6 | 24 | 2026 | 2026-06-24 | 0 | 0 | 0 | 0 | 0 | 0 | 0
6 | 25 | 2026 | 2026-06-25 | 1.4 | 0.6 | 0.8 | 0 | 1.5 | 0 | 0.3 | 6 | 25 | 2026 | 2026-06-25 | 4 | 0 | 0 | 0 | 3 | 0 | 0
6 | 26 | 2026 | 2026-06-26 | 1.4 | 0.7 | 1 | 0.1 | 1.3 | 0 | 0.3 | 6 | 26 | 2026 | 2026-06-26 | 1.5 | 0 | 0 | 0 | 0.5 | 0 | 0
6 | 27 | 2026 | 2026-06-27 | 1.1 | 0.6 | 0.9 | 0 | 1.2 | 0 | 0.2 | 6 | 27 | 2026 | 2026-06-27 | 0 | 0 | 0 | 0 | 1.5 | 0 | 0
6 | 28 | 2026 | 2026-06-28 | 1 | 0.4 | 1 | 0 | 0.7 | 0 | 0.2 | 6 | 28 | 2026 | 2026-06-28 | 0 | 0 | 0 | 0 | 2.5 | 0 | 0
6 | 29 | 2026 | 2026-06-29 | 0.7 | 0.2 | 0.6 | 0 | 0.8 | 0 | 0.1 | 6 | 29 | 2026 | 2026-06-29 | 2.5 | 0 | 5 | 0 | 3 | 0 | 0
6 | 30 | 2026 | 2026-06-30 | 0.3 | 0.2 | 0.6 | 0 | 1 | 0 | 0 | 6 | 30 | 2026 | 2026-06-30 | 1.5 | 0 | 0 | 0 | 0 | 0 | 0
7 | 1 | 2026 | 2026-07-01 | 0.5 | 0.2 | 0.3 | 0 | 0.5 | 0 | 0.1 | 7 | 1 | 2026 | 2026-07-01 | 0 | 0 | 0 | 0 | 0 | 0 | 0
7 | 2 | 2026 | 2026-07-02 | 0.3 | 0.5 | 0.5 | 0 | 0.7 | 0 | 0 | 7 | 2 | 2026 | 2026-07-02 | 0 | 0 | 0 | 0 | 0 | 0 | 0
7 | 3 | 2026 | 2026-07-03 | 0.5 | 0.2 | 0.4 | 0 | 0.7 | 0 | 0.1 | 7 | 3 | 2026 | 2026-07-03 | 0 | 0 | 2 | 0 | 0 | 0 | 0
7 | 4 | 2026 | 2026-07-04 | 0.3 | 0 | 0.5 | 0 | 0.4 | 0 | 0 | 7 | 4 | 2026 | 2026-07-04 | 0 | 0 | 0.5 | 0 | 0 | 0 | 0
7 | 5 | 2026 | 2026-07-05 | 0.2 | 0.1 | 0.5 | 0 | 0.4 | 0 | 0 | 7 | 5 | 2026 | 2026-07-05 | 0 | 0 | 0 | 0 | 0 | 0 | 0
7 | 6 | 2026 | 2026-07-06 | 0 | 0.4 | 0.3 | 0 | 0.3 | 0 | 0.1 | 7 | 6 | 2026 | 2026-07-06 | 0 | 0 | 0 | 0 | 0 | 0 | 0
7 | 7 | 2026 | 2026-07-07 | 0.1 | 0.2 | 0.2 | 0 | 0.3 | 0 | 0 | 7 | 7 | 2026 | 2026-07-07 | 0 | 0 | 0 | 0 | 0 | 0 | 0
7 | 8 | 2026 | 2026-07-08 | 0.3 | 0.1 | 0.1 | 0 | 0.4 | 0 | 0 | 7 | 8 | 2026 | 2026-07-08 | 0 | 0 | 0 | 0 | 0 | 0 | 0
7 | 9 | 2026 | 2026-07-09 | 0.2 | 0.1 | 0.2 | 0 | 0.3 | 0 | 0 | 7 | 9 | 2026 | 2026-07-09 | 0 | 0 | 0 | 0 | 0 | 0 | 0
7 | 10 | 2026 | 2026-07-10 | 0 | 0.3 | 0.3 | 0 | 0.3 | 0 | 0 | 7 | 10 | 2026 | 2026-07-10 | 0 | 0 | 0 | 0 | 0 | 0 | 0
7 | 11 | 2026 | 2026-07-11 | 0.1 | 0.6 | 0.1 | 0 | 0 | 0 | 0 | 7 | 11 | 2026 | 2026-07-11 | 0 | 0 | 0 | 0 | 0 | 0 | 0
7 | 12 | 2026 | 2026-07-12 | 0.1 | 0.2 | 0.1 | 0 | 0.3 | 0 | 0 | 7 | 12 | 2026 | 2026-07-12 | 0 | 0 | 0 | 0 | 0 | 0 | 0
7 | 13 | 2026 | 2026-07-13 | 0.4 | 0.2 | 0.1 | 0 | 0 | 0 | 0 | 7 | 13 | 2026 | 2026-07-13 | 0 | 0 | 0 | 0 | 0 | 0 | 0
7 | 14 | 2026 | 2026-07-14 | 0.1 | 0.3 | 0.2 | 0 | 0.1 | 0 | 0 | 7 | 14 | 2026 | 2026-07-14 | 0 | 0 | 0 | 0 | 0 | 0 | 0
7 | 15 | 2026 | 2026-07-15 | 0.1 | 0.1 | 0.2 | 0 | 0.5 | 0 | 0 | 7 | 15 | 2026 | 2026-07-15 | 0 | 0 | 0 | 0 | 0 | 0 | 0
7 | 16 | 2026 | 2026-07-16 | 0 | 0.2 | 0.5 | 0 | 0.4 | 0 | 0 | 7 | 16 | 2026 | 2026-07-16 | 0 | 0 | 0 | 0 | 0 | 0 | 0
7 | 17 | 2026 | 2026-07-17 | 0.1 | 0.1 | 0.4 | 0 | 0.5 | 0 | 0 | 7 | 17 | 2026 | 2026-07-17 | 0 | 0 | 0 | 0 | 0 | 0 | 0
7 | 18 | 2026 | 2026-07-18 | 0.2 | 0.2 | 0.2 | 0 | 0.3 | 0 | 0 | 7 | 18 | 2026 | 2026-07-18 | 0 | 0 | 0 | 0 | 0 | 0 | 0
7 | 19 | 2026 | 2026-07-19 | 0 | 0 | 0.1 | 0 | 0.1 | 0 | 0 | 7 | 19 | 2026 | 2026-07-19 | 0 | 0 | 0 | 0 | 0 | 0 | 0
7 | 20 | 2026 | 2026-07-20 | 0 | 0 | 0 | 0 | 0 | 0 | 0 | 7 | 20 | 2026 | 2026-07-20 | 0 | 0 | 2 | 0 | 0 | 0 | 0
7 | 21 | 2026 | 2026-07-21 | 0 | 0.1 | 0.2 | 0 | 0 | 0 | 0 | 7 | 21 | 2026 | 2026-07-21 | 0 | 0 | 0 | 0 | 0 | 0 | 0
7 | 22 | 2026 | 2026-07-22 | 0 | 0 | 0 | 0 | 0.1 | 0 | 0 | 7 | 22 | 2026 | 2026-07-22 | 0 | 0.5 | 1 | 0 | 0 | 0 | 0
7 | 23 | 2026 | 2026-07-23 | 0 | 0 | 0 | 0 | 0.2 | 0 | 0 | 7 | 23 | 2026 | 2026-07-23 | 0 | 0.5 | 1 | 0 | 8 | 0 | 0
7 | 24 | 2026 | 2026-07-24 | 0 | 0 | 0 | 0 | 0.4 | 0 | 0 | 7 | 24 | 2026 | 2026-07-24 | 2 | 0 | 0 | 0 | 7 | 0 | 0
7 | 25 | 2026 | 2026-07-25 | 0 | 0.1 | 0 | 0 | 0 | 0 | 0 | 7 | 25 | 2026 | 2026-07-25 | 0 | 0 | 0 | 0 | 0 | 0 | 0
7 | 26 | 2026 | 2026-07-26 | 0 | 0 | 0.1 | 0 | 0 | 0 | 0 | 7 | 26 | 2026 | 2026-07-26 | 0 | 0 | 0 | 0 | 0 | 0 | 0
7 | 27 | 2026 | 2026-07-27 | 0 | 0 | 0 | 0 | 0 | 0 | 0 | 7 | 27 | 2026 | 2026-07-27 | 0 | 0 | 0 | 0 | 0 | 0 | 0
7 | 28 | 2026 | 2026-07-28 | 0 | 0 | 0 | 0 | 0 | 0 | 0 | 7 | 28 | 2026 | 2026-07-28 | 0 | 0 | 0 | 0 | 0 | 0 | 0
7 | 29 | 2026 | 2026-07-29 | 0 | 0 | 0.1 | 0 | 0 | 0 | 0 | 7 | 29 | 2026 | 2026-07-29 | 0 | 0 | 0 | 0 | 0 | 0 | 0
7 | 30 | 2026 | 2026-07-30 | 0 | 0 | 0 | 0 | 0 | 0 | 0 | 7 | 30 | 2026 | 2026-07-30 | 0 | 0 | 0 | 0 | 0 | 0 | 0
7 | 31 | 2026 | 2026-07-31 | 0 | 0 | 0 | 0 | 0 | 0 | 0 | 7 | 31 | 2026 | 2026-07-31 | 0 | 0 | 0 | 0 | 0 | 0 | 0
8 | 1 | 2026 | 2026-08-01 | 0 | 0.1 | 0 | 0 | 0 | 0 | 0 | 8 | 1 | 2026 | 2026-08-01 | 0 | 0 | 0 | 0 | 0 | 0 | 0
8 | 2 | 2026 | 2026-08-02 | 0 | 0 | 0 | 0 | 0.2 | 0 | 0 | 8 | 2 | 2026 | 2026-08-02 | 0 | 0 | 0 | 0 | 0 | 0 | 0
8 | 3 | 2026 | 2026-08-03 | 0 | 0 | 0 | 0 | 0 | 0 | 0 | 8 | 3 | 2026 | 2026-08-03 | 0 | 0 | 0 | 0 | 0 | 0 | 0
8 | 4 | 2026 | 2026-08-04 | 0 | 0 | 0 | 0 | 0 | 0 | 0 | 8 | 4 | 2026 | 2026-08-04 | 0 | 0 | 0 | 0 | 0 | 0 | 0
8 | 5 | 2026 | 2026-08-05 | 0 | 0 | 0 | 0 | 0 | 0 | 0 | 8 | 5 | 2026 | 2026-08-05 | 0 | 0 | 0 | 0 | 0 | 0 | 0
8 | 6 | 2026 | 2026-08-06 | 0 | 0 | 0.1 | 0 | 0.1 | 0 | 0 | 8 | 6 | 2026 | 2026-08-06 | 0 | 0 | 0 | 0 | 0 | 0 | 0
8 | 7 | 2026 | 2026-08-07 | 0 | 0 | 0 | 0 | 0.3 | 0 | 0 | 8 | 7 | 2026 | 2026-08-07 | 0 | 0 | 0 | 0 | 0 | 0 | 0
8 | 8 | 2026 | 2026-08-08 | 0.4 | 0 | 0.1 | 0 | 0 | 0 | 0 | 8 | 8 | 2026 | 2026-08-08 | 0 | 0 | 0 | 0 | 0 | 0 | 0
8 | 9 | 2026 | 2026-08-09 | 0 | 0 | 0 | 0 | 0.2 | 0 | 0 | 8 | 9 | 2026 | 2026-08-09 | 0 | 0 | 0 | 0 | 0 | 0 | 0
8 | 10 | 2026 | 2026-08-10 | 0.1 | 0 | 0 | 0 | 0 | 0 | 0 | 8 | 10 | 2026 | 2026-08-10 | 0 | 0 | 0 | 0 | 0 | 0 | 0
8 | 11 | 2026 | 2026-08-11 | 0.1 | 0.1 | 0.1 | 0 | 0 | 0 | 0 | 8 | 11 | 2026 | 2026-08-11 | 0 | 0 | 0 | 0 | 0 | 0 | 0
8 | 12 | 2026 | 2026-08-12 | 0 | 0 | 0.3 | 0 | 0 | 0 | 0 | 8 | 12 | 2026 | 2026-08-12 | 0 | 0 | 0 | 0 | 0 | 0 | 0
8 | 13 | 2026 | 2026-08-13 | 0 | 0.2 | 0.1 | 0 | 0.1 | 0 | 0 | 8 | 13 | 2026 | 2026-08-13 | 0 | 0 | 0 | 0 | 0 | 0 | 0
8 | 14 | 2026 | 2026-08-14 | 0.1 | 0 | 0.1 | 0 | 0.1 | 0 | 0 | 8 | 14 | 2026 | 2026-08-14 | 0 | 0 | 0 | 0 | 0 | 0 | 0
8 | 15 | 2026 | 2026-08-15 | 0 | 0.1 | 0.1 | 0 | 0 | 0 | 0 | 8 | 15 | 2026 | 2026-08-15 | 0 | 0 | 0 | 0 | 0 | 0 | 0
8 | 16 | 2026 | 2026-08-16 | 0 | 0 | 0.2 | 0 | 0 | 0 | 0 | 8 | 16 | 2026 | 2026-08-16 | 0 | 0 | 0 | 0 | 0 | 0 | 0
8 | 17 | 2026 | 2026-08-17 | 0.2 | 0.1 | 0.1 | 0 | 0.3 | 0 | 0 | 8 | 17 | 2026 | 2026-08-17 | 0 | 0 | 0 | 0 | 0 | 0 | 0
8 | 18 | 2026 | 2026-08-18 | 0.2 | 0.3 | 0.3 | 0 | 0.5 | 0 | 0 | 8 | 18 | 2026 | 2026-08-18 | 0 | 0 | 0 | 0 | 0 | 0 | 0
8 | 19 | 2026 | 2026-08-19 | 0.4 | 0.1 | 0.1 | 0.1 | 0.4 | 0 | 0 | 8 | 19 | 2026 | 2026-08-19 | 0 | 0 | 0 | 0 | 0 | 0 | 0
8 | 20 | 2026 | 2026-08-20 | 0.5 | 0.2 | 0.2 | 0 | 0.5 | 0 | 0 | 8 | 20 | 2026 | 2026-08-20 | 0 | 0 | 0 | 0 | 0 | 0 | 0
8 | 21 | 2026 | 2026-08-21 | 0.8 | 0 | 0.1 | 0.1 | 0.9 | 0 | 0.1 | 8 | 21 | 2026 | 2026-08-21 | 2.5 | 0 | 0 | 0 | 0 | 0 | 0
8 | 22 | 2026 | 2026-08-22 | 0.8 | 0.2 | 0.1 | 0.1 | 0.3 | 0.1 | 0 | 8 | 22 | 2026 | 2026-08-22 | 1.5 | 0 | 0 | 0 | 1.5 | 0 | 0
8 | 23 | 2026 | 2026-08-23 | 0.1 | 0.6 | 0 | 0 | 0.4 | 0 | 0 | 8 | 23 | 2026 | 2026-08-23 | 0 | 0 | 0 | 0 | 0 | 0 | 0
8 | 24 | 2026 | 2026-08-24 | 0 | 0.4 | 0.1 | 0 | 0.9 | 0 | 0 | 8 | 24 | 2026 | 2026-08-24 | 3.5 | 0 | 0 | 0 | 0 | 0 | 0
8 | 25 | 2026 | 2026-08-25 | 0.3 | 0.3 | 0.5 | 0.2 | 0.8 | 0 | 0.3 | 8 | 25 | 2026 | 2026-08-25 | 3 | 0 | 0 | 0 | 0 | 0 | 0
8 | 26 | 2026 | 2026-08-26 | 0.4 | 0.2 | 0.2 | 0 | 0.6 | 0 | 0.2 | 8 | 26 | 2026 | 2026-08-26 | 0 | 0 | 0 | 0 | 0 | 0 | 0
8 | 27 | 2026 | 2026-08-27 | 0.7 | 0.4 | 0.1 | 0.1 | 1 | 0 | 0.2 | 8 | 27 | 2026 | 2026-08-27 | 0 | 0 | 0 | 0 | 0 | 0 | 0
8 | 28 | 2026 | 2026-08-28 | 1.3 | 0.1 | 0.3 | 0.2 | 1.6 | 0 | 0.4 | 8 | 28 | 2026 | 2026-08-28 | 0 | 0 | 0 | 0 | 0 | 0 | 0
8 | 29 | 2026 | 2026-08-29 | 1.4 | 0.3 | 0.9 | 0.2 | 1.3 | 0 | 0.5 | 8 | 29 | 2026 | 2026-08-29 | 0 | 0 | 0 | 0 | 0 | 0 | 0
8 | 30 | 2026 | 2026-08-30 | 0.7 | 0.5 | 0.4 | 0 | 0.8 | 0 | 0.4 | 8 | 30 | 2026 | 2026-08-30 | 1 | 0 | 0.5 | 0 | 0.5 | 0 | 0
8 | 31 | 2026 | 2026-08-31 | 0.4 | 0.1 | 0.2 | 0 | 0.3 | 0 | 0.4 | 8 | 31 | 2026 | 2026-08-31 | 5.5 | 0 | 0 | 0 | 2.5 | 0 | 0
9 | 1 | 2026 | 2026-09-01 | 0.8 | 0.4 | 0.5 | 0 | 0.6 | 0 | 0.1 | 9 | 1 | 2026 | 2026-09-01 | 4 | 0 | 0 | 0 | 0 | 0 | 0
9 | 2 | 2026 | 2026-09-02 | 1.5 | 0.6 | 0.5 | 0.1 | 1.4 | 0 | 0.4 | 9 | 2 | 2026 | 2026-09-02 | 0 | 1 | 3 | 0 | 0 | 0 | 0
9 | 3 | 2026 | 2026-09-03 | 1.6 | 0.3 | 0.5 | 0.2 | 1.5 | 0.2 | 0.4 | 9 | 3 | 2026 | 2026-09-03 | 7 | 1.5 | 3 | 0 | 3 | 0 | 0
9 | 4 | 2026 | 2026-09-04 | 0.8 | 0.3 | 0.3 | 0 | 0.5 | 0.2 | 0.2 | 9 | 4 | 2026 | 2026-09-04 | 8 | 3 | 1 | 0 | 6 | 0 | 0
9 | 5 | 2026 | 2026-09-05 | 0.6 | 0.1 | 0 | 0 | 0.6 | 0 | 0 | 9 | 5 | 2026 | 2026-09-05 | 5 | 0 | 0 | 0 | 1.5 | 0 | 0
9 | 6 | 2026 | 2026-09-06 | 0.5 | 0 | 0.1 | 0 | 0.6 | 0 | 0.1 | 9 | 6 | 2026 | 2026-09-06 | 1.5 | 0 | 0 | 0 | 1 | 0 | 0
9 | 7 | 2026 | 2026-09-07 | 0.5 | 0.5 | 0.1 | 0 | 0.2 | 0 | 0 | 9 | 7 | 2026 | 2026-09-07 | 0 | 0 | 0 | 0 | 0 | 0 | 0
9 | 8 | 2026 | 2026-09-08 | 0.4 | 0.5 | 0.6 | 0.1 | 0.7 | 0 | 0.1 | 9 | 8 | 2026 | 2026-09-08 | 0.5 | 0 | 1 | 0 | 0 | 0 | 0
9 | 9 | 2026 | 2026-09-09 | 0.7 | 0.5 | 0.3 | 0 | 0.8 | 0 | 0.1 | 9 | 9 | 2026 | 2026-09-09 | 4 | 0 | 0 | 0 | 3 | 0 | 0
9 | 10 | 2026 | 2026-09-10 | 1.6 | 0.7 | 0.3 | 0.2 | 1.8 | 0.3 | 0.1 | 9 | 10 | 2026 | 2026-09-10 | 5.5 | 0 | 0 | 0 | 5.5 | 0 | 0
9 | 11 | 2026 | 2026-09-11 | 1.3 | 0.5 | 0.7 | 0.1 | 1.6 | 0 | 0.2 | 9 | 11 | 2026 | 2026-09-11 | 11 | 0 | 0 | 7 | 7 | 1.5 | 4.5
9 | 12 | 2026 | 2026-09-12 | 0.7 | 0.7 | 0.5 | 0 | 1.1 | 0 | 0.1 | 9 | 12 | 2026 | 2026-09-12 | 12.5 | 4 | 0 | 3.5 | 8.5 | 0 | 3
9 | 13 | 2026 | 2026-09-13 | 0.6 | 0.8 | 0.6 | 0 | 1 | 0 | 0 | 9 | 13 | 2026 | 2026-09-13 | 6 | 1.5 | 0 | 0 | 6.5 | 0 | 0
9 | 14 | 2026 | 2026-09-14 | 1.1 | 1.3 | 0.9 | 0.2 | 1 | 0.1 | 0.1 | 9 | 14 | 2026 | 2026-09-14 | 2.5 | 0 | 0 | 0 | 3.5 | 0 | 0
9 | 15 | 2026 | 2026-09-15 | 1.6 | 1.4 | 1.2 | 0.2 | 1.8 | 0.1 | 0.4 | 9 | 15 | 2026 | 2026-09-15 | 0 | 0 | 0 | 0 | 0 | 0 | 0
9 | 16 | 2026 | 2026-09-16 | 1.6 | 1 | 1 | 0 | 1.6 | 0 | 0.1 | 9 | 16 | 2026 | 2026-09-16 | 0 | 0.5 | 0 | 0 | 0 | 0 | 0
9 | 17 | 2026 | 2026-09-17 | 2.4 | 1.3 | 1.3 | 0 | 1.7 | 0 | 0.3 | 9 | 17 | 2026 | 2026-09-17 | 0 | 0 | 0 | 0 | 0 | 0 | 0
9 | 18 | 2026 | 2026-09-18 | 3.1 | 1.3 | 1.3 | 0.4 | 2.2 | 0.3 | 0.8 | 9 | 18 | 2026 | 2026-09-18 | 0 | 0 | 0 | 0 | 0 | 0 | 0
9 | 19 | 2026 | 2026-09-19 | 3 | 1.7 | 1.5 | 0.5 | 2.7 | 0.1 | 1 | 9 | 19 | 2026 | 2026-09-19 | 0 | 0 | 0 | 0 | 0 | 0 | 0
9 | 20 | 2026 | 2026-09-20 | 3.8 | 1.9 | 1.2 | 0.6 | 3.1 | 0.4 | 1.2 | 9 | 20 | 2026 | 2026-09-20 | 0 | 0 | 0 | 0 | 0 | 0 | 0
9 | 21 | 2026 | 2026-09-21 | 3.7 | 1.5 | 1.5 | 0.8 | 3.4 | 0.2 | 1.5 | 9 | 21 | 2026 | 2026-09-21 | 0 | 0 | 0 | 0 | 0 | 0 | 0
9 | 22 | 2026 | 2026-09-22 | 3.8 | 1.7 | 2.2 | 1 | 3.2 | 0.3 | 1.3 | 9 | 22 | 2026 | 2026-09-22 | 0 | 0 | 0 | 0 | 0 | 0 | 0
9 | 23 | 2026 | 2026-09-23 | 4.4 | 2.4 | 2.2 | 0.6 | 3.5 | 0.1 | 1.2 | 9 | 23 | 2026 | 2026-09-23 | 0 | 0 | 2 | 0 | 0 | 0 | 0
9 | 24 | 2026 | 2026-09-24 | 4.3 | 1.4 | 1.2 | 0.3 | 2.7 | 0 | 0.6 | 9 | 24 | 2026 | 2026-09-24 | 0 | 0 | 1 | 0 | 0 | 0 | 0
9 | 25 | 2026 | 2026-09-25 | 4.3 | 1.1 | 1.6 | 0.7 | 3.1 | 0.3 | 1.4 | 9 | 25 | 2026 | 2026-09-25 | 6.5 | 0 | 0 | 0 | 6.5 | 0 | 3
9 | 26 | 2026 | 2026-09-26 | 5.1 | 2.6 | 2.8 | 1.2 | 4.4 | 0.4 | 1.5 | 9 | 26 | 2026 | 2026-09-26 | 6.5 | 0 | 0.5 | 0 | 8.5 | 0 | 1.5
9 | 27 | 2026 | 2026-09-27 | 5.9 | 3.1 | 2.8 | 1.2 | 4.7 | 0.7 | 2.4 | 9 | 27 | 2026 | 2026-09-27 | 1.5 | 2 | 2 | 3 | 6 | 0 | 0
9 | 28 | 2026 | 2026-09-28 | 4.7 | 2.4 | 2.8 | 1.7 | 3.4 | 0.8 | 2.1 | 9 | 28 | 2026 | 2026-09-28 | 3.5 | 4 | 3.5 | 0 | 1.5 | 0 | 0
9 | 29 | 2026 | 2026-09-29 | 4.2 | 3 | 2.6 | 1.5 | 2.9 | 0.3 | 2.2 | 9 | 29 | 2026 | 2026-09-29 | 4.5 | 2.5 | 7.5 | 0 | 5 | 0 | 0
9 | 30 | 2026 | 2026-09-30 | 3.8 | 3.3 | 3.3 | 1.5 | 3.7 | 0.6 | 3.4 | 9 | 30 | 2026 | 2026-09-30 | 12.5 | 1.5 | 5 | 0 | 6.5 | 0 | 2.5
10 | 1 | 2026 | 2026-10-01 | 4 | 3.7 | 2.9 | 2.3 | 4.6 | 0.8 | 2.7 | 10 | 1 | 2026 | 2026-10-01 | 14.5 | 4 | 5.5 | 4.5 | 10.5 | 1 | 5.5
10 | 2 | 2026 | 2026-10-02 | 6.4 | 4 | 3.6 | 2.8 | 5.1 | 1.3 | 3.9 | 10 | 2 | 2026 | 2026-10-02 | 13 | 5.5 | 4.5 | 5 | 9 | 1.5 | 4
10 | 3 | 2026 | 2026-10-03 | 5.7 | 4 | 4.2 | 2.8 | 5.1 | 1.5 | 2.8 | 10 | 3 | 2026 | 2026-10-03 | 10.5 | 3 | 3.5 | 1.5 | 5.5 | 0 | 4.5
10 | 4 | 2026 | 2026-10-04 | 5.6 | 4.3 | 3.9 | 2.4 | 5.1 | 0.8 | 3 | 10 | 4 | 2026 | 2026-10-04 | 8 | 0 | 0 | 0 | 0 | 0 | 0
10 | 5 | 2026 | 2026-10-05 | 7.2 | 4 | 4.5 | 3.1 | 6.3 | 2.1 | 3.9 | 10 | 5 | 2026 | 2026-10-05 | 3.5 | 0 | 0.5 | 0 | 0 | 0 | 0
10 | 6 | 2026 | 2026-10-06 | 8.6 | 5.7 | 5.3 | 4.2 | 7.7 | 2.5 | 5.2 | 10 | 6 | 2026 | 2026-10-06 | 1.5 | 0 | 0 | 0 | 0 | 0 | 0
10 | 7 | 2026 | 2026-10-07 | 8.1 | 5.9 | 5.1 | 4 | 6.4 | 2.5 | 4.7 | 10 | 7 | 2026 | 2026-10-07 | 1.5 | 1 | 0 | 0 | 0 | 0 | 0
10 | 8 | 2026 | 2026-10-08 | 8.6 | 5.6 | 4.9 | 3.6 | 7.3 | 2.2 | 4.9 | 10 | 8 | 2026 | 2026-10-08 | 4 | 3 | 2 | 0 | 2 | 0 | 0
10 | 9 | 2026 | 2026-10-09 | 8.6 | 5.2 | 4.6 | 3.6 | 6 | 2.9 | 4.7 | 10 | 9 | 2026 | 2026-10-09 | 10.5 | 1 | 5.5 | 0 | 8 | 0 | 0
10 | 10 | 2026 | 2026-10-10 | 8.9 | 4.7 | 3.9 | 4 | 6.4 | 3 | 4.5 | 10 | 10 | 2026 | 2026-10-10 | 8.5 | 5 | 5.5 | 0 | 4.5 | 0 | 1
10 | 11 | 2026 | 2026-10-11 | 10.2 | 5.1 | 4.9 | 4.3 | 7.1 | 3.1 | 5.9 | 10 | 11 | 2026 | 2026-10-11 | 7.5 | 3 | 6.5 | 0 | 5.5 | 0 | 0
10 | 12 | 2026 | 2026-10-12 | 9.1 | 5.8 | 5.3 | 4.7 | 7.2 | 3 | 5.8 | 10 | 12 | 2026 | 2026-10-12 | 12 | 5 | 7 | 1.5 | 10 | 0 | 7
10 | 13 | 2026 | 2026-10-13 | 8.5 | 5.6 | 5.1 | 3.5 | 6.5 | 2.6 | 4.7 | 10 | 13 | 2026 | 2026-10-13 | 12.5 | 0 | 6 | 0 | 0.5 | 0 | 4.5
10 | 14 | 2026 | 2026-10-14 | 8.6 | 5.6 | 5.6 | 4.2 | 6.3 | 3.1 | 5.3 | 10 | 14 | 2026 | 2026-10-14 | 9 | 4 | 6.5 | 1 | 6 | 0 | 0
10 | 15 | 2026 | 2026-10-15 | 11.5 | 6.9 | 7.7 | 5.4 | 8.9 | 4.4 | 6.4 | 10 | 15 | 2026 | 2026-10-15 | 17.5 | 5.5 | 6.5 | 5.5 | 9 | 4 | 6.5
10 | 16 | 2026 | 2026-10-16 | 12 | 7.8 | 7.9 | 6.1 | 10.5 | 5.3 | 7.5 | 10 | 16 | 2026 | 2026-10-16 | 17.5 | 1 | 4 | 5 | 6 | 3.5 | 7.5
10 | 17 | 2026 | 2026-10-17 | 12.1 | 7.3 | 7.4 | 7.4 | 9.5 | 5.2 | 7.4 | 10 | 17 | 2026 | 2026-10-17 | 14 | 3 | 8.5 | 8.5 | 6 | 8 | 6
10 | 18 | 2026 | 2026-10-18 | 10.5 | 7.9 | 6.8 | 6.3 | 9.6 | 3.8 | 7.9 | 10 | 18 | 2026 | 2026-10-18 | 7 | 0 | 2.5 | 0 | 2.5 | 0 | 2.5
10 | 19 | 2026 | 2026-10-19 | 11.7 | 8.2 | 7 | 6.3 | 9.5 | 5.3 | 8.4 | 10 | 19 | 2026 | 2026-10-19 | 13 | 0 | 0 | 2 | 4 | 2 | 1.5
10 | 20 | 2026 | 2026-10-20 | 12 | 8.3 | 7.5 | 6 | 10.3 | 5.1 | 7.8 | 10 | 20 | 2026 | 2026-10-20 | 3 | 0.5 | 2.5 | 6.5 | 10.5 | 0.5 | 9
10 | 21 | 2026 | 2026-10-21 | 13.3 | 8.2 | 7.9 | 7.2 | 11 | 5.2 | 9.4 | 10 | 21 | 2026 | 2026-10-21 | 14 | 1 | 4.5 | 7.5 | 14.5 | 3.5 | 8
10 | 22 | 2026 | 2026-10-22 | 14.6 | 8.7 | 8 | 7.4 | 11.7 | 7.1 | 8.7 | 10 | 22 | 2026 | 2026-10-22 | 15 | 2 | 6.5 | 5 | 6 | 0 | 7.5
10 | 23 | 2026 | 2026-10-23 | 14.7 | 9.3 | 9.6 | 8 | 12 | 6.7 | 10.2 | 10 | 23 | 2026 | 2026-10-23 | 8.5 | 7.5 | 10 | 5 | 11 | 0 | 7.5
10 | 24 | 2026 | 2026-10-24 | 14.7 | 10.1 | 10.5 | 8.8 | 12.4 | 7.7 | 11.1 | 10 | 24 | 2026 | 2026-10-24 | 15.5 | 10 | 10.5 | 9 | 10.5 | 5.5 | 13.5
10 | 25 | 2026 | 2026-10-25 | 17.1 | 10.3 | 10.7 | 9.7 | 12.6 | 8.6 | 12.3 | 10 | 25 | 2026 | 2026-10-25 | 9.5 | 5 | 10 | 0 | 6 | 3 | 6
10 | 26 | 2026 | 2026-10-26 | 18 | 9.8 | 11.1 | 11.3 | 14.1 | 10.6 | 12.3 | 10 | 26 | 2026 | 2026-10-26 | 20.5 | 13 | 14 | 8.5 | 20 | 8 | 11.5
10 | 27 | 2026 | 2026-10-27 | 18.6 | 10.8 | 11 | 11.3 | 15.6 | 10.1 | 13.5 | 10 | 27 | 2026 | 2026-10-27 | 24.5 | 13 | 14 | 12.5 | 19.5 | 10 | 15
10 | 28 | 2026 | 2026-10-28 | 18 | 9.8 | 11.1 | 12.2 | 16 | 10.1 | 14.5 | 10 | 28 | 2026 | 2026-10-28 | 17 | 4 | 8.5 | 5.5 | 11.5 | 3.5 | 12
10 | 29 | 2026 | 2026-10-29 | 18.8 | 10.2 | 11.6 | 12.2 | 14.5 | 11.3 | 15.1 | 10 | 29 | 2026 | 2026-10-29 | 16.5 | 5.5 | 7 | 6.5 | 13.5 | 2 | 11
10 | 30 | 2026 | 2026-10-30 | 18.7 | 9.8 | 10.9 | 12.2 | 15 | 11.2 | 14.1 | 10 | 30 | 2026 | 2026-10-30 | 9.5 | 4 | 7.5 | 3.5 | 5 | 6.5 | 5.5
10 | 31 | 2026 | 2026-10-31 | 19 | 10.3 | 11.9 | 12.5 | 15.7 | 11.4 | 15.3 | 10 | 31 | 2026 | 2026-10-31 | 5 | 13 | 13.5 | 8.5 | 15 | 5 | 10
11 | 1 | 2026 | 2026-11-01 | 17.5 | 9 | 10.5 | 11.4 | 12.6 | 11.3 | 14.1 | 11 | 1 | 2026 | 2026-11-01 | 19.5 | 14 | 15.5 | 14.5 | 19.5 | 14.5 | 10.5
11 | 2 | 2026 | 2026-11-02 | 16.7 | 9.1 | 10.2 | 10.5 | 12.1 | 8.6 | 13.9 | 11 | 2 | 2026 | 2026-11-02 | 20.5 | 11 | 13.5 | 10.5 | 19 | 10.5 | 14
11 | 3 | 2026 | 2026-11-03 | 17.2 | 9.5 | 10.9 | 11.5 | 13.3 | 9.4 | 14.5 | 11 | 3 | 2026 | 2026-11-03 | 21 | 6.5 | 7 | 7 | 12.5 | 5 | 10.5
11 | 4 | 2026 | 2026-11-04 | 16.1 | 9.2 | 9.8 | 10.2 | 12.1 | 8.5 | 14.6 | 11 | 4 | 2026 | 2026-11-04 | 20 | 6 | 8.5 | 4 | 10 | 2.5 | 3
11 | 5 | 2026 | 2026-11-05 | 17 | 10.6 | 10.9 | 12.1 | 14.5 | 10.4 | 13.9 | 11 | 5 | 2026 | 2026-11-05 | 14.5 | 9 | 8.5 | 0.5 | 8 | 0 | 10.5
11 | 6 | 2026 | 2026-11-06 | 18.7 | 10.8 | 11.9 | 12.3 | 15.2 | 11 | 15.6 | 11 | 6 | 2026 | 2026-11-06 | 7.5 | 3 | 7 | 2 | 8 | 0 | 4.5
11 | 7 | 2026 | 2026-11-07 | 19.1 | 10.7 | 12.2 | 12.1 | 14.9 | 12.3 | 15.7 | 11 | 7 | 2026 | 2026-11-07 | 22.5 | 11.5 | 14.5 | 13 | 18 | 10.5 | 14
11 | 8 | 2026 | 2026-11-08 | 18.1 | 10 | 11.8 | 13.2 | 14 | 11.4 | 14.5 | 11 | 8 | 2026 | 2026-11-08 | 24 | 16 | 14.5 | 15.5 | 13.5 | 11.5 | 17
11 | 9 | 2026 | 2026-11-09 | 19.8 | 10.9 | 13.4 | 14 | 15.7 | 12.1 | 17 | 11 | 9 | 2026 | 2026-11-09 | 22.5 | 15 | 11 | 12 | 12 | 8.5 | 12
11 | 10 | 2026 | 2026-11-10 | 22.1 | 12.5 | 14.2 | 15.8 | 18.8 | 13.8 | 18.1 | 11 | 10 | 2026 | 2026-11-10 | 27.5 | 16.5 | 12.5 | 22.5 | 24 | 19 | 19.5
11 | 11 | 2026 | 2026-11-11 | 20.4 | 10.7 | 12.7 | 14.3 | 16.8 | 12.5 | 18.5 | 11 | 11 | 2026 | 2026-11-11 | 36 | 20 | 22 | 33.5 | 34 | 29 | 24.5
11 | 12 | 2026 | 2026-11-12 | 19.2 | 12.4 | 13 | 15.5 | 17.7 | 12.4 | 17.8 | 11 | 12 | 2026 | 2026-11-12 | 43 | 21 | 25 | 39.5 | 45 | 34 | 33.5
11 | 13 | 2026 | 2026-11-13 | 22 | 12.2 | 13.9 | 15.7 | 18.8 | 14.2 | 17.6 | 11 | 13 | 2026 | 2026-11-13 | 43.5 | 21 | 27 | 43.5 | 41.5 | 39 | 32.5
11 | 14 | 2026 | 2026-11-14 | 22.3 | 11.8 | 14.2 | 14.9 | 17.5 | 14.4 | 18.6 | 11 | 14 | 2026 | 2026-11-14 | 44.5 | 23 | 27 | 44 | 51 | 39 | 32.5
11 | 15 | 2026 | 2026-11-15 | 22.6 | 12.3 | 14.6 | 14.5 | 18.2 | 13.9 | 18 | 11 | 15 | 2026 | 2026-11-15 | 53 | 25 | 26 | 48 | 59.5 | 41 | 34.5
11 | 16 | 2026 | 2026-11-16 | 22.4 | 13.2 | 15.1 | 15.2 | 17.2 | 15.5 | 17.1 | 11 | 16 | 2026 | 2026-11-16 | 53.5 | 24.5 | 25.5 | 48.5 | 58.5 | 41 | 38
11 | 17 | 2026 | 2026-11-17 | 23.1 | 14.7 | 15.4 | 17 | 19.7 | 15.7 | 19.4 | 11 | 17 | 2026 | 2026-11-17 | 49.5 | 24 | 23.5 | 47.5 | 49 | 40.5 | 35.5
11 | 18 | 2026 | 2026-11-18 | 24.9 | 14.7 | 16.1 | 17.9 | 21.4 | 16.4 | 18 | 11 | 18 | 2026 | 2026-11-18 | 48 | 21 | 25 | 49 | 45 | 40.5 | 39
11 | 19 | 2026 | 2026-11-19 | 23.8 | 13.6 | 15.8 | 16.4 | 20.3 | 15.5 | 20 | 11 | 19 | 2026 | 2026-11-19 | 43.5 | 17.5 | 19 | 45 | 39.5 | 39.5 | 35.5
11 | 20 | 2026 | 2026-11-20 | 23.1 | 13.6 | 15.6 | 14.9 | 21.1 | 13.5 | 19.5 | 11 | 20 | 2026 | 2026-11-20 | 30.5 | 12 | 15.5 | 33 | 29 | 30 | 31
11 | 21 | 2026 | 2026-11-21 | 25.6 | 13.9 | 16 | 17.6 | 22 | 15.6 | 19.6 | 11 | 21 | 2026 | 2026-11-21 | 28.5 | 8 | 13.5 | 18.5 | 22 | 15 | 32
11 | 22 | 2026 | 2026-11-22 | 25.6 | 14 | 16.2 | 17.3 | 21 | 16.3 | 20.7 | 11 | 22 | 2026 | 2026-11-22 | 22.5 | 11.5 | 17 | 15 | 23 | 15 | 22
11 | 23 | 2026 | 2026-11-23 | 23.5 | 14.6 | 15.6 | 15 | 20 | 12.9 | 19.6 | 11 | 23 | 2026 | 2026-11-23 | 28 | 14 | 15.5 | 15 | 24 | 14 | 20.5
11 | 24 | 2026 | 2026-11-24 | 24.8 | 15.2 | 16 | 15.7 | 20.1 | 14 | 20.9 | 11 | 24 | 2026 | 2026-11-24 | 29 | 14 | 16 | 16.5 | 22.5 | 13 | 24
11 | 25 | 2026 | 2026-11-25 | 24.7 | 14.8 | 16.2 | 16.2 | 20.9 | 14.5 | 22.4 | 11 | 25 | 2026 | 2026-11-25 | 18.5 | 15.5 | 9.5 | 5 | 13 | 10 | 18
11 | 26 | 2026 | 2026-11-26 | 26.9 | 17.9 | 18.3 | 19.7 | 23 | 17.5 | 24.3 | 11 | 26 | 2026 | 2026-11-26 | 19.5 | 10 | 6.5 | 4 | 17 | 8 | 18
11 | 27 | 2026 | 2026-11-27 | 26.5 | 16.1 | 18.4 | 19.5 | 22.6 | 18.7 | 23.2 | 11 | 27 | 2026 | 2026-11-27 | 16 | 4.5 | 7 | 2.5 | 8.5 | 3.5 | 10.5
11 | 28 | 2026 | 2026-11-28 | 27.4 | 17.7 | 18.9 | 19.2 | 20.9 | 18 | 24.2 | 11 | 28 | 2026 | 2026-11-28 | 13 | 19 | 16 | 9.5 | 14.5 | 4.5 | 9.5
11 | 29 | 2026 | 2026-11-29 | 27.4 | 17.8 | 18.6 | 19.9 | 22.1 | 19.9 | 24.6 | 11 | 29 | 2026 | 2026-11-29 | 27 | 35.5 | 29.5 | 30.5 | 29 | 28.5 | 29.5
11 | 30 | 2026 | 2026-11-30 | 28.3 | 19.2 | 19.6 | 22.1 | 22.8 | 21 | 26.4 | 11 | 30 | 2026 | 2026-11-30 | 41 | 34.5 | 30.5 | 46.5 | 38.5 | 49 | 38.5
12 | 1 | 2026 | 2026-12-01 | 28.2 | 17.7 | 18.6 | 21.1 | 22.8 | 20 | 25 | 12 | 1 | 2026 | 2026-12-01 | 36 | 32.5 | 32 | 44.5 | 34 | 41.5 | 40.5
12 | 2 | 2026 | 2026-12-02 | 30 | 17.6 | 19.3 | 22.7 | 25.2 | 20.3 | 26.1 | 12 | 2 | 2026 | 2026-12-02 | 32 | 29 | 29 | 37 | 32 | 35.5 | 40
12 | 3 | 2026 | 2026-12-03 | 30.7 | 18.4 | 20.4 | 22.9 | 25.1 | 21 | 27 | 12 | 3 | 2026 | 2026-12-03 | 27.5 | 25 | 19 | 35.5 | 37.5 | 33.5 | 35
12 | 4 | 2026 | 2026-12-04 | 31.2 | 19.3 | 18.8 | 21.7 | 24.5 | 21.2 | 25.4 | 12 | 4 | 2026 | 2026-12-04 | 25 | 23 | 20 | 31.5 | 26.5 | 30 | 27.5
12 | 5 | 2026 | 2026-12-05 | 32.3 | 18.1 | 19.6 | 22.7 | 26.4 | 21.9 | 25.8 | 12 | 5 | 2026 | 2026-12-05 | 23.5 | 20.5 | 14.5 | 29.5 | 31.5 | 28 | 25
12 | 6 | 2026 | 2026-12-06 | 30.6 | 17.1 | 18.2 | 22.2 | 23.4 | 21.4 | 26.7 | 12 | 6 | 2026 | 2026-12-06 | 20.5 | 14 | 11.5 | 21.5 | 21.5 | 19 | 23
12 | 7 | 2026 | 2026-12-07 | 30.4 | 18.2 | 18.7 | 21.7 | 23.5 | 21.6 | 26 | 12 | 7 | 2026 | 2026-12-07 | 24 | 15 | 14 | 25.5 | 21.5 | 22 | 25
12 | 8 | 2026 | 2026-12-08 | 29.5 | 17.1 | 18 | 21.6 | 24.2 | 21.3 | 26 | 12 | 8 | 2026 | 2026-12-08 | 18.5 | 8 | 11 | 24 | 18.5 | 22 | 18.5
12 | 9 | 2026 | 2026-12-09 | 29.9 | 16.6 | 19 | 22.1 | 24 | 21.8 | 25.6 | 12 | 9 | 2026 | 2026-12-09 | 16 | 3 | 8.5 | 13 | 8.5 | 11 | 18
12 | 10 | 2026 | 2026-12-10 | 29.8 | 16.9 | 18.1 | 22.5 | 24.1 | 20.6 | 26.9 | 12 | 10 | 2026 | 2026-12-10 | 13 | 1.5 | 6.5 | 5 | 7.5 | 0 | 14
12 | 11 | 2026 | 2026-12-11 | 30.6 | 17.1 | 18.5 | 22.6 | 23.9 | 22.3 | 27.9 | 12 | 11 | 2026 | 2026-12-11 | 10.5 | 7 | 11 | 4 | 10.5 | 1 | 15.5
12 | 12 | 2026 | 2026-12-12 | 29.9 | 18 | 18.9 | 23.5 | 23.8 | 22.2 | 27.3 | 12 | 12 | 2026 | 2026-12-12 | 19.5 | 12.5 | 14.5 | 13.5 | 24.5 | 8.5 | 19
12 | 13 | 2026 | 2026-12-13 | 31.2 | 18.2 | 18.6 | 24.1 | 27.2 | 22.3 | 29.2 | 12 | 13 | 2026 | 2026-12-13 | 27.5 | 19 | 22.5 | 19.5 | 26 | 17.5 | 20
12 | 14 | 2026 | 2026-12-14 | 32.2 | 19 | 20.1 | 24.3 | 28.1 | 22.8 | 29.2 | 12 | 14 | 2026 | 2026-12-14 | 35 | 20.5 | 21 | 28.5 | 29 | 26 | 26.5
12 | 15 | 2026 | 2026-12-15 | 32.3 | 19.7 | 20.4 | 25 | 27.2 | 24 | 28.3 | 12 | 15 | 2026 | 2026-12-15 | 32.5 | 21.5 | 22 | 29 | 32 | 28.5 | 24
12 | 16 | 2026 | 2026-12-16 | 32.2 | 18.5 | 19.2 | 23.8 | 25.1 | 22.8 | 28.5 | 12 | 16 | 2026 | 2026-12-16 | 25 | 18 | 20 | 25.5 | 30 | 25.5 | 21.5
12 | 17 | 2026 | 2026-12-17 | 32.1 | 18.1 | 19 | 24.8 | 24.9 | 24 | 29.2 | 12 | 17 | 2026 | 2026-12-17 | 24.5 | 18 | 19 | 27 | 27 | 24.5 | 20
12 | 18 | 2026 | 2026-12-18 | 30.3 | 18.1 | 19 | 24.2 | 26.4 | 23.3 | 28.2 | 12 | 18 | 2026 | 2026-12-18 | 24 | 11.5 | 14.5 | 21.5 | 20 | 20.5 | 19
12 | 19 | 2026 | 2026-12-19 | 31.1 | 18.6 | 19.3 | 22.7 | 27.1 | 21.4 | 27.5 | 12 | 19 | 2026 | 2026-12-19 | 23 | 11.5 | 15.5 | 18 | 20 | 14 | 20.5
12 | 20 | 2026 | 2026-12-20 | 31.9 | 18.6 | 19.8 | 23.2 | 25.7 | 21.6 | 29 | 12 | 20 | 2026 | 2026-12-20 | 24.5 | 10 | 11.5 | 12.5 | 16.5 | 10.5 | 20
12 | 21 | 2026 | 2026-12-21 | 68.81 | 41.69 | 40.78 | 58.15 | 59.53 | 60.73 | 56.55 | 12 | 21 | 2026 | 2026-12-21 | 20 | 8.5 | 10 | 7 | 16.5 | 6.5 | 10.5
12 | 22 | 2026 | 2026-12-22 | 34.5 | 20.9 | 20.9 | 24.1 | 27.9 | 24 | 29.5 | 12 | 22 | 2026 | 2026-12-22 | 25 | 17 | 20 | 16.5 | 19 | 13 | 16
12 | 23 | 2026 | 2026-12-23 | 36.2 | 21.3 | 21.1 | 27.5 | 29.5 | 26.2 | 29.6 | 12 | 23 | 2026 | 2026-12-23 | 28 | 13.5 | 15.5 | 16 | 17 | 12 | 19.5
12 | 24 | 2026 | 2026-12-24 | 34.9 | 20.4 | 21.1 | 26 | 28.4 | 25.2 | 30.7 | 12 | 24 | 2026 | 2026-12-24 | 26 | 15.5 | 23.5 | 16.5 | 22.5 | 14.5 | 21.5
12 | 25 | 2026 | 2026-12-25 | 34.4 | 19.6 | 20.3 | 25.8 | 28.7 | 24.6 | 29.7 | 12 | 25 | 2026 | 2026-12-25 | 30.5 | 22 | 23.5 | 22.5 | 26.5 | 20.5 | 21.5
12 | 26 | 2026 | 2026-12-26 | 34.5 | 19.8 | 20.1 | 25.4 | 26.9 | 25 | 29 | 12 | 26 | 2026 | 2026-12-26 | 34.5 | 23 | 20.5 | 24.5 | 29 | 22 | 26.5
12 | 27 | 2026 | 2026-12-27 | 33.4 | 19.4 | 19.9 | 24.6 | 26.2 | 23.8 | 28.8 | 12 | 27 | 2026 | 2026-12-27 | 36.5 | 17 | 21 | 21 | 30 | 19 | 25
12 | 28 | 2026 | 2026-12-28 | 32.3 | 19.2 | 19.1 | 24.3 | 25.8 | 23.7 | 27.5 | 12 | 28 | 2026 | 2026-12-28 | 35.5 | 21 | 23.5 | 24 | 27.5 | 23.5 | 26
12 | 29 | 2026 | 2026-12-29 | 32.1 | 18.3 | 18.4 | 24.2 | 25.1 | 22.7 | 26.8 | 12 | 29 | 2026 | 2026-12-29 | 37.5 | 27.5 | 24.5 | 34 | 39 | 30.5 | 29.5
12 | 30 | 2026 | 2026-12-30 | 30.4 | 19.4 | 19.8 | 24.7 | 26.6 | 23.3 | 27 | 12 | 30 | 2026 | 2026-12-30 | 51.5 | 32 | 31.5 | 47 | 55.5 | 40.5 | 39.5
12 | 31 | 2026 | 2026-12-31 | 31.8 | 20 | 20.2 | 25.3 | 25.6 | 23.4 | 27.6 | 12 | 31 | 2026 | 2026-12-31 | 53.5 | 30.5 | 31 | 46 | 55 | 40.5 | 41.5
1 | 1 | 2027 | 2027-01-01 | 32.2 | 19 | 19.4 | 24.2 | 25.3 | 22.5 | 27.8 | 1 | 1 | 2027 | 2027-01-01 | 54 | 29.5 | 30 | 45.5 | 48.5 | 40 | 41.5
1 | 2 | 2027 | 2027-01-02 | 31.7 | 18.5 | 19.7 | 24.1 | 25.6 | 23.1 | 27.6 | 1 | 2 | 2027 | 2027-01-02 | 51 | 24.5 | 29 | 39 | 38 | 37 | 39
1 | 3 | 2027 | 2027-01-03 | 30.4 | 18.3 | 19.1 | 22.7 | 24.8 | 20.7 | 26.8 | 1 | 3 | 2027 | 2027-01-03 | 42.5 | 29 | 22.5 | 31.5 | 27 | 32 | 38.5
1 | 4 | 2027 | 2027-01-04 | 30.5 | 18.7 | 18.8 | 22.8 | 22.9 | 22.3 | 26.9 | 1 | 4 | 2027 | 2027-01-04 | 37 | 18.5 | 18 | 25 | 23 | 22 | 31
1 | 5 | 2027 | 2027-01-05 | 30.9 | 19.5 | 18.9 | 23.2 | 23.3 | 21.9 | 25.7 | 1 | 5 | 2027 | 2027-01-05 | 30.5 | 16.5 | 9 | 11.5 | 14.5 | 8 | 16
1 | 6 | 2027 | 2027-01-06 | 31.2 | 19.2 | 18.6 | 24.3 | 24.8 | 22.4 | 26.6 | 1 | 6 | 2027 | 2027-01-06 | 28.5 | 15 | 11 | 17.5 | 14 | 15.5 | 18.5
1 | 7 | 2027 | 2027-01-07 | 33.8 | 18.1 | 19.2 | 25.9 | 24.3 | 24 | 26.7 | 1 | 7 | 2027 | 2027-01-07 | 27.5 | 18.5 | 19 | 25.5 | 16.5 | 23.5 | 24
1 | 8 | 2027 | 2027-01-08 | 34.2 | 18.6 | 20 | 26.4 | 25.9 | 24.1 | 28.7 | 1 | 8 | 2027 | 2027-01-08 | 34 | 19.5 | 18 | 28 | 28 | 26 | 27.5
1 | 9 | 2027 | 2027-01-09 | 34.4 | 19.7 | 20.6 | 27.4 | 26.6 | 25.5 | 28 | 1 | 9 | 2027 | 2027-01-09 | 31.5 | 19 | 19 | 27.5 | 27.5 | 25 | 25.5
1 | 10 | 2027 | 2027-01-10 | 33.3 | 20 | 20.5 | 26.5 | 28.1 | 24.3 | 29 | 1 | 10 | 2027 | 2027-01-10 | 28 | 19 | 16 | 24.5 | 22.5 | 23.5 | 23
1 | 11 | 2027 | 2027-01-11 | 34.4 | 18.3 | 20 | 25.9 | 27.6 | 23.6 | 28.4 | 1 | 11 | 2027 | 2027-01-11 | 26 | 17.5 | 14.5 | 25.5 | 24 | 25 | 23
1 | 12 | 2027 | 2027-01-12 | 34.8 | 18.6 | 19.8 | 26.8 | 27.1 | 25.4 | 28.4 | 1 | 12 | 2027 | 2027-01-12 | 26 | 18.5 | 14.5 | 26 | 24.5 | 24 | 22
1 | 13 | 2027 | 2027-01-13 | 36.4 | 19 | 19.7 | 26.6 | 27.6 | 25.3 | 28 | 1 | 13 | 2027 | 2027-01-13 | 28.5 | 20 | 18 | 23.5 | 21.5 | 21.5 | 22.5
1 | 14 | 2027 | 2027-01-14 | 34.6 | 19.1 | 20 | 24.5 | 26.3 | 23.2 | 27.9 | 1 | 14 | 2027 | 2027-01-14 | 30.5 | 22 | 21 | 26 | 27 | 23.5 | 23.5
1 | 15 | 2027 | 2027-01-15 | 33 | 18.2 | 19.5 | 24.1 | 27 | 22.4 | 26.5 | 1 | 15 | 2027 | 2027-01-15 | 31 | 18.5 | 23.5 | 25.5 | 25.5 | 24.5 | 25
1 | 16 | 2027 | 2027-01-16 | 32.9 | 18.8 | 18.8 | 23.3 | 25.6 | 22.2 | 26.5 | 1 | 16 | 2027 | 2027-01-16 | 32.5 | 15 | 16 | 18 | 18 | 15.5 | 32
1 | 17 | 2027 | 2027-01-17 | 32.3 | 18.5 | 18.9 | 22.9 | 25.2 | 20.9 | 25.7 | 1 | 17 | 2027 | 2027-01-17 | 31 | 18.5 | 19 | 19 | 16.5 | 21 | 30.5
1 | 18 | 2027 | 2027-01-18 | 32 | 18.4 | 19.6 | 21.5 | 23.7 | 20.5 | 25.7 | 1 | 18 | 2027 | 2027-01-18 | 26.5 | 10 | 10.5 | 13 | 17 | 14 | 15.5
1 | 19 | 2027 | 2027-01-19 | 32.2 | 19.1 | 19.1 | 22.6 | 23.1 | 22 | 25.9 | 1 | 19 | 2027 | 2027-01-19 | 25.5 | 15.5 | 17 | 17.5 | 21.5 | 14 | 19.5
1 | 20 | 2027 | 2027-01-20 | 32.2 | 19.4 | 19.8 | 23.5 | 24.2 | 23.3 | 26.6 | 1 | 20 | 2027 | 2027-01-20 | 32 | 18.5 | 19 | 21 | 25 | 20 | 21
1 | 21 | 2027 | 2027-01-21 | 33.1 | 20.3 | 19.6 | 23.7 | 24.5 | 23.7 | 26.4 | 1 | 21 | 2027 | 2027-01-21 | 36.5 | 22.5 | 23 | 30.5 | 23.5 | 29 | 33
1 | 22 | 2027 | 2027-01-22 | 29.8 | 18 | 18.5 | 22.6 | 23.1 | 21.2 | 24.7 | 1 | 22 | 2027 | 2027-01-22 | 35.5 | 17 | 17.5 | 29 | 22.5 | 27.5 | 26
1 | 23 | 2027 | 2027-01-23 | 30 | 17.3 | 17.3 | 21.6 | 22.3 | 20 | 23.3 | 1 | 23 | 2027 | 2027-01-23 | 28 | 9.5 | 11 | 27 | 20.5 | 22.5 | 24
1 | 24 | 2027 | 2027-01-24 | 29.8 | 18.3 | 17.5 | 21.1 | 20.7 | 20.1 | 22 | 1 | 24 | 2027 | 2027-01-24 | 25.5 | 6.5 | 6.5 | 11 | 10 | 10 | 15.5
1 | 25 | 2027 | 2027-01-25 | 28.2 | 17.3 | 17.5 | 19.7 | 20.4 | 19.4 | 23.6 | 1 | 25 | 2027 | 2027-01-25 | 26.5 | 9.5 | 11 | 14.5 | 6.5 | 20.5 | 22
1 | 26 | 2027 | 2027-01-26 | 27.6 | 16.7 | 17 | 19.6 | 20.9 | 19.8 | 22 | 1 | 26 | 2027 | 2027-01-26 | 23 | 11.5 | 10 | 25 | 8 | 24 | 24.5
1 | 27 | 2027 | 2027-01-27 | 27.7 | 15.6 | 16.9 | 18.6 | 20.4 | 18.1 | 21 | 1 | 27 | 2027 | 2027-01-27 | 26 | 12.5 | 11.5 | 22.5 | 17.5 | 21 | 24
1 | 28 | 2027 | 2027-01-28 | 27.8 | 16.6 | 17.3 | 19 | 19.4 | 17.4 | 21.1 | 1 | 28 | 2027 | 2027-01-28 | 24 | 14 | 16 | 16.5 | 17.5 | 21 | 25.5
1 | 29 | 2027 | 2027-01-29 | 25.7 | 16.3 | 17.2 | 19 | 20.4 | 17.4 | 22.3 | 1 | 29 | 2027 | 2027-01-29 | 27 | 17 | 17 | 25 | 25 | 23.5 | 24
1 | 30 | 2027 | 2027-01-30 | 26.2 | 17.1 | 17.7 | 18.7 | 21.1 | 17.3 | 23 | 1 | 30 | 2027 | 2027-01-30 | 29 | 18.5 | 21 | 26 | 25 | 23.5 | 22.5
1 | 31 | 2027 | 2027-01-31 | 27.3 | 17.1 | 18.1 | 19.7 | 21.8 | 18.5 | 22.7 | 1 | 31 | 2027 | 2027-01-31 | 27.5 | 19.5 | 24.5 | 26 | 28 | 23.5 | 23
2 | 1 | 2027 | 2027-02-01 | 27.4 | 17.5 | 18.7 | 21.1 | 21.5 | 19.9 | 23.5 | 2 | 1 | 2027 | 2027-02-01 | 27.5 | 15 | 16.5 | 24.5 | 22 | 21.5 | 22.5
2 | 2 | 2027 | 2027-02-02 | 30 | 17.9 | 18.5 | 23.1 | 23.3 | 20.8 | 23.6 | 2 | 2 | 2027 | 2027-02-02 | 25 | 14 | 12.5 | 16 | 17 | 18.5 | 24
2 | 3 | 2027 | 2027-02-03 | 30 | 16.2 | 18.4 | 22.1 | 23.9 | 20.6 | 24.5 | 2 | 3 | 2027 | 2027-02-03 | 26.5 | 13 | 14.5 | 18.5 | 23 | 16.5 | 19.5
2 | 4 | 2027 | 2027-02-04 | 27.6 | 16.6 | 18.7 | 21.5 | 23.3 | 20.2 | 24.2 | 2 | 4 | 2027 | 2027-02-04 | 24 | 18.5 | 16.5 | 19 | 17 | 20.5 | 21.5
2 | 5 | 2027 | 2027-02-05 | 28.2 | 16.5 | 17.9 | 22.8 | 23.2 | 20.4 | 23.3 | 2 | 5 | 2027 | 2027-02-05 | 13.5 | 8 | 9.5 | 10 | 13 | 7 | 15.5
2 | 6 | 2027 | 2027-02-06 | 28 | 16.7 | 18.3 | 22 | 23.3 | 18.8 | 22.2 | 2 | 6 | 2027 | 2027-02-06 | 8.5 | 3 | 6.5 | 0.5 | 11.5 | 1 | 10.5
2 | 7 | 2027 | 2027-02-07 | 29.7 | 17.8 | 18.7 | 23.4 | 25.1 | 20 | 23 | 2 | 7 | 2027 | 2027-02-07 | 7 | 6.5 | 9 | 3.5 | 10.5 | 2 | 7
2 | 8 | 2027 | 2027-02-08 | 29.4 | 17.8 | 18.3 | 22.8 | 23.6 | 19.9 | 23.4 | 2 | 8 | 2027 | 2027-02-08 | 11.5 | 4.5 | 9.5 | 9 | 13 | 7.5 | 15.5
2 | 9 | 2027 | 2027-02-09 | 30.6 | 17.5 | 17.8 | 23.1 | 24.4 | 21.3 | 24.4 | 2 | 9 | 2027 | 2027-02-09 | 11 | 8.5 | 10 | 8 | 14.5 | 7.5 | 14
2 | 10 | 2027 | 2027-02-10 | 29.3 | 18.1 | 18.2 | 23.7 | 25.4 | 21.3 | 25.2 | 2 | 10 | 2027 | 2027-02-10 | 17.5 | 11.5 | 12.5 | 11.5 | 18.5 | 7.5 | 12
2 | 11 | 2027 | 2027-02-11 | 29.4 | 18.1 | 19.1 | 22.7 | 24.2 | 20.4 | 24.6 | 2 | 11 | 2027 | 2027-02-11 | 21.5 | 12 | 14 | 13 | 15.5 | 12.5 | 15
2 | 12 | 2027 | 2027-02-12 | 29.9 | 17.6 | 19.1 | 22.2 | 23.7 | 20.6 | 23.6 | 2 | 12 | 2027 | 2027-02-12 | 17.5 | 10.5 | 7.5 | 15 | 11 | 9.5 | 12.5
2 | 13 | 2027 | 2027-02-13 | 29 | 18.4 | 19.2 | 22.6 | 24.6 | 21.4 | 23.3 | 2 | 13 | 2027 | 2027-02-13 | 20 | 6.5 | 10 | 18 | 14 | 17.5 | 14.5
2 | 14 | 2027 | 2027-02-14 | 28.8 | 17.1 | 19.1 | 22.4 | 22.5 | 20.7 | 24.1 | 2 | 14 | 2027 | 2027-02-14 | 15.5 | 14.5 | 10 | 14.5 | 15.5 | 10.5 | 9.5
2 | 15 | 2027 | 2027-02-15 | 27.8 | 17.1 | 19 | 21.7 | 23.6 | 20.9 | 23.5 | 2 | 15 | 2027 | 2027-02-15 | 19 | 16.5 | 13.5 | 16.5 | 23 | 16 | 14.5
2 | 16 | 2027 | 2027-02-16 | 26.8 | 17.5 | 19.3 | 21.7 | 23.3 | 20.4 | 23.1 | 2 | 16 | 2027 | 2027-02-16 | 23.5 | 13 | 10 | 20.5 | 25 | 19 | 16.5
2 | 17 | 2027 | 2027-02-17 | 26.5 | 17 | 19.1 | 20.6 | 23.1 | 19.1 | 21.6 | 2 | 17 | 2027 | 2027-02-17 | 24.5 | 13.5 | 11.5 | 20 | 24.5 | 18.5 | 17
2 | 18 | 2027 | 2027-02-18 | 25.6 | 17.1 | 17.6 | 20.7 | 22 | 19.7 | 21 | 2 | 18 | 2027 | 2027-02-18 | 22.5 | 16 | 18 | 19 | 17 | 16 | 19
2 | 19 | 2027 | 2027-02-19 | 25.4 | 16.2 | 16.6 | 20.4 | 22.7 | 17.6 | 20.1 | 2 | 19 | 2027 | 2027-02-19 | 23.5 | 12 | 15.5 | 15 | 21 | 11.5 | 15
2 | 20 | 2027 | 2027-02-20 | 24.9 | 16.6 | 18 | 18.8 | 23 | 18.7 | 20.1 | 2 | 20 | 2027 | 2027-02-20 | 19.5 | 14.5 | 13.5 | 11 | 20.5 | 11 | 14
2 | 21 | 2027 | 2027-02-21 | 24.5 | 17.2 | 18.2 | 19.2 | 22.6 | 18.5 | 20.5 | 2 | 21 | 2027 | 2027-02-21 | 26 | 15.5 | 13.5 | 18.5 | 27 | 17 | 17.5
2 | 22 | 2027 | 2027-02-22 | 24.2 | 16.8 | 18.2 | 18.9 | 21.9 | 17.5 | 20.2 | 2 | 22 | 2027 | 2027-02-22 | 31 | 18.5 | 20 | 28 | 29 | 24 | 24
2 | 23 | 2027 | 2027-02-23 | 24.3 | 15.8 | 17.8 | 18.5 | 19.5 | 16.2 | 19.8 | 2 | 23 | 2027 | 2027-02-23 | 33.5 | 18.5 | 16.5 | 27 | 32.5 | 24.5 | 25
2 | 24 | 2027 | 2027-02-24 | 23.8 | 17.2 | 17.7 | 17.4 | 20.2 | 16.5 | 18.9 | 2 | 24 | 2027 | 2027-02-24 | 25 | 20 | 20 | 17.5 | 18.5 | 15.5 | 20
2 | 25 | 2027 | 2027-02-25 | 23.1 | 16.1 | 17.2 | 16.7 | 19.7 | 15.6 | 19.1 | 2 | 25 | 2027 | 2027-02-25 | 20.5 | 19.5 | 18 | 17.5 | 23 | 14 | 14.5
2 | 26 | 2027 | 2027-02-26 | 23.6 | 16.2 | 17 | 16 | 19 | 15.6 | 19.4 | 2 | 26 | 2027 | 2027-02-26 | 20.5 | 19.5 | 18 | 17.5 | 23 | 14 | 14.5
2 | 27 | 2027 | 2027-02-27 | 21.1 | 14.7 | 15.6 | 15 | 18.7 | 14.5 | 17.1 | 2 | 27 | 2027 | 2027-02-27 | 23.5 | 12 | 13.5 | 16 | 19.5 | 12.5 | 14
2 | 28 | 2027 | 2027-02-28 | 20.7 | 14.8 | 16 | 15.1 | 17.3 | 14.2 | 17.3 | 2 | 28 | 2027 | 2027-02-28 | 24 | 15 | 18 | 23 | 28.5 | 18.5 | 18
3 | 1 | 2027 | 2027-03-01 | 21.9 | 14.9 | 16.5 | 15.7 | 18.6 | 14.1 | 17.8 | 3 | 1 | 2027 | 2027-03-01 | 30 | 21 | 20.5 | 23 | 30.5 | 21 | 21.5
3 | 2 | 2027 | 2027-03-02 | 20.4 | 14.1 | 15.5 | 14.6 | 17.9 | 13.4 | 17.7 | 3 | 2 | 2027 | 2027-03-02 | 27 | 18 | 13.5 | 22 | 25 | 22 | 17.5
3 | 3 | 2027 | 2027-03-03 | 20.7 | 15.9 | 15.7 | 15.3 | 19 | 15.1 | 17.6 | 3 | 3 | 2027 | 2027-03-03 | 28.5 | 18.5 | 20 | 27 | 26 | 24.5 | 20
3 | 4 | 2027 | 2027-03-04 | 21.9 | 15.9 | 17.3 | 16.2 | 18 | 13.4 | 17.5 | 3 | 4 | 2027 | 2027-03-04 | 32 | 22.5 | 22 | 22 | 27 | 18.5 | 21.5
3 | 5 | 2027 | 2027-03-05 | 21.4 | 14.5 | 15.7 | 14.7 | 18.7 | 13.1 | 16.3 | 3 | 5 | 2027 | 2027-03-05 | 26.5 | 19 | 17.5 | 17 | 18.5 | 13 | 18.5
3 | 6 | 2027 | 2027-03-06 | 20.5 | 14.1 | 15.7 | 14.9 | 19.4 | 13.2 | 17.2 | 3 | 6 | 2027 | 2027-03-06 | 19.5 | 15.5 | 14.5 | 11 | 13 | 8 | 12.5
3 | 7 | 2027 | 2027-03-07 | 20.2 | 14.6 | 15.4 | 15 | 18.5 | 13.1 | 17.4 | 3 | 7 | 2027 | 2027-03-07 | 16.5 | 14.5 | 13.5 | 11 | 14 | 10 | 9
3 | 8 | 2027 | 2027-03-08 | 20.5 | 13.6 | 15.9 | 14.8 | 18.2 | 13.3 | 17 | 3 | 8 | 2027 | 2027-03-08 | 19 | 15.5 | 11.5 | 11.5 | 17 | 7.5 | 10
3 | 9 | 2027 | 2027-03-09 | 21.2 | 14.5 | 16.1 | 14.7 | 18.5 | 12.6 | 17 | 3 | 9 | 2027 | 2027-03-09 | 18.5 | 17 | 15.5 | 7.5 | 14.5 | 4 | 7.5
3 | 10 | 2027 | 2027-03-10 | 20.9 | 14.4 | 16.2 | 15.3 | 18.6 | 13.2 | 16.6 | 3 | 10 | 2027 | 2027-03-10 | 17.5 | 13.5 | 13.5 | 3 | 13 | 1 | 9.5
3 | 11 | 2027 | 2027-03-11 | 19.2 | 14.1 | 14 | 14.2 | 16.2 | 11.3 | 15.6 | 3 | 11 | 2027 | 2027-03-11 | 10.5 | 6.5 | 13.5 | 4 | 7.5 | 1.5 | 1.5
3 | 12 | 2027 | 2027-03-12 | 18.9 | 13.4 | 12.8 | 13 | 16.3 | 9.8 | 14.9 | 3 | 12 | 2027 | 2027-03-12 | 13 | 3.5 | 6 | 5.5 | 14 | 1.5 | 6.5
3 | 13 | 2027 | 2027-03-13 | 18.3 | 13.7 | 13.7 | 12.5 | 16.2 | 10 | 15 | 3 | 13 | 2027 | 2027-03-13 | 18 | 4.5 | 5.5 | 3 | 13.5 | 4.5 | 7
3 | 14 | 2027 | 2027-03-14 | 17.7 | 14.1 | 14.4 | 12.6 | 16 | 9.9 | 14.4 | 3 | 14 | 2027 | 2027-03-14 | 7 | 6.5 | 6.5 | 1 | 4 | 1 | 0
3 | 15 | 2027 | 2027-03-15 | 17.4 | 14.1 | 14 | 13 | 15.6 | 10.5 | 14.2 | 3 | 15 | 2027 | 2027-03-15 | 1.5 | 15 | 14.5 | 4 | 5 | 3 | 4
3 | 16 | 2027 | 2027-03-16 | 17 | 12.9 | 13.9 | 11.5 | 16.1 | 10 | 14 | 3 | 16 | 2027 | 2027-03-16 | 13.5 | 10.5 | 12.5 | 12.5 | 17.5 | 8 | 13.5
3 | 17 | 2027 | 2027-03-17 | 17.5 | 13.1 | 13.7 | 12.7 | 16 | 10.2 | 13.6 | 3 | 17 | 2027 | 2027-03-17 | 14 | 14.5 | 14.5 | 11 | 13.5 | 10.5 | 7
3 | 18 | 2027 | 2027-03-18 | 17.2 | 12 | 14 | 12.8 | 14.9 | 11.4 | 13.6 | 3 | 18 | 2027 | 2027-03-18 | 17 | 7.5 | 12.5 | 9.5 | 19.5 | 7.5 | 10.5
3 | 19 | 2027 | 2027-03-19 | 17.3 | 12.3 | 13.5 | 13 | 17 | 10.7 | 14.3 | 3 | 19 | 2027 | 2027-03-19 | 18.5 | 9.5 | 10 | 9 | 12 | 4.5 | 11
3 | 20 | 2027 | 2027-03-20 | 17.3 | 13 | 14.3 | 13 | 17.5 | 10.9 | 13.8 | 3 | 20 | 2027 | 2027-03-20 | 16 | 6.5 | 11.5 | 8.5 | 10 | 3.5 | 9.5
3 | 21 | 2027 | 2027-03-21 | 18.7 | 12.9 | 14.1 | 14.5 | 17.6 | 12.9 | 15 | 3 | 21 | 2027 | 2027-03-21 | 12 | 8 | 11 | 8 | 11.5 | 4.5 | 5.5
3 | 22 | 2027 | 2027-03-22 | 18.7 | 12.3 | 14.6 | 13.2 | 18.5 | 11.5 | 15.3 | 3 | 22 | 2027 | 2027-03-22 | 17.5 | 12.5 | 19 | 13 | 15.5 | 12 | 13.5
3 | 23 | 2027 | 2027-03-23 | 17.2 | 13.3 | 15.2 | 13.6 | 18.9 | 11 | 15.7 | 3 | 23 | 2027 | 2027-03-23 | 19.5 | 14 | 17.5 | 11.5 | 19.5 | 10 | 13
3 | 24 | 2027 | 2027-03-24 | 18 | 13.8 | 14.3 | 14.2 | 19.3 | 12.2 | 15.6 | 3 | 24 | 2027 | 2027-03-24 | 20.5 | 11 | 13 | 11.5 | 14.5 | 11 | 10.5
3 | 25 | 2027 | 2027-03-25 | 17.1 | 13 | 14 | 12.4 | 17.8 | 10.3 | 14.1 | 3 | 25 | 2027 | 2027-03-25 | 23.5 | 9.5 | 10 | 11 | 10.5 | 7.5 | 7
3 | 26 | 2027 | 2027-03-26 | 16.6 | 13.2 | 12.9 | 11.9 | 18.1 | 10.1 | 13.2 | 3 | 26 | 2027 | 2027-03-26 | 16 | 2 | 2 | 1.5 | 7.5 | 0.5 | 5
3 | 27 | 2027 | 2027-03-27 | 15.1 | 11.9 | 13 | 10.5 | 15.6 | 8 | 12.7 | 3 | 27 | 2027 | 2027-03-27 | 9 | 6 | 6.5 | 1.5 | 4 | 0 | 0
3 | 28 | 2027 | 2027-03-28 | 14.4 | 10.8 | 11.4 | 9.1 | 14.5 | 7.3 | 10.6 | 3 | 28 | 2027 | 2027-03-28 | 13.5 | 6.5 | 7 | 7 | 14 | 3 | 5
3 | 29 | 2027 | 2027-03-29 | 14.8 | 9.9 | 11.1 | 9.3 | 14.5 | 8 | 10.4 | 3 | 29 | 2027 | 2027-03-29 | 13.5 | 7 | 7.5 | 7 | 12 | 2.5 | 4.5
3 | 30 | 2027 | 2027-03-30 | 16.5 | 10.8 | 12.4 | 11 | 16.2 | 8.8 | 11.9 | 3 | 30 | 2027 | 2027-03-30 | 10.5 | 4.5 | 3.5 | 5.5 | 9 | 2.5 | 6
3 | 31 | 2027 | 2027-03-31 | 17.4 | 12.2 | 13.9 | 12.1 | 18.7 | 9.5 | 13.8 | 3 | 31 | 2027 | 2027-03-31 | 14.5 | 8 | 12 | 11 | 16 | 7 | 7
4 | 1 | 2027 | 2027-04-01 | 17.3 | 12.9 | 14.7 | 13.6 | 19.2 | 10.7 | 13.9 | 4 | 1 | 2027 | 2027-04-01 | 26 | 12 | 18 | 13 | 24.5 | 10.5 | 14
4 | 2 | 2027 | 2027-04-02 | 18.3 | 13.3 | 14.7 | 12.3 | 19.1 | 10.7 | 13.9 | 4 | 2 | 2027 | 2027-04-02 | 24 | 12.5 | 15.5 | 15.5 | 24 | 13 | 14.5
4 | 3 | 2027 | 2027-04-03 | 18.2 | 13.5 | 14.9 | 12.4 | 19 | 10.8 | 15.5 | 4 | 3 | 2027 | 2027-04-03 | 24.5 | 12.5 | 15 | 16.5 | 24 | 14 | 15
4 | 4 | 2027 | 2027-04-04 | 17.1 | 12.3 | 13.8 | 11.8 | 18.2 | 9.9 | 14.5 | 4 | 4 | 2027 | 2027-04-04 | 18 | 14.5 | 18 | 15 | 22 | 11.5 | 16.5
4 | 5 | 2027 | 2027-04-05 | 17 | 11.7 | 13.1 | 11.2 | 17.5 | 8.9 | 12.7 | 4 | 5 | 2027 | 2027-04-05 | 24 | 14 | 14.5 | 24 | 23 | 19.5 | 16.5
4 | 6 | 2027 | 2027-04-06 | 15.2 | 11.6 | 11.4 | 10.8 | 15.5 | 8.6 | 10.6 | 4 | 6 | 2027 | 2027-04-06 | 20 | 14 | 14.5 | 14 | 21 | 11.5 | 10.5
4 | 7 | 2027 | 2027-04-07 | 14.3 | 10.4 | 10.7 | 10 | 14.1 | 7.3 | 10.1 | 4 | 7 | 2027 | 2027-04-07 | 21 | 13.5 | 11 | 13.5 | 18 | 10 | 9.5
4 | 8 | 2027 | 2027-04-08 | 14.8 | 10.5 | 11.1 | 9.3 | 13.8 | 7.7 | 10.4 | 4 | 8 | 2027 | 2027-04-08 | 13 | 11.5 | 13.5 | 12.5 | 15 | 7.5 | 8.5
4 | 9 | 2027 | 2027-04-09 | 13.9 | 11.3 | 12.2 | 8.9 | 13.3 | 6.8 | 10.2 | 4 | 9 | 2027 | 2027-04-09 | 20.5 | 10.5 | 10.5 | 10.5 | 20.5 | 5.5 | 11
4 | 10 | 2027 | 2027-04-10 | 13.3 | 11.5 | 10.7 | 8.7 | 12.1 | 7.2 | 9.8 | 4 | 10 | 2027 | 2027-04-10 | 15 | 11.5 | 14 | 8.5 | 14.5 | 5 | 10
4 | 11 | 2027 | 2027-04-11 | 12.2 | 10 | 9.9 | 8.5 | 12.7 | 6.4 | 8.7 | 4 | 11 | 2027 | 2027-04-11 | 15 | 12.5 | 17 | 11 | 16.5 | 9.5 | 9.5
4 | 12 | 2027 | 2027-04-12 | 12.3 | 9.8 | 9.3 | 8.1 | 12.3 | 5.7 | 7.9 | 4 | 12 | 2027 | 2027-04-12 | 21.5 | 13 | 14 | 14 | 19 | 11 | 14.5
4 | 13 | 2027 | 2027-04-13 | 11.5 | 10.4 | 9.6 | 7.3 | 12 | 5.5 | 7.9 | 4 | 13 | 2027 | 2027-04-13 | 11 | 13.5 | 18 | 14.5 | 11.5 | 9.5 | 11
4 | 14 | 2027 | 2027-04-14 | 13.6 | 9.9 | 10.7 | 7.8 | 13.8 | 6.8 | 8.6 | 4 | 14 | 2027 | 2027-04-14 | 21 | 14.5 | 16 | 14 | 22.5 | 12.5 | 13
4 | 15 | 2027 | 2027-04-15 | 13.9 | 10.5 | 11.9 | 8.9 | 14.9 | 7.2 | 10.6 | 4 | 15 | 2027 | 2027-04-15 | 21.5 | 13 | 14.5 | 16 | 23 | 13 | 13
4 | 16 | 2027 | 2027-04-16 | 14.3 | 10.1 | 11.6 | 8.8 | 13.2 | 6.7 | 10.1 | 4 | 16 | 2027 | 2027-04-16 | 16.5 | 12.5 | 12 | 12.5 | 17 | 8 | 8.5
4 | 17 | 2027 | 2027-04-17 | 12.5 | 9.4 | 9.9 | 7.2 | 12.8 | 5.5 | 8 | 4 | 17 | 2027 | 2027-04-17 | 13 | 8 | 10 | 7.5 | 11.5 | 3.5 | 3.5
4 | 18 | 2027 | 2027-04-18 | 13.4 | 10.1 | 10.9 | 8.2 | 13.7 | 6.2 | 8.4 | 4 | 18 | 2027 | 2027-04-18 | 8 | 7.5 | 7.5 | 6.5 | 11 | 0.5 | 2
4 | 19 | 2027 | 2027-04-19 | 13.8 | 9.4 | 10.6 | 8.1 | 13.2 | 5.9 | 9 | 4 | 19 | 2027 | 2027-04-19 | 14.5 | 7.5 | 6.5 | 5 | 10.5 | 0 | 1.5
4 | 20 | 2027 | 2027-04-20 | 12 | 8.7 | 9.6 | 6.4 | 11.3 | 4.4 | 7 | 4 | 20 | 2027 | 2027-04-20 | 10.5 | 4.5 | 5.5 | 1 | 9.5 | 0 | 0
4 | 21 | 2027 | 2027-04-21 | 11.6 | 8.4 | 10.4 | 7 | 12.6 | 5.3 | 8.1 | 4 | 21 | 2027 | 2027-04-21 | 8.5 | 7.5 | 9 | 0 | 9.5 | 0 | 0
4 | 22 | 2027 | 2027-04-22 | 12.8 | 8.2 | 9.4 | 7.9 | 12.4 | 5.6 | 8.3 | 4 | 22 | 2027 | 2027-04-22 | 12.5 | 9 | 14.5 | 9.5 | 16 | 7 | 3.5
4 | 23 | 2027 | 2027-04-23 | 10.4 | 6.2 | 7.7 | 6.4 | 10.1 | 4.6 | 7.1 | 4 | 23 | 2027 | 2027-04-23 | 18.5 | 11 | 15.5 | 13.5 | 21 | 9 | 6
4 | 24 | 2027 | 2027-04-24 | 9.6 | 6.3 | 6.5 | 5.5 | 8.5 | 3.8 | 5.2 | 4 | 24 | 2027 | 2027-04-24 | 14.5 | 12 | 13 | 13.5 | 16.5 | 7.5 | 8.5
4 | 25 | 2027 | 2027-04-25 | 8.2 | 7.1 | 6.6 | 5.4 | 8.8 | 3.2 | 4.2 | 4 | 25 | 2027 | 2027-04-25 | 22 | 15 | 14.5 | 14 | 19 | 7.5 | 10
4 | 26 | 2027 | 2027-04-26 | 8.6 | 6.3 | 7.5 | 5.2 | 9.8 | 3.3 | 5.2 | 4 | 26 | 2027 | 2027-04-26 | 20.5 | 12 | 15.5 | 13 | 19.5 | 10 | 11.5
4 | 27 | 2027 | 2027-04-27 | 8.8 | 5.7 | 7.3 | 4.8 | 9 | 3.7 | 5.3 | 4 | 27 | 2027 | 2027-04-27 | 14.5 | 2 | 0 | 3 | 4.5 | 0 | 0
4 | 28 | 2027 | 2027-04-28 | 9.8 | 6.5 | 7.6 | 5.2 | 9.4 | 4.1 | 5.4 | 4 | 28 | 2027 | 2027-04-28 | 8.5 | 5.5 | 5.5 | 0 | 5 | 0 | 0
4 | 29 | 2027 | 2027-04-29 | 10.7 | 6.4 | 8.4 | 6.1 | 10.5 | 5.2 | 5.2 | 4 | 29 | 2027 | 2027-04-29 | 9 | 6 | 10 | 6 | 10.5 | 4 | 2.5
4 | 30 | 2027 | 2027-04-30 | 10.5 | 7.2 | 7.8 | 5.8 | 10.5 | 4.1 | 6.1 | 4 | 30 | 2027 | 2027-04-30 | 13.5 | 6.5 | 8 | 8 | 11 | 2 | 6.5
5 | 1 | 2027 | 2027-05-01 | 10 | 6.2 | 6.9 | 5.8 | 9.8 | 4.1 | 5.5 | 5 | 1 | 2027 | 2027-05-01 | 7.5 | 6.5 | 7.5 | 0 | 4 | 0 | 0
5 | 2 | 2027 | 2027-05-02 | 9.2 | 5.8 | 7.3 | 5.3 | 8.9 | 3.8 | 5.4 | 5 | 2 | 2027 | 2027-05-02 | 5 | 7.5 | 7 | 4.5 | 6 | 0 | 0
5 | 3 | 2027 | 2027-05-03 | 10.1 | 6 | 7.5 | 4.9 | 10 | 3.4 | 5.5 | 5 | 3 | 2027 | 2027-05-03 | 12 | 8.5 | 10 | 4.5 | 10.5 | 0 | 0.5
5 | 4 | 2027 | 2027-05-04 | 9.4 | 5.3 | 7.3 | 4.5 | 9.2 | 3.2 | 4.2 | 5 | 4 | 2027 | 2027-05-04 | 5 | 8.5 | 11.5 | 1 | 8 | 0 | 0
5 | 5 | 2027 | 2027-05-05 | 8.9 | 5.5 | 6.8 | 4.2 | 8.3 | 2.9 | 4 | 5 | 5 | 2027 | 2027-05-05 | 11 | 9.5 | 9 | 5 | 17 | 2 | 8
5 | 6 | 2027 | 2027-05-06 | 8.2 | 4.5 | 5.6 | 4.1 | 7.7 | 2.2 | 4 | 5 | 6 | 2027 | 2027-05-06 | 16.5 | 9.5 | 12.5 | 9.5 | 20.5 | 6.5 | 11.5
5 | 7 | 2027 | 2027-05-07 | 7.5 | 4.7 | 6.3 | 3.5 | 8.7 | 2.8 | 3.7 | 5 | 7 | 2027 | 2027-05-07 | 12 | 8.5 | 10 | 4.5 | 13 | 0 | 0.5
5 | 8 | 2027 | 2027-05-08 | 9.3 | 5.5 | 7.7 | 4.3 | 10.7 | 3 | 4 | 5 | 8 | 2027 | 2027-05-08 | 10 | 2 | 5.5 | 4.5 | 10.5 | 0 | 0
5 | 9 | 2027 | 2027-05-09 | 9.6 | 6.6 | 7.9 | 5 | 10.9 | 4.1 | 4.6 | 5 | 9 | 2027 | 2027-05-09 | 7 | 1 | 2 | 3 | 8.5 | 0 | 0
5 | 10 | 2027 | 2027-05-10 | 9.2 | 5.7 | 7.1 | 4.6 | 9.1 | 3.1 | 4.5 | 5 | 10 | 2027 | 2027-05-10 | 12 | 1 | 4.5 | 2 | 6.5 | 0 | 0
5 | 11 | 2027 | 2027-05-11 | 7.5 | 4.9 | 6.6 | 4.8 | 9.5 | 3.3 | 3.9 | 5 | 11 | 2027 | 2027-05-11 | 7 | 3 | 7.5 | 0.5 | 11.5 | 0 | 0
5 | 12 | 2027 | 2027-05-12 | 8 | 4.4 | 5.8 | 4.2 | 9.1 | 3.2 | 3.7 | 5 | 12 | 2027 | 2027-05-12 | 7.5 | 5 | 5.5 | 7 | 14.5 | 4.5 | 0.5
5 | 13 | 2027 | 2027-05-13 | 7.9 | 4.8 | 6 | 3.9 | 8.8 | 2.9 | 4.5 | 5 | 13 | 2027 | 2027-05-13 | 13 | 5.5 | 9 | 7 | 16 | 6 | 6
5 | 14 | 2027 | 2027-05-14 | 7.5 | 4.2 | 5 | 3.7 | 7.6 | 3 | 3.5 | 5 | 14 | 2027 | 2027-05-14 | 10.5 | 3.5 | 5.5 | 7 | 9 | 2 | 0.5
5 | 15 | 2027 | 2027-05-15 | 5.9 | 3.6 | 4.8 | 3.2 | 6.1 | 1.8 | 2.9 | 5 | 15 | 2027 | 2027-05-15 | 11.5 | 4 | 8 | 4 | 6.5 | 0 | 0
5 | 16 | 2027 | 2027-05-16 | 6.1 | 3.1 | 4.5 | 3.2 | 7.4 | 2.2 | 3 | 5 | 16 | 2027 | 2027-05-16 | 5.5 | 2.5 | 5.5 | 0 | 13 | 0 | 0
5 | 17 | 2027 | 2027-05-17 | 6.8 | 4 | 5.1 | 3.5 | 7.7 | 2.3 | 3.7 | 5 | 17 | 2027 | 2027-05-17 | 3.5 | 0 | 5.5 | 2 | 8.5 | 0 | 0
5 | 18 | 2027 | 2027-05-18 | 5.5 | 3.9 | 4.6 | 2.4 | 6.8 | 1.6 | 2.6 | 5 | 18 | 2027 | 2027-05-18 | 4.5 | 0 | 0 | 0 | 7 | 0 | 0
5 | 19 | 2027 | 2027-05-19 | 5.6 | 2.5 | 4.1 | 2.1 | 5.1 | 1.4 | 2 | 5 | 19 | 2027 | 2027-05-19 | 2 | 3 | 0 | 0 | 5 | 0 | 0
5 | 20 | 2027 | 2027-05-20 | 4.3 | 3.1 | 4.3 | 2.2 | 5.6 | 0.9 | 2.6 | 5 | 20 | 2027 | 2027-05-20 | 2.5 | 0 | 0 | 0 | 7.5 | 0 | 0
5 | 21 | 2027 | 2027-05-21 | 4.8 | 2.8 | 3.7 | 2.1 | 6.3 | 1.1 | 2.1 | 5 | 21 | 2027 | 2027-05-21 | 1.5 | 0 | 0 | 0 | 2 | 0 | 0
5 | 22 | 2027 | 2027-05-22 | 5.2 | 3 | 4.5 | 2 | 5.5 | 0.9 | 1.6 | 5 | 22 | 2027 | 2027-05-22 | 4.5 | 2.5 | 5.5 | 0 | 3 | 0 | 0
5 | 23 | 2027 | 2027-05-23 | 5.4 | 3 | 4.8 | 2.6 | 5.6 | 1.3 | 3.2 | 5 | 23 | 2027 | 2027-05-23 | 0 | 3 | 4.5 | 0 | 2 | 0 | 0
5 | 24 | 2027 | 2027-05-24 | 6.1 | 3 | 4.2 | 1.9 | 4.6 | 1.1 | 1.5 | 5 | 24 | 2027 | 2027-05-24 | 0 | 2.5 | 4.5 | 0 | 4 | 0 | 0
5 | 25 | 2027 | 2027-05-25 | 5.6 | 2.7 | 4.2 | 2.2 | 6 | 1.5 | 1.6 | 5 | 25 | 2027 | 2027-05-25 | 4 | 3.5 | 6.5 | 0 | 4 | 0 | 0
5 | 26 | 2027 | 2027-05-26 | 5.8 | 3 | 3.8 | 2.5 | 5.8 | 1.5 | 1.9 | 5 | 26 | 2027 | 2027-05-26 | 5.5 | 0 | 2 | 0 | 4 | 0 | 0
5 | 27 | 2027 | 2027-05-27 | 4.2 | 2.1 | 3.1 | 1.3 | 4.8 | 1 | 1.3 | 5 | 27 | 2027 | 2027-05-27 | 7.5 | 0 | 0 | 0 | 2.5 | 0 | 0
5 | 28 | 2027 | 2027-05-28 | 3.5 | 2.1 | 2.4 | 1 | 4.2 | 0.5 | 1.2 | 5 | 28 | 2027 | 2027-05-28 | 4 | 0 | 0 | 0 | 0 | 0 | 0
5 | 29 | 2027 | 2027-05-29 | 3.2 | 1.8 | 2.1 | 1.2 | 3.9 | 0.5 | 1 | 5 | 29 | 2027 | 2027-05-29 | 0 | 0 | 0 | 0 | 0 | 0 | 0
5 | 30 | 2027 | 2027-05-30 | 4.5 | 2.3 | 2.9 | 1.4 | 3.7 | 0.5 | 0.8 | 5 | 30 | 2027 | 2027-05-30 | 0 | 0 | 0 | 0 | 0 | 0 | 0
5 | 31 | 2027 | 2027-05-31 | 3.7 | 2.2 | 3.4 | 1.3 | 3.6 | 0.5 | 1 | 5 | 31 | 2027 | 2027-05-31 | 0 | 0 | 1 | 0 | 0 | 0 | 0
6 | 1 | 2027 | 2027-06-01 | 3.2 | 2.7 | 3.1 | 0.8 | 3.9 | 0.4 | 1.1 | 6 | 1 | 2027 | 2027-06-01 | 0 | 1.5 | 5.5 | 0 | 0 | 0 | 0
6 | 2 | 2027 | 2027-06-02 | 2.9 | 2.3 | 3.1 | 1.3 | 4.4 | 0.5 | 1.2 | 6 | 2 | 2027 | 2027-06-02 | 3 | 3 | 1.5 | 0 | 6 | 0 | 0
6 | 3 | 2027 | 2027-06-03 | 3.6 | 1.5 | 2.5 | 1.2 | 4.4 | 0.5 | 0.9 | 6 | 3 | 2027 | 2027-06-03 | 3.5 | 2 | 2.5 | 0 | 6 | 0 | 0
6 | 4 | 2027 | 2027-06-04 | 3 | 1.2 | 1.8 | 0.8 | 3.8 | 0.2 | 1 | 6 | 4 | 2027 | 2027-06-04 | 4.5 | 0 | 0 | 0 | 6 | 0 | 0
6 | 5 | 2027 | 2027-06-05 | 2.9 | 2.1 | 2.7 | 0.8 | 3.7 | 0.4 | 0.8 | 6 | 5 | 2027 | 2027-06-05 | 0 | 0 | 0 | 0 | 0 | 0 | 0
6 | 6 | 2027 | 2027-06-06 | 3.5 | 1.7 | 2.2 | 0.5 | 3.7 | 0.1 | 0.6 | 6 | 6 | 2027 | 2027-06-06 | 0 | 0 | 0 | 0 | 0 | 0 | 0
6 | 7 | 2027 | 2027-06-07 | 4.6 | 1.5 | 2.2 | 0.6 | 3.6 | 0.2 | 0.8 | 6 | 7 | 2027 | 2027-06-07 | 0 | 0 | 0 | 0 | 0 | 0 | 0
6 | 8 | 2027 | 2027-06-08 | 3.9 | 1.6 | 2 | 0.7 | 3.1 | 0.6 | 0.5 | 6 | 8 | 2027 | 2027-06-08 | 0 | 0 | 0 | 0 | 0 | 0 | 0
6 | 9 | 2027 | 2027-06-09 | 2.8 | 2.1 | 2.5 | 0.6 | 2.6 | 0 | 0.6 | 6 | 9 | 2027 | 2027-06-09 | 0 | 0 | 0 | 0 | 0 | 0 | 0
6 | 10 | 2027 | 2027-06-10 | 3.7 | 1.8 | 2.2 | 0.9 | 3.6 | 0.4 | 0.6 | 6 | 10 | 2027 | 2027-06-10 | 0 | 0 | 0 | 0 | 0 | 0 | 0
6 | 11 | 2027 | 2027-06-11 | 3.9 | 1.5 | 2.5 | 0.8 | 3.9 | 0.3 | 0.6 | 6 | 11 | 2027 | 2027-06-11 | 0 | 0 | 0.5 | 0 | 0 | 0 | 0
6 | 12 | 2027 | 2027-06-12 | 3.4 | 0.8 | 2.4 | 0.6 | 3 | 0.2 | 0.6 | 6 | 12 | 2027 | 2027-06-12 | 0 | 0 | 2.5 | 0 | 0 | 0 | 0
6 | 13 | 2027 | 2027-06-13 | 2.3 | 0.8 | 1.8 | 0.9 | 2.8 | 0.6 | 0.4 | 6 | 13 | 2027 | 2027-06-13 | 3 | 2 | 4 | 0 | 4 | 0 | 0
6 | 14 | 2027 | 2027-06-14 | 1.9 | 0.4 | 1.5 | 0.6 | 2.4 | 0.6 | 0.5 | 6 | 14 | 2027 | 2027-06-14 | 5 | 0 | 0 | 0 | 0 | 0 | 0
6 | 15 | 2027 | 2027-06-15 | 1.8 | 1 | 1.5 | 0.2 | 2.9 | 0 | 0.6 | 6 | 15 | 2027 | 2027-06-15 | 0 | 0 | 0 | 0 | 0 | 0 | 0
6 | 16 | 2027 | 2027-06-16 | 2.4 | 1.6 | 1.8 | 0.3 | 3.4 | 0.1 | 0.5 | 6 | 16 | 2027 | 2027-06-16 | 0 | 0 | 0 | 0 | 0 | 0 | 0
6 | 17 | 2027 | 2027-06-17 | 3.2 | 1 | 2.2 | 0.3 | 3.6 | 0 | 0.8 | 6 | 17 | 2027 | 2027-06-17 | 0 | 0 | 0 | 0 | 0 | 0 | 0
6 | 18 | 2027 | 2027-06-18 | 3.7 | 0.9 | 2.1 | 0.4 | 2.8 | 0 | 0.9 | 6 | 18 | 2027 | 2027-06-18 | 0 | 0 | 0 | 0 | 0 | 0 | 0
6 | 19 | 2027 | 2027-06-19 | 2.3 | 1.3 | 2.1 | 0.4 | 2.7 | 0.3 | 1 | 6 | 19 | 2027 | 2027-06-19 | 0 | 0 | 0 | 0 | 1 | 0 | 0
6 | 20 | 2027 | 2027-06-20 | 1.6 | 1.2 | 1.8 | 0.1 | 3.2 | 0.1 | 0.8 | 6 | 20 | 2027 | 2027-06-20 | 0 | 0 | 1 | 0 | 0 | 0 | 0
6 | 21 | 2027 | 2027-06-21 | 2.8 | 1.1 | 2.1 | 0.5 | 3.7 | 0.1 | 1 | 6 | 21 | 2027 | 2027-06-21 | 0 | 0 | 0 | 0 | 0 | 0 | 0
6 | 22 | 2027 | 2027-06-22 | 2.4 | 1.1 | 2.2 | 0.6 | 2.8 | 0.5 | 0.7 | 6 | 22 | 2027 | 2027-06-22 | 0 | 0 | 0 | 0 | 0 | 0 | 0
6 | 23 | 2027 | 2027-06-23 | 2.7 | 1.4 | 1.8 | 0.4 | 2.6 | 0 | 0.9 | 6 | 23 | 2027 | 2027-06-23 | 0 | 0 | 0 | 0 | 0 | 0 | 0
6 | 24 | 2027 | 2027-06-24 | 2.3 | 1.3 | 1.8 | 0.1 | 1.2 | 0 | 0.6 | 6 | 24 | 2027 | 2027-06-24 | 0 | 0 | 0 | 0 | 0 | 0 | 0
6 | 25 | 2027 | 2027-06-25 | 1 | 0.5 | 0.8 | 0 | 1.2 | 0 | 0 | 6 | 25 | 2027 | 2027-06-25 | 0 | 0 | 0 | 0 | 0 | 0 | 0
6 | 26 | 2027 | 2027-06-26 | 1.2 | 0.4 | 1 | 0 | 0.7 | 0 | 0 | 6 | 26 | 2027 | 2027-06-26 | 0 | 0 | 0 | 0 | 0 | 0 | 0
6 | 27 | 2027 | 2027-06-27 | 0.5 | 0.3 | 0.8 | 0 | 0.7 | 0 | 0.1 | 6 | 27 | 2027 | 2027-06-27 | 0 | 0 | 0 | 0 | 0 | 0 | 0
6 | 28 | 2027 | 2027-06-28 | 0.8 | 0.4 | 0.9 | 0 | 0.8 | 0 | 0 | 6 | 28 | 2027 | 2027-06-28 | 0 | 0 | 0 | 0 | 0 | 0 | 0
6 | 29 | 2027 | 2027-06-29 | 0.8 | 0.4 | 0.8 | 0 | 1.4 | 0 | 0.2 | 6 | 29 | 2027 | 2027-06-29 | 0 | 0 | 0 | 0 | 0 | 0 | 0
6 | 30 | 2027 | 2027-06-30 | 0.8 | 0.8 | 1 | 0.1 | 1.6 | 0 | 0.4 | 6 | 30 | 2027 | 2027-06-30 | 0 | 0 | 0 | 0 | 0 | 0 | 0
7 | 1 | 2027 | 2027-07-01 | 1.2 | 0.4 | 0.4 | 0.1 | 1.8 | 0 | 0.2 | 7 | 1 | 2027 | 2027-07-01 | 0 | 0 | 0 | 0 | 0 | 0 | 0
7 | 2 | 2027 | 2027-07-02 | 0.6 | 0.2 | 0.4 | 0 | 0.3 | 0 | 0 | 7 | 2 | 2027 | 2027-07-02 | 0 | 0 | 0 | 0 | 0 | 0 | 0
7 | 3 | 2027 | 2027-07-03 | 0.2 | 0.4 | 0.5 | 0 | 0.5 | 0 | 0.1 | 7 | 3 | 2027 | 2027-07-03 | 0 | 0 | 0 | 0 | 0 | 0 | 0
7 | 4 | 2027 | 2027-07-04 | 0.5 | 0.1 | 0.3 | 0 | 0.6 | 0 | 0 | 7 | 4 | 2027 | 2027-07-04 | 0 | 0 | 0 | 0 | 0 | 0 | 0
7 | 5 | 2027 | 2027-07-05 | 0.4 | 0 | 0.2 | 0 | 0.2 | 0 | 0 | 7 | 5 | 2027 | 2027-07-05 | 0 | 0 | 0 | 0 | 0 | 0 | 0
7 | 6 | 2027 | 2027-07-06 | 0.1 | 0.1 | 0.2 | 0 | 0.6 | 0 | 0 | 7 | 6 | 2027 | 2027-07-06 | 0 | 0 | 0 | 0 | 0 | 0 | 0
7 | 7 | 2027 | 2027-07-07 | 0.4 | 0.2 | 0.1 | 0 | 0.3 | 0 | 0 | 7 | 7 | 2027 | 2027-07-07 | 0 | 0 | 0 | 0 | 0 | 0 | 0
7 | 8 | 2027 | 2027-07-08 | 0.3 | 0.6 | 0.6 | 0.1 | 0.4 | 0 | 0 | 7 | 8 | 2027 | 2027-07-08 | 0 | 0 | 0 | 0 | 0 | 0 | 0
7 | 9 | 2027 | 2027-07-09 | 0.2 | 0.2 | 0.3 | 0.1 | 0.4 | 0 | 0 | 7 | 9 | 2027 | 2027-07-09 | 0 | 0 | 0 | 0 | 0 | 0 | 0
7 | 10 | 2027 | 2027-07-10 | 0.4 | 0.1 | 0.2 | 0 | 0.3 | 0 | 0 | 7 | 10 | 2027 | 2027-07-10 | 0 | 0 | 0 | 0 | 0 | 0 | 0
7 | 11 | 2027 | 2027-07-11 | 0.7 | 0.2 | 0.3 | 0 | 0.1 | 0 | 0 | 7 | 11 | 2027 | 2027-07-11 | 0 | 0 | 0 | 0 | 0 | 0 | 0
7 | 12 | 2027 | 2027-07-12 | 0.1 | 0 | 0.2 | 0 | 0 | 0 | 0 | 7 | 12 | 2027 | 2027-07-12 | 0 | 0 | 0 | 0 | 0 | 0 | 0
7 | 13 | 2027 | 2027-07-13 | 0.1 | 0 | 0.1 | 0 | 0 | 0 | 0 | 7 | 13 | 2027 | 2027-07-13 | 0.5 | 0 | 0 | 0 | 0 | 0 | 0
7 | 14 | 2027 | 2027-07-14 | 0 | 0.1 | 0.1 | 0 | 0 | 0 | 0 | 7 | 14 | 2027 | 2027-07-14 | 0 | 0 | 0 | 0 | 0 | 0 | 0
7 | 15 | 2027 | 2027-07-15 | 0 | 0.1 | 0 | 0 | 0 | 0 | 0 | 7 | 15 | 2027 | 2027-07-15 | 0 | 0 | 0 | 0 | 0 | 0 | 0
7 | 16 | 2027 | 2027-07-16 | 0.1 | 0.1 | 0.1 | 0 | 0.2 | 0 | 0 | 7 | 16 | 2027 | 2027-07-16 | 0 | 0 | 0 | 0 | 0 | 0 | 0
7 | 17 | 2027 | 2027-07-17 | 0.1 | 0.1 | 0.1 | 0 | 0 | 0 | 0 | 7 | 17 | 2027 | 2027-07-17 | 0 | 0 | 0 | 0 | 0 | 0 | 0
7 | 18 | 2027 | 2027-07-18 | 0 | 0.1 | 0.1 | 0 | 0 | 0 | 0 | 7 | 18 | 2027 | 2027-07-18 | 0 | 0 | 0 | 0 | 0 | 0 | 0
7 | 19 | 2027 | 2027-07-19 | 0 | 0.1 | 0 | 0 | 0 | 0 | 0 | 7 | 19 | 2027 | 2027-07-19 | 0 | 0 | 0 | 0 | 0 | 0 | 0
7 | 20 | 2027 | 2027-07-20 | 0.3 | 0 | 0 | 0 | 0 | 0 | 0 | 7 | 20 | 2027 | 2027-07-20 | 0 | 0 | 0 | 0 | 0 | 0 | 0
7 | 21 | 2027 | 2027-07-21 | 0.3 | 0 | 0 | 0 | 0 | 0 | 0 | 7 | 21 | 2027 | 2027-07-21 | 0 | 0 | 0 | 0 | 0 | 0 | 0
7 | 22 | 2027 | 2027-07-22 | 0.2 | 0.2 | 0.1 | 0 | 0 | 0 | 0 | 7 | 22 | 2027 | 2027-07-22 | 0 | 0 | 1 | 0 | 1 | 0 | 0
7 | 23 | 2027 | 2027-07-23 | 0 | 0 | 0 | 0 | 0.1 | 0 | 0 | 7 | 23 | 2027 | 2027-07-23 | 0 | 0 | 0 | 0 | 0 | 0 | 0
7 | 24 | 2027 | 2027-07-24 | 0 | 0.1 | 0 | 0 | 0 | 0 | 0 | 7 | 24 | 2027 | 2027-07-24 | 0 | 0 | 0 | 0 | 0 | 0 | 0
7 | 25 | 2027 | 2027-07-25 | 0 | 0.1 | 0.1 | 0 | 0.7 | 0 | 0 | 7 | 25 | 2027 | 2027-07-25 | 0 | 0 | 0 | 0 | 0 | 0 | 0
7 | 26 | 2027 | 2027-07-26 | 0.4 | 0 | 0.1 | 0 | 0.5 | 0 | 0 | 7 | 26 | 2027 | 2027-07-26 | 0 | 0 | 0 | 0 | 1.5 | 0 | 0
7 | 27 | 2027 | 2027-07-27 | 0 | 0 | 0 | 0 | 0.1 | 0 | 0 | 7 | 27 | 2027 | 2027-07-27 | 3 | 0 | 1.5 | 0 | 3.5 | 0 | 0
7 | 28 | 2027 | 2027-07-28 | 0 | 0 | 0 | 0 | 0 | 0 | 0 | 7 | 28 | 2027 | 2027-07-28 | 4 | 0 | 0 | 0 | 0 | 0 | 0
7 | 29 | 2027 | 2027-07-29 | 0 | 0.1 | 0.1 | 0 | 0 | 0 | 0 | 7 | 29 | 2027 | 2027-07-29 | 0 | 0 | 0 | 0 | 0 | 0 | 0
7 | 30 | 2027 | 2027-07-30 | 0 | 0 | 0.1 | 0 | 0.2 | 0 | 0 | 7 | 30 | 2027 | 2027-07-30 | 0 | 0 | 0 | 0 | 0 | 0 | 0
7 | 31 | 2027 | 2027-07-31 | 0.2 | 0.1 | 0 | 0 | 0.3 | 0 | 0 | 7 | 31 | 2027 | 2027-07-31 | 0 | 0 | 0 | 0 | 0 | 0 | 0
8 | 1 | 2027 | 2027-08-01 | 0 | 0 | 0 | 0 | 0 | 0 | 0 | 8 | 1 | 2027 | 2027-08-01 | 0 | 0 | 0 | 0 | 0 | 0 | 0
8 | 2 | 2027 | 2027-08-02 | 0 | 0 | 0.1 | 0 | 0 | 0 | 0 | 8 | 2 | 2027 | 2027-08-02 | 0 | 0 | 0 | 0 | 0 | 0 | 0
8 | 3 | 2027 | 2027-08-03 | 0 | 0 | 0 | 0 | 0 | 0 | 0 | 8 | 3 | 2027 | 2027-08-03 | 0 | 0 | 0 | 0 | 0 | 0 | 0
8 | 4 | 2027 | 2027-08-04 | 0 | 0 | 0 | 0 | 0.2 | 0 | 0 | 8 | 4 | 2027 | 2027-08-04 | 0 | 0 | 0 | 0 | 0 | 0 | 0
8 | 5 | 2027 | 2027-08-05 | 0.3 | 0 | 0 | 0 | 0 | 0 | 0 | 8 | 5 | 2027 | 2027-08-05 | 0 | 0 | 1 | 0 | 0 | 0 | 0
8 | 6 | 2027 | 2027-08-06 | 0 | 0 | 0 | 0 | 0 | 0 | 0 | 8 | 6 | 2027 | 2027-08-06 | 1.5 | 0 | 0 | 0 | 0 | 0 | 0
8 | 7 | 2027 | 2027-08-07 | 0 | 0 | 0.1 | 0 | 0 | 0 | 0 | 8 | 7 | 2027 | 2027-08-07 | 0 | 0 | 0 | 0 | 0 | 0 | 0
8 | 8 | 2027 | 2027-08-08 | 0 | 0 | 0 | 0 | 0.1 | 0 | 0 | 8 | 8 | 2027 | 2027-08-08 | 0 | 0 | 0 | 0 | 0 | 0 | 0
8 | 9 | 2027 | 2027-08-09 | 0.1 | 0 | 0.1 | 0 | 0.4 | 0 | 0 | 8 | 9 | 2027 | 2027-08-09 | 0 | 0 | 0 | 0 | 0 | 0 | 0
8 | 10 | 2027 | 2027-08-10 | 0.2 | 0 | 0.2 | 0 | 0.2 | 0 | 0 | 8 | 10 | 2027 | 2027-08-10 | 0 | 0 | 0 | 0 | 0 | 0 | 0
8 | 11 | 2027 | 2027-08-11 | 0 | 0 | 0.1 | 0 | 0.1 | 0 | 0 | 8 | 11 | 2027 | 2027-08-11 | 0 | 0 | 0 | 0 | 0 | 0 | 0
8 | 12 | 2027 | 2027-08-12 | 0.2 | 0.2 | 0.1 | 0 | 0.1 | 0 | 0 | 8 | 12 | 2027 | 2027-08-12 | 0 | 0 | 0 | 0 | 0 | 0 | 0
8 | 13 | 2027 | 2027-08-13 | 0 | 0 | 0 | 0.1 | 0.1 | 0 | 0 | 8 | 13 | 2027 | 2027-08-13 | 0 | 0 | 0 | 0 | 0 | 0 | 0
8 | 14 | 2027 | 2027-08-14 | 0 | 0.1 | 0 | 0 | 0 | 0 | 0 | 8 | 14 | 2027 | 2027-08-14 | 0 | 0 | 1 | 0 | 0 | 0 | 0
8 | 15 | 2027 | 2027-08-15 | 0 | 0 | 0 | 0 | 0 | 0 | 0 | 8 | 15 | 2027 | 2027-08-15 | 0 | 0 | 0 | 0 | 0 | 0 | 0
8 | 16 | 2027 | 2027-08-16 | 0.2 | 0 | 0 | 0 | 0 | 0 | 0 | 8 | 16 | 2027 | 2027-08-16 | 0 | 0 | 0 | 0 | 1 | 0 | 0
8 | 17 | 2027 | 2027-08-17 | 0.1 | 0 | 0 | 0 | 0.1 | 0 | 0 | 8 | 17 | 2027 | 2027-08-17 | 0 | 0 | 0 | 0 | 0 | 0 | 0
8 | 18 | 2027 | 2027-08-18 | 0 | 0 | 0.1 | 0 | 0 | 0 | 0 | 8 | 18 | 2027 | 2027-08-18 | 0 | 0 | 0 | 0 | 0 | 0 | 0
8 | 19 | 2027 | 2027-08-19 | 0 | 0.1 | 0.1 | 0 | 0 | 0 | 0 | 8 | 19 | 2027 | 2027-08-19 | 0 | 0 | 0 | 0 | 0 | 0 | 0
8 | 20 | 2027 | 2027-08-20 | 0 | 0 | 0 | 0 | 0 | 0 | 0 | 8 | 20 | 2027 | 2027-08-20 | 0 | 0 | 0 | 0 | 0 | 0 | 0
8 | 21 | 2027 | 2027-08-21 | 0 | 0 | 0 | 0 | 0 | 0 | 0 | 8 | 21 | 2027 | 2027-08-21 | 0 | 0 | 0 | 0 | 0 | 0 | 0
8 | 22 | 2027 | 2027-08-22 | 0 | 0 | 0 | 0 | 0.1 | 0 | 0 | 8 | 22 | 2027 | 2027-08-22 | 0 | 0 | 0 | 0 | 1.5 | 0 | 0
8 | 23 | 2027 | 2027-08-23 | 0 | 0.2 | 0.3 | 0 | 0.2 | 0 | 0 | 8 | 23 | 2027 | 2027-08-23 | 0 | 0 | 0 | 0 | 0 | 0 | 0
8 | 24 | 2027 | 2027-08-24 | 0.1 | 0.2 | 0.2 | 0 | 0.4 | 0 | 0.3 | 8 | 24 | 2027 | 2027-08-24 | 0 | 0 | 0 | 0 | 0 | 0 | 0
8 | 25 | 2027 | 2027-08-25 | 0 | 0.1 | 0 | 0 | 0.6 | 0 | 0.1 | 8 | 25 | 2027 | 2027-08-25 | 0 | 0 | 1 | 0 | 0 | 0 | 0
8 | 26 | 2027 | 2027-08-26 | 0.5 | 0.1 | 0.3 | 0 | 0.8 | 0 | 0.1 | 8 | 26 | 2027 | 2027-08-26 | 0 | 0 | 0 | 0 | 0 | 0 | 0
8 | 27 | 2027 | 2027-08-27 | 1.1 | 0.2 | 0.3 | 0 | 0.9 | 0.1 | 0.3 | 8 | 27 | 2027 | 2027-08-27 | 0 | 0 | 0 | 0 | 0 | 0 | 0
8 | 28 | 2027 | 2027-08-28 | 0.9 | 0.1 | 0.1 | 0 | 1.4 | 0 | 0.1 | 8 | 28 | 2027 | 2027-08-28 | 0 | 0 | 0 | 0 | 0 | 0 | 0
8 | 29 | 2027 | 2027-08-29 | 1.9 | 0.5 | 0.2 | 0.1 | 0.5 | 0 | 0 | 8 | 29 | 2027 | 2027-08-29 | 0 | 0 | 0.5 | 0 | 0 | 0 | 0
8 | 30 | 2027 | 2027-08-30 | 1.3 | 0.2 | 0.2 | 0.1 | 0.9 | 0 | 0.2 | 8 | 30 | 2027 | 2027-08-30 | 4.5 | 0 | 0 | 0 | 2.5 | 0 | 0
8 | 31 | 2027 | 2027-08-31 | 1 | 0.2 | 0.3 | 0 | 0.5 | 0 | 0 | 8 | 31 | 2027 | 2027-08-31 | 2 | 0 | 0.5 | 0 | 1.5 | 0 | 0
9 | 1 | 2027 | 2027-09-01 | 0.5 | 0.2 | 0.2 | 0 | 0 | 0 | 0.2 | 9 | 1 | 2027 | 2027-09-01 | 0 | 0.5 | 1 | 0 | 0 | 0 | 0
9 | 2 | 2027 | 2027-09-02 | 0.6 | 0.4 | 0.4 | 0.3 | 0.2 | 0.1 | 0.4 | 9 | 2 | 2027 | 2027-09-02 | 1.5 | 4 | 3 | 0 | 1.5 | 0 | 0
9 | 3 | 2027 | 2027-09-03 | 0.7 | 0.1 | 0.4 | 0.2 | 0.3 | 0 | 0.4 | 9 | 3 | 2027 | 2027-09-03 | 5 | 3.5 | 8.5 | 0 | 9 | 0 | 3.5
9 | 4 | 2027 | 2027-09-04 | 1 | 0.2 | 0.2 | 0 | 0.8 | 0 | 0.2 | 9 | 4 | 2027 | 2027-09-04 | 13.5 | 4 | 6 | 8 | 13 | 3.5 | 4.5
9 | 5 | 2027 | 2027-09-05 | 1.2 | 0.3 | 0.2 | 0 | 1.6 | 0 | 0.2 | 9 | 5 | 2027 | 2027-09-05 | 11 | 6 | 7.5 | 2 | 13 | 0.5 | 0
9 | 6 | 2027 | 2027-09-06 | 1.6 | 0.6 | 0.8 | 0.2 | 1.7 | 0 | 0.4 | 9 | 6 | 2027 | 2027-09-06 | 11 | 3.5 | 6.5 | 3 | 8.5 | 0.5 | 3.5
9 | 7 | 2027 | 2027-09-07 | 1.2 | 0.4 | 0.6 | 0.1 | 0.9 | 0.1 | 0.3 | 9 | 7 | 2027 | 2027-09-07 | 9 | 1 | 0 | 1.5 | 5.5 | 0 | 0
9 | 8 | 2027 | 2027-09-08 | 1.5 | 0.5 | 0.8 | 0.1 | 1.4 | 0 | 0.5 | 9 | 8 | 2027 | 2027-09-08 | 5 | 0 | 0 | 0 | 0.5 | 0 | 0
9 | 9 | 2027 | 2027-09-09 | 0.7 | 0.3 | 0.3 | 0 | 1.2 | 0 | 0.4 | 9 | 9 | 2027 | 2027-09-09 | 0 | 0 | 0 | 0 | 0 | 0 | 0
9 | 10 | 2027 | 2027-09-10 | 0.7 | 0.3 | 0.8 | 0.2 | 1.5 | 0 | 0.6 | 9 | 10 | 2027 | 2027-09-10 | 0 | 0 | 0 | 0 | 0 | 0 | 0
9 | 11 | 2027 | 2027-09-11 | 1.4 | 0.7 | 0.9 | 0.1 | 1.6 | 0 | 0.5 | 9 | 11 | 2027 | 2027-09-11 | 0 | 0 | 0 | 0 | 0 | 0 | 0
9 | 12 | 2027 | 2027-09-12 | 0.7 | 0.5 | 0.9 | 0.1 | 1.5 | 0 | 0.6 | 9 | 12 | 2027 | 2027-09-12 | 0 | 0 | 0 | 0 | 0 | 0 | 0
9 | 13 | 2027 | 2027-09-13 | 1.1 | 0.6 | 1.1 | 0 | 1 | 0 | 0.7 | 9 | 13 | 2027 | 2027-09-13 | 0 | 0 | 0 | 0 | 0 | 0 | 0
9 | 14 | 2027 | 2027-09-14 | 1.8 | 0.7 | 1.1 | 0.3 | 2.3 | 0.1 | 0.9 | 9 | 14 | 2027 | 2027-09-14 | 6 | 4.5 | 5.5 | 1.5 | 5.5 | 0 | 3
9 | 15 | 2027 | 2027-09-15 | 1.6 | 0.8 | 0.6 | 0.2 | 2.1 | 0 | 0.5 | 9 | 15 | 2027 | 2027-09-15 | 11 | 5 | 12 | 7 | 17.5 | 3 | 10.5
9 | 16 | 2027 | 2027-09-16 | 1.7 | 0.8 | 0.9 | 0.1 | 2 | 0 | 0.2 | 9 | 16 | 2027 | 2027-09-16 | 12 | 5.5 | 4.5 | 1.5 | 12 | 0 | 7
9 | 17 | 2027 | 2027-09-17 | 1.8 | 1 | 1.1 | 0.1 | 1.9 | 0 | 0.1 | 9 | 17 | 2027 | 2027-09-17 | 9 | 2 | 1 | 1 | 7 | 0 | 0
9 | 18 | 2027 | 2027-09-18 | 2.5 | 1.6 | 1.4 | 0.2 | 2.1 | 0 | 0.5 | 9 | 18 | 2027 | 2027-09-18 | 9 | 0 | 0 | 0 | 5.5 | 0 | 0
9 | 19 | 2027 | 2027-09-19 | 3.4 | 0.8 | 0.9 | 0.7 | 1.9 | 0.7 | 0.7 | 9 | 19 | 2027 | 2027-09-19 | 5 | 0 | 0 | 0 | 4.5 | 0 | 0
9 | 20 | 2027 | 2027-09-20 | 3.8 | 1.6 | 1.1 | 1.1 | 2.7 | 0.3 | 0.9 | 9 | 20 | 2027 | 2027-09-20 | 0 | 0.5 | 0 | 0 | 0 | 0 | 0
9 | 21 | 2027 | 2027-09-21 | 4.4 | 1.9 | 2.3 | 1.1 | 3.7 | 0.7 | 2.1 | 9 | 21 | 2027 | 2027-09-21 | 2.5 | 6.5 | 4 | 0 | 1.5 | 0 | 0
9 | 22 | 2027 | 2027-09-22 | 4.9 | 2.9 | 3.1 | 1.5 | 3.2 | 0.8 | 2.6 | 9 | 22 | 2027 | 2027-09-22 | 4.5 | 9 | 10 | 1 | 2.5 | 0 | 0
9 | 23 | 2027 | 2027-09-23 | 5.6 | 2.5 | 2.4 | 1 | 3.4 | 0.5 | 1.6 | 9 | 23 | 2027 | 2027-09-23 | 1.5 | 6 | 7.5 | 0 | 7 | 0 | 2
9 | 24 | 2027 | 2027-09-24 | 4.4 | 1.9 | 1.8 | 0.8 | 3.8 | 0.4 | 1.3 | 9 | 24 | 2027 | 2027-09-24 | 0 | 0 | 2.5 | 0 | 0 | 0 | 0
9 | 25 | 2027 | 2027-09-25 | 4.4 | 1.9 | 1.9 | 1.1 | 3.4 | 0.5 | 1.1 | 9 | 25 | 2027 | 2027-09-25 | 0.5 | 4.5 | 3.5 | 0 | 0 | 0 | 0
9 | 26 | 2027 | 2027-09-26 | 4.4 | 1.9 | 2 | 1 | 3.9 | 0.6 | 1.3 | 9 | 26 | 2027 | 2027-09-26 | 2.5 | 7 | 7.5 | 0 | 6.5 | 0 | 0
9 | 27 | 2027 | 2027-09-27 | 3.7 | 2.1 | 2.5 | 1.2 | 3.6 | 0.3 | 1.8 | 9 | 27 | 2027 | 2027-09-27 | 7 | 11.5 | 11.5 | 8.5 | 13 | 4.5 | 7
9 | 28 | 2027 | 2027-09-28 | 5 | 2.8 | 2.4 | 1.4 | 4.3 | 0.5 | 2.4 | 9 | 28 | 2027 | 2027-09-28 | 9.5 | 5.5 | 0 | 6.5 | 10 | 2 | 4
9 | 29 | 2027 | 2027-09-29 | 5.4 | 2.3 | 2.2 | 1.4 | 3.9 | 0.6 | 2.4 | 9 | 29 | 2027 | 2027-09-29 | 2.5 | 5.5 | 1.5 | 0.5 | 6 | 0 | 1
9 | 30 | 2027 | 2027-09-30 | 5.1 | 2.8 | 1.8 | 2.2 | 3.8 | 0.6 | 2.6 | 9 | 30 | 2027 | 2027-09-30 | 4.5 | 5 | 4.5 | 1.5 | 5.5 | 0 | 0
10 | 1 | 2027 | 2027-10-01 | 4.5 | 2.2 | 2 | 1.8 | 4.4 | 0.7 | 2.5 | 10 | 1 | 2027 | 2027-10-01 | 2.5 | 5.5 | 3.5 | 0 | 3 | 0 | 0
10 | 2 | 2027 | 2027-10-02 | 5.9 | 2.4 | 2.8 | 2.2 | 5.3 | 1 | 2.8 | 10 | 2 | 2027 | 2027-10-02 | 0 | 7 | 8.5 | 0 | 3 | 0 | 0
10 | 3 | 2027 | 2027-10-03 | 7.7 | 3.7 | 4.1 | 3.7 | 7.3 | 2.4 | 4.2 | 10 | 3 | 2027 | 2027-10-03 | 6 | 0 | 7.5 | 5.5 | 14.5 | 1.5 | 0
10 | 4 | 2027 | 2027-10-04 | 7.4 | 4.3 | 3.7 | 3.7 | 7 | 2.4 | 4.8 | 10 | 4 | 2027 | 2027-10-04 | 6.5 | 0 | 0 | 6 | 12 | 3 | 0
10 | 5 | 2027 | 2027-10-05 | 6 | 4.5 | 3.5 | 3.1 | 6.4 | 1.8 | 3.8 | 10 | 5 | 2027 | 2027-10-05 | 9.5 | 3.5 | 2 | 2 | 10.5 | 0.5 | 1.5
10 | 6 | 2027 | 2027-10-06 | 6.8 | 3.9 | 3.1 | 3.1 | 6.2 | 1.8 | 3.8 | 10 | 6 | 2027 | 2027-10-06 | 5 | 6 | 7 | 1.5 | 4 | 0 | 2
10 | 7 | 2027 | 2027-10-07 | 7.9 | 5.1 | 4 | 3 | 6.4 | 2 | 4.6 | 10 | 7 | 2027 | 2027-10-07 | 3 | 2 | 4 | 0 | 0 | 0 | 0
10 | 8 | 2027 | 2027-10-08 | 8.4 | 5.3 | 4.8 | 3.3 | 7 | 2.2 | 5.3 | 10 | 8 | 2027 | 2027-10-08 | 0.5 | 0 | 0 | 0 | 0 | 0 | 0
10 | 9 | 2027 | 2027-10-09 | 8.5 | 5.5 | 4.2 | 3.3 | 5.4 | 1.6 | 5.2 | 10 | 9 | 2027 | 2027-10-09 | 0 | 0 | 4.5 | 0 | 0 | 0 | 0
10 | 10 | 2027 | 2027-10-10 | 8.9 | 5.4 | 4.2 | 3.8 | 6.8 | 1.9 | 4.8 | 10 | 10 | 2027 | 2027-10-10 | 0 | 0 | 1.5 | 0 | 0 | 0 | 0
10 | 11 | 2027 | 2027-10-11 | 9.2 | 5.3 | 4.7 | 4 | 7.5 | 1.9 | 4.8 | 10 | 11 | 2027 | 2027-10-11 | 4.5 | 3 | 10 | 0 | 6.5 | 0 | 0
10 | 12 | 2027 | 2027-10-12 | 8.9 | 5.5 | 4.4 | 3.8 | 6.2 | 2.3 | 4.2 | 10 | 12 | 2027 | 2027-10-12 | 8.5 | 5 | 7 | 1 | 3 | 0 | 0
10 | 13 | 2027 | 2027-10-13 | 7.7 | 5.3 | 4.2 | 4.4 | 5.8 | 2.4 | 4.8 | 10 | 13 | 2027 | 2027-10-13 | 7 | 7.5 | 4.5 | 0 | 5.5 | 0 | 0
10 | 14 | 2027 | 2027-10-14 | 9.8 | 6.5 | 5.9 | 4.5 | 7.3 | 2.7 | 6.6 | 10 | 14 | 2027 | 2027-10-14 | 6 | 11.5 | 8 | 2 | 8 | 0 | 3.5
10 | 15 | 2027 | 2027-10-15 | 8.9 | 6.7 | 5.6 | 4.4 | 7.5 | 3 | 6.6 | 10 | 15 | 2027 | 2027-10-15 | 6.5 | 5 | 0 | 6.5 | 8 | 4 | 1.5
10 | 16 | 2027 | 2027-10-16 | 10.1 | 6.7 | 5.9 | 4.9 | 8.3 | 3.8 | 6.3 | 10 | 16 | 2027 | 2027-10-16 | 5 | 3.5 | 3 | 4 | 7.5 | 2 | 1
10 | 17 | 2027 | 2027-10-17 | 10.9 | 7.2 | 6.5 | 6.1 | 9.3 | 4.6 | 7.7 | 10 | 17 | 2027 | 2027-10-17 | 7.5 | 5 | 2.5 | 2 | 8.5 | 0.5 | 0
10 | 18 | 2027 | 2027-10-18 | 12.2 | 8.5 | 8 | 6.8 | 10.2 | 5.2 | 8.1 | 10 | 18 | 2027 | 2027-10-18 | 2 | 3 | 3.5 | 0 | 2 | 0 | 1
10 | 19 | 2027 | 2027-10-19 | 14.6 | 8.6 | 8.7 | 8.5 | 11.6 | 6.1 | 9.3 | 10 | 19 | 2027 | 2027-10-19 | 8 | 3.5 | 1 | 2 | 10 | 0 | 0
10 | 20 | 2027 | 2027-10-20 | 14.3 | 9.3 | 8.2 | 8.6 | 13.2 | 6.6 | 10.1 | 10 | 20 | 2027 | 2027-10-20 | 9.5 | 7 | 6 | 3 | 12.5 | 0 | 3
10 | 21 | 2027 | 2027-10-21 | 15.6 | 9.3 | 9.6 | 9.5 | 13.2 | 6.8 | 10.5 | 10 | 21 | 2027 | 2027-10-21 | 14.5 | 12 | 10 | 6 | 9.5 | 4 | 7
10 | 22 | 2027 | 2027-10-22 | 14.3 | 9.9 | 10.1 | 7.9 | 11.9 | 6.1 | 10.5 | 10 | 22 | 2027 | 2027-10-22 | 11 | 9.5 | 8 | 6.5 | 13 | 3 | 6
10 | 23 | 2027 | 2027-10-23 | 14.6 | 9.3 | 8.8 | 8.2 | 10 | 6.6 | 11.1 | 10 | 23 | 2027 | 2027-10-23 | 20 | 11.5 | 12 | 9.5 | 18 | 6.5 | 10.5
10 | 24 | 2027 | 2027-10-24 | 13.8 | 8.7 | 9.3 | 7.7 | 10.2 | 5.8 | 10.6 | 10 | 24 | 2027 | 2027-10-24 | 14.5 | 15.5 | 9 | 12 | 10 | 8.5 | 8
10 | 25 | 2027 | 2027-10-25 | 13.7 | 9.1 | 9.9 | 8.2 | 13 | 6.3 | 11.6 | 10 | 25 | 2027 | 2027-10-25 | 9 | 4.5 | 7.5 | 15.5 | 17 | 10.5 | 10
10 | 26 | 2027 | 2027-10-26 | 16.3 | 10.7 | 11 | 10.2 | 13.6 | 8 | 12.4 | 10 | 26 | 2027 | 2027-10-26 | 15 | 5 | 7.5 | 8.5 | 12.5 | 5.5 | 5
10 | 27 | 2027 | 2027-10-27 | 17.3 | 10.4 | 11.2 | 10.7 | 14.2 | 8.7 | 12.9 | 10 | 27 | 2027 | 2027-10-27 | 19 | 6.5 | 8 | 11.5 | 19.5 | 7 | 11
10 | 28 | 2027 | 2027-10-28 | 17.2 | 10.1 | 10.6 | 10.1 | 13.9 | 8.2 | 13 | 10 | 28 | 2027 | 2027-10-28 | 20.5 | 10.5 | 9.5 | 16 | 11 | 15 | 9.5
10 | 29 | 2027 | 2027-10-29 | 17.3 | 10.1 | 10.4 | 10.5 | 13.9 | 9.2 | 13.2 | 10 | 29 | 2027 | 2027-10-29 | 17 | 5.5 | 5.5 | 5 | 12.5 | 3.5 | 10.5
10 | 30 | 2027 | 2027-10-30 | 16.2 | 9.3 | 9.2 | 10.6 | 12.2 | 8 | 13 | 10 | 30 | 2027 | 2027-10-30 | 22.5 | 3 | 1 | 0.5 | 10 | 0 | 0
10 | 31 | 2027 | 2027-10-31 | 15.8 | 9.2 | 10.2 | 9.3 | 9.8 | 8.4 | 12 | 10 | 31 | 2027 | 2027-10-31 | 7.5 | 4.5 | 4.5 | 0.5 | 1 | 3 | 0.5
11 | 1 | 2027 | 2027-11-01 | 16.5 | 9.8 | 10.7 | 10.4 | 12 | 9.7 | 14.2 | 11 | 1 | 2027 | 2027-11-01 | 11 | 9 | 10 | 7.5 | 13 | 6 | 9.5
11 | 2 | 2027 | 2027-11-02 | 18.5 | 10.3 | 12.1 | 12.2 | 14.2 | 10.8 | 14.7 | 11 | 2 | 2027 | 2027-11-02 | 21.5 | 15 | 11 | 13 | 21 | 11.5 | 10.5
11 | 3 | 2027 | 2027-11-03 | 19.7 | 12 | 12.9 | 12.6 | 14.6 | 10.2 | 15.3 | 11 | 3 | 2027 | 2027-11-03 | 24.5 | 16 | 17 | 19.5 | 23.5 | 18 | 15.5
11 | 4 | 2027 | 2027-11-04 | 21 | 12.3 | 14.7 | 14.9 | 17.4 | 12.6 | 17.1 | 11 | 4 | 2027 | 2027-11-04 | 28 | 18 | 20 | 20.5 | 26.5 | 18.5 | 20
11 | 5 | 2027 | 2027-11-05 | 20.9 | 13.9 | 14.5 | 16.1 | 18 | 14 | 17.4 | 11 | 5 | 2027 | 2027-11-05 | 28 | 15 | 14.5 | 16.5 | 20 | 16 | 12.5
11 | 6 | 2027 | 2027-11-06 | 21.3 | 14.4 | 14.9 | 15.4 | 17.6 | 12.9 | 17.8 | 11 | 6 | 2027 | 2027-11-06 | 22 | 9.5 | 15.5 | 10 | 18.5 | 10.5 | 16.5
11 | 7 | 2027 | 2027-11-07 | 21.1 | 13 | 13.4 | 13.4 | 17.4 | 12.6 | 17 | 11 | 7 | 2027 | 2027-11-07 | 22.5 | 6 | 10 | 5.5 | 16.5 | 6.5 | 18
11 | 8 | 2027 | 2027-11-08 | 20.7 | 12 | 12.4 | 12.2 | 15.4 | 10.3 | 15 | 11 | 8 | 2027 | 2027-11-08 | 18.5 | 13 | 12.5 | 10.5 | 18 | 7 | 11
11 | 9 | 2027 | 2027-11-09 | 21.6 | 11.3 | 13.5 | 14.4 | 15 | 13.2 | 17.4 | 11 | 9 | 2027 | 2027-11-09 | 24 | 14.5 | 21 | 17 | 24 | 15 | 15
11 | 10 | 2027 | 2027-11-10 | 20.3 | 13.3 | 15.1 | 15 | 17.1 | 14 | 18.8 | 11 | 10 | 2027 | 2027-11-10 | 27.5 | 19 | 22 | 16 | 26.5 | 15 | 20.5
11 | 11 | 2027 | 2027-11-11 | 20.9 | 13.8 | 14 | 14.8 | 17.5 | 13.6 | 16.3 | 11 | 11 | 2027 | 2027-11-11 | 31 | 13.5 | 16 | 15.5 | 24.5 | 13 | 15
11 | 12 | 2027 | 2027-11-12 | 22 | 11.8 | 13.4 | 15.2 | 16.5 | 13.3 | 15.7 | 11 | 12 | 2027 | 2027-11-12 | 26.5 | 14.5 | 20 | 17.5 | 22 | 13 | 22.5
11 | 13 | 2027 | 2027-11-13 | 22.8 | 13.2 | 15.2 | 16.1 | 18.7 | 15.6 | 18.8 | 11 | 13 | 2027 | 2027-11-13 | 18.5 | 8 | 10 | 2 | 8 | 2.5 | 1.5
11 | 14 | 2027 | 2027-11-14 | 24.2 | 15.5 | 16.9 | 17.3 | 21.9 | 16.7 | 19.8 | 11 | 14 | 2027 | 2027-11-14 | 16.5 | 13.5 | 16.5 | 3 | 10 | 2.5 | 2
11 | 15 | 2027 | 2027-11-15 | 24.8 | 16 | 16.4 | 17.2 | 20.5 | 16.4 | 19.3 | 11 | 15 | 2027 | 2027-11-15 | 19.5 | 16.5 | 21 | 12.5 | 21.5 | 10 | 16
11 | 16 | 2027 | 2027-11-16 | 25.4 | 16.1 | 16.6 | 18 | 20.8 | 16.8 | 20.8 | 11 | 16 | 2027 | 2027-11-16 | 27 | 18.5 | 23.5 | 20 | 26.5 | 19.5 | 24
11 | 17 | 2027 | 2027-11-17 | 26.6 | 15.7 | 15.8 | 17.4 | 20.5 | 16.8 | 19.6 | 11 | 17 | 2027 | 2027-11-17 | 20.5 | 9.5 | 10.5 | 8 | 14.5 | 7.5 | 9.5
11 | 18 | 2027 | 2027-11-18 | 25.8 | 14.2 | 15.3 | 17 | 22.2 | 15.1 | 19.4 | 11 | 18 | 2027 | 2027-11-18 | 26 | 18 | 14.5 | 16.5 | 17.5 | 16 | 16
11 | 19 | 2027 | 2027-11-19 | 24.7 | 14 | 15.7 | 16.9 | 21 | 15.9 | 20.2 | 11 | 19 | 2027 | 2027-11-19 | 30 | 21.5 | 17.5 | 21 | 16 | 18.5 | 22.5
11 | 20 | 2027 | 2027-11-20 | 24.5 | 15.5 | 17.3 | 17.3 | 21.2 | 16.5 | 21.4 | 11 | 20 | 2027 | 2027-11-20 | 36.5 | 24 | 19.5 | 24 | 24.5 | 25.5 | 25.5
11 | 21 | 2027 | 2027-11-21 | 25.1 | 18.4 | 18.8 | 19.3 | 20.7 | 18 | 22.6 | 11 | 21 | 2027 | 2027-11-21 | 43 | 24 | 19 | 30 | 27 | 31 | 28.5
11 | 22 | 2027 | 2027-11-22 | 26.4 | 19 | 18.7 | 19.7 | 22.1 | 16.8 | 24.1 | 11 | 22 | 2027 | 2027-11-22 | 39 | 22.5 | 19 | 36.5 | 33 | 32.5 | 29.5
11 | 23 | 2027 | 2027-11-23 | 28.5 | 19.3 | 19.3 | 21.2 | 24.1 | 20.5 | 25.1 | 11 | 23 | 2027 | 2027-11-23 | 33 | 20 | 21.5 | 34 | 22 | 32 | 34.5
11 | 24 | 2027 | 2027-11-24 | 28.2 | 19.3 | 19.6 | 22.3 | 24.6 | 20.9 | 26.9 | 11 | 24 | 2027 | 2027-11-24 | 31.5 | 19.5 | 19.5 | 30.5 | 23 | 31 | 24
11 | 25 | 2027 | 2027-11-25 | 29.7 | 19.8 | 19.6 | 22.1 | 24 | 21.1 | 26.5 | 11 | 25 | 2027 | 2027-11-25 | 32.5 | 19.5 | 20.5 | 37.5 | 36.5 | 34 | 25
11 | 26 | 2027 | 2027-11-26 | 29 | 18.9 | 19.1 | 21.9 | 24.8 | 20.2 | 26.6 | 11 | 26 | 2027 | 2027-11-26 | 41 | 24 | 22 | 41 | 45.5 | 37.5 | 27.5
11 | 27 | 2027 | 2027-11-27 | 30.1 | 17.8 | 19.8 | 22.6 | 23.8 | 21.5 | 26.5 | 11 | 27 | 2027 | 2027-11-27 | 48 | 23.5 | 22.5 | 41 | 49.5 | 38.5 | 34.5
11 | 28 | 2027 | 2027-11-28 | 30.8 | 17.1 | 18.8 | 22.7 | 23.5 | 21.8 | 26 | 11 | 28 | 2027 | 2027-11-28 | 48.5 | 26 | 25.5 | 39.5 | 51.5 | 35.5 | 38.5
11 | 29 | 2027 | 2027-11-29 | 30 | 17.6 | 18.9 | 21.2 | 24.9 | 21.1 | 26.2 | 11 | 29 | 2027 | 2027-11-29 | 49 | 26.5 | 26.5 | 37 | 47.5 | 36 | 40
11 | 30 | 2027 | 2027-11-30 | 29.2 | 19 | 19.7 | 22 | 24.3 | 20.1 | 26.9 | 11 | 30 | 2027 | 2027-11-30 | 42.5 | 27 | 26 | 39 | 51 | 36 | 37
12 | 1 | 2027 | 2027-12-01 | 29.9 | 19 | 19.4 | 20.9 | 25.2 | 19.8 | 25.7 | 12 | 1 | 2027 | 2027-12-01 | 39 | 17.5 | 18 | 37.5 | 45.5 | 35 | 33.5
12 | 2 | 2027 | 2027-12-02 | 28.9 | 18.4 | 19 | 22.1 | 23.9 | 20.9 | 25.2 | 12 | 2 | 2027 | 2027-12-02 | 38 | 14.5 | 15.5 | 34.5 | 26.5 | 33.5 | 30.5
12 | 3 | 2027 | 2027-12-03 | 28.3 | 18 | 17.8 | 20.6 | 23.2 | 20 | 25.1 | 12 | 3 | 2027 | 2027-12-03 | 26.5 | 5 | 10 | 23 | 14 | 19 | 26.5
12 | 4 | 2027 | 2027-12-04 | 29.3 | 17.9 | 18.4 | 19.8 | 22.8 | 20 | 26.1 | 12 | 4 | 2027 | 2027-12-04 | 27 | 12.5 | 14 | 23.5 | 22 | 16.5 | 28
12 | 5 | 2027 | 2027-12-05 | 29.2 | 20.2 | 20.9 | 24.1 | 24 | 23.8 | 28.1 | 12 | 5 | 2027 | 2027-12-05 | 28.5 | 8.5 | 15.5 | 17.5 | 16 | 14 | 30
12 | 6 | 2027 | 2027-12-06 | 30.1 | 18.7 | 20.5 | 24.5 | 25.6 | 22.6 | 28.3 | 12 | 6 | 2027 | 2027-12-06 | 20.5 | 7.5 | 10.5 | 7 | 9 | 8 | 17.5
12 | 7 | 2027 | 2027-12-07 | 31.9 | 20.7 | 20.5 | 25.1 | 25.8 | 24.7 | 28.1 | 12 | 7 | 2027 | 2027-12-07 | 17 | 9 | 11.5 | 7 | 0.5 | 6 | 18.5
12 | 8 | 2027 | 2027-12-08 | 33.8 | 20.4 | 20.4 | 27.2 | 27.4 | 25.4 | 29.6 | 12 | 8 | 2027 | 2027-12-08 | 12 | 8 | 6.5 | 2.5 | 0 | 0.5 | 14.5
12 | 9 | 2027 | 2027-12-09 | 33.6 | 18.4 | 19.3 | 25.9 | 27.4 | 25 | 28.4 | 12 | 9 | 2027 | 2027-12-09 | 18 | 12.5 | 12 | 9 | 11 | 6 | 14
12 | 10 | 2027 | 2027-12-10 | 31.9 | 19 | 20 | 23.9 | 24.6 | 24 | 27.4 | 12 | 10 | 2027 | 2027-12-10 | 21.5 | 12.5 | 13.5 | 13.5 | 17.5 | 12 | 18.5
12 | 11 | 2027 | 2027-12-11 | 29.6 | 18.9 | 19.9 | 23.6 | 24.2 | 22.4 | 27.6 | 12 | 11 | 2027 | 2027-12-11 | 23 | 18.5 | 15.5 | 14.5 | 22 | 15 | 22.5
12 | 12 | 2027 | 2027-12-12 | 30.8 | 19.4 | 19.8 | 23.7 | 24.2 | 21.9 | 27.2 | 12 | 12 | 2027 | 2027-12-12 | 26 | 20 | 16.5 | 18 | 25.5 | 16 | 22
12 | 13 | 2027 | 2027-12-13 | 30.6 | 18 | 18.9 | 22.4 | 24 | 21.7 | 28.3 | 12 | 13 | 2027 | 2027-12-13 | 26.5 | 16 | 16 | 16 | 24 | 15.5 | 17
12 | 14 | 2027 | 2027-12-14 | 30.7 | 17.7 | 19 | 22.6 | 23.8 | 21.8 | 27.8 | 12 | 14 | 2027 | 2027-12-14 | 26.5 | 19.5 | 24.5 | 21 | 27.5 | 21.5 | 21
12 | 15 | 2027 | 2027-12-15 | 32.7 | 18.6 | 18.9 | 25 | 24.6 | 23.5 | 27.7 | 12 | 15 | 2027 | 2027-12-15 | 31.5 | 19.5 | 25.5 | 24.5 | 33 | 24 | 27
12 | 16 | 2027 | 2027-12-16 | 32.1 | 16.7 | 18.5 | 22.8 | 25.9 | 22 | 27.4 | 12 | 16 | 2027 | 2027-12-16 | 36.5 | 23.5 | 22.5 | 27 | 25.5 | 25 | 26
12 | 17 | 2027 | 2027-12-17 | 33.4 | 17.3 | 18.8 | 23 | 26.3 | 22.3 | 27.4 | 12 | 17 | 2027 | 2027-12-17 | 39.5 | 24.5 | 23.5 | 28 | 20 | 29 | 28.5
12 | 18 | 2027 | 2027-12-18 | 33.2 | 18.4 | 19.6 | 24.8 | 26.1 | 22.8 | 28.7 | 12 | 18 | 2027 | 2027-12-18 | 28.5 | 18 | 19 | 25 | 20.5 | 23 | 32
12 | 19 | 2027 | 2027-12-19 | 32.5 | 19.4 | 19.1 | 24 | 25.2 | 22.7 | 28.5 | 12 | 19 | 2027 | 2027-12-19 | 33 | 20 | 20.5 | 25.5 | 24 | 25 | 36
12 | 20 | 2027 | 2027-12-20 | 32.1 | 19 | 19.7 | 24.6 | 24.4 | 23.8 | 27.6 | 12 | 20 | 2027 | 2027-12-20 | 39 | 16 | 20 | 25 | 23.5 | 24.5 | 29.5
12 | 21 | 2027 | 2027-12-21 | 68.81 | 41.69 | 40.78 | 58.15 | 59.53 | 60.73 | 56.55 | 12 | 21 | 2027 | 2027-12-21 | 28 | 19.5 | 22.5 | 16.5 | 20.5 | 17.5 | 29.5
12 | 22 | 2027 | 2027-12-22 | 34.5 | 18.9 | 19.7 | 25.1 | 26.3 | 24.1 | 29.3 | 12 | 22 | 2027 | 2027-12-22 | 31 | 21.5 | 25.5 | 22.5 | 25 | 21 | 38
12 | 23 | 2027 | 2027-12-23 | 33.1 | 19.8 | 19.6 | 24.3 | 25.6 | 25.1 | 29 | 12 | 23 | 2027 | 2027-12-23 | 33.5 | 20.5 | 22.5 | 24.5 | 28 | 23.5 | 29
12 | 24 | 2027 | 2027-12-24 | 33 | 19.7 | 19.8 | 24.3 | 27.4 | 23.1 | 29.2 | 12 | 24 | 2027 | 2027-12-24 | 41 | 22 | 23.5 | 27 | 32.5 | 25.5 | 34
12 | 25 | 2027 | 2027-12-25 | 33.9 | 20.9 | 21.7 | 26.5 | 29.6 | 24.9 | 29.2 | 12 | 25 | 2027 | 2027-12-25 | 46 | 24.5 | 24.5 | 30 | 34 | 30.5 | 41
12 | 26 | 2027 | 2027-12-26 | 35.9 | 21.7 | 21.5 | 27.1 | 29 | 26 | 30 | 12 | 26 | 2027 | 2027-12-26 | 46.5 | 26.5 | 24.5 | 28 | 35 | 32 | 45
12 | 27 | 2027 | 2027-12-27 | 35.2 | 20.3 | 20.4 | 27.6 | 28.8 | 26.6 | 29.4 | 12 | 27 | 2027 | 2027-12-27 | 43.5 | 24 | 26 | 32.5 | 29.5 | 30 | 32
12 | 28 | 2027 | 2027-12-28 | 35 | 21.7 | 21.3 | 27.2 | 29 | 27.3 | 29.8 | 12 | 28 | 2027 | 2027-12-28 | 41.5 | 22.5 | 25.5 | 32.5 | 27.5 | 31.5 | 33
12 | 29 | 2027 | 2027-12-29 | 35.4 | 21.3 | 21.1 | 26.7 | 29.4 | 25.7 | 29.6 | 12 | 29 | 2027 | 2027-12-29 | 38.5 | 24 | 24.5 | 31 | 29.5 | 30.5 | 30.5
12 | 30 | 2027 | 2027-12-30 | 36 | 21.6 | 21.1 | 27.3 | 27.4 | 26.8 | 30.3 | 12 | 30 | 2027 | 2027-12-30 | 44.5 | 28 | 25.5 | 34 | 33.5 | 31.5 | 36
12 | 31 | 2027 | 2027-12-31 | 33.4 | 21.1 | 20.7 | 25.5 | 25.6 | 25.2 | 28.8 | 12 | 31 | 2027 | 2027-12-31 | 48.5 | 29 | 28 | 38 | 39.5 | 35.5 | 42
1 | 1 | 2028 | 2028-01-01 | 33.6 | 18.8 | 18.9 | 24.4 | 23.7 | 23.1 | 27.3 | 1 | 1 | 2028 | 2028-01-01 | 55 | 30 | 28 | 39.5 | 46.5 | 38 | 47.5
1 | 2 | 2028 | 2028-01-02 | 32.6 | 18.3 | 18.9 | 24.3 | 24.5 | 23.1 | 27.2 | 1 | 2 | 2028 | 2028-01-02 | 52 | 30.5 | 30.5 | 41.5 | 46.5 | 39.5 | 45
1 | 3 | 2028 | 2028-01-03 | 33 | 19.7 | 19.1 | 25.2 | 26.4 | 23.2 | 27.4 | 1 | 3 | 2028 | 2028-01-03 | 37.5 | 31.5 | 31.5 | 43 | 41 | 43 | 39.5
1 | 4 | 2028 | 2028-01-04 | 33.3 | 20.6 | 20.4 | 25.3 | 26.3 | 23.4 | 27.2 | 1 | 4 | 2028 | 2028-01-04 | 27.5 | 26.5 | 26 | 39 | 31.5 | 36.5 | 35.5
1 | 5 | 2028 | 2028-01-05 | 31.9 | 20.1 | 20.1 | 25.1 | 25.8 | 23.3 | 27.2 | 1 | 5 | 2028 | 2028-01-05 | 25 | 26 | 23 | 35.5 | 34 | 34.5 | 33.5
1 | 6 | 2028 | 2028-01-06 | 30.8 | 18.6 | 19 | 23.3 | 24.5 | 22 | 26.1 | 1 | 6 | 2028 | 2028-01-06 | 25.5 | 21.5 | 19 | 32.5 | 36 | 30 | 25
1 | 7 | 2028 | 2028-01-07 | 31.9 | 20 | 19.2 | 22.5 | 24.2 | 20.8 | 26.4 | 1 | 7 | 2028 | 2028-01-07 | 31 | 25 | 23.5 | 29.5 | 27 | 29 | 24.5
1 | 8 | 2028 | 2028-01-08 | 32.2 | 18.6 | 18 | 22.3 | 24.3 | 19.1 | 24.7 | 1 | 8 | 2028 | 2028-01-08 | 30 | 20.5 | 23 | 27 | 27.5 | 24 | 23
1 | 9 | 2028 | 2028-01-09 | 31.2 | 17.3 | 17.5 | 22 | 23.6 | 19.2 | 24.7 | 1 | 9 | 2028 | 2028-01-09 | 36.5 | 24 | 23.5 | 29 | 30.5 | 27.5 | 23
1 | 10 | 2028 | 2028-01-10 | 30.4 | 17.3 | 18 | 22 | 23.3 | 19.9 | 24.2 | 1 | 10 | 2028 | 2028-01-10 | 42 | 23 | 22 | 28.5 | 25 | 28 | 24.5
1 | 11 | 2028 | 2028-01-11 | 31.3 | 19.2 | 19.7 | 24.2 | 24.6 | 22.2 | 26.3 | 1 | 11 | 2028 | 2028-01-11 | 40.5 | 29 | 25 | 33 | 24.5 | 31 | 24.5
1 | 12 | 2028 | 2028-01-12 | 31.8 | 20.1 | 20.5 | 25.5 | 24.8 | 22.9 | 28.7 | 1 | 12 | 2028 | 2028-01-12 | 31.5 | 18 | 17 | 23.5 | 20 | 28.5 | 24.5
1 | 13 | 2028 | 2028-01-13 | 31.9 | 19.6 | 19.9 | 24.1 | 24.2 | 22.9 | 27.6 | 1 | 13 | 2028 | 2028-01-13 | 30.5 | 11 | 19 | 18 | 19 | 14.5 | 26
1 | 14 | 2028 | 2028-01-14 | 30.5 | 18.9 | 18.7 | 23.1 | 23 | 21.7 | 26 | 1 | 14 | 2028 | 2028-01-14 | 33.5 | 19 | 23.5 | 18.5 | 28.5 | 18.5 | 31.5
1 | 15 | 2028 | 2028-01-15 | 30.4 | 18.6 | 18.5 | 22.9 | 23.4 | 21.6 | 26.7 | 1 | 15 | 2028 | 2028-01-15 | 30.5 | 25.5 | 22.5 | 20 | 26 | 22 | 24
1 | 16 | 2028 | 2028-01-16 | 30.5 | 18.4 | 18.4 | 23.3 | 22.2 | 20.8 | 25.4 | 1 | 16 | 2028 | 2028-01-16 | 30 | 14 | 15.5 | 23.5 | 20 | 23.5 | 24
1 | 17 | 2028 | 2028-01-17 | 30.9 | 18.1 | 18.2 | 22 | 22.9 | 20.6 | 25.9 | 1 | 17 | 2028 | 2028-01-17 | 29 | 12 | 15.5 | 21 | 17.5 | 23.5 | 24
1 | 18 | 2028 | 2028-01-18 | 31.9 | 16.7 | 17.4 | 22.6 | 22.8 | 21.2 | 25.5 | 1 | 18 | 2028 | 2028-01-18 | 29 | 11.5 | 14.5 | 17 | 21 | 17 | 26
1 | 19 | 2028 | 2028-01-19 | 31.7 | 17.6 | 17.9 | 21.9 | 22.4 | 21.7 | 24.5 | 1 | 19 | 2028 | 2028-01-19 | 25.5 | 15 | 18 | 19 | 21.5 | 24.5 | 25
1 | 20 | 2028 | 2028-01-20 | 29.9 | 17.7 | 18.1 | 21.1 | 22.3 | 20.4 | 25.4 | 1 | 20 | 2028 | 2028-01-20 | 25.5 | 14.5 | 19 | 16.5 | 24.5 | 14.5 | 26.5
1 | 21 | 2028 | 2028-01-21 | 30.2 | 17.3 | 18.4 | 21.9 | 21.5 | 20.5 | 24.4 | 1 | 21 | 2028 | 2028-01-21 | 23.5 | 8.5 | 13.5 | 11.5 | 14 | 12.5 | 21.5
1 | 22 | 2028 | 2028-01-22 | 30.1 | 16.8 | 17.3 | 20.1 | 19.9 | 19.8 | 23.1 | 1 | 22 | 2028 | 2028-01-22 | 25 | 8 | 14.5 | 12.5 | 13.5 | 9.5 | 20
1 | 23 | 2028 | 2028-01-23 | 29.1 | 16.8 | 17.1 | 20.1 | 20.4 | 18.9 | 23.6 | 1 | 23 | 2028 | 2028-01-23 | 21.5 | 17.5 | 16 | 14.5 | 20 | 18 | 21
1 | 24 | 2028 | 2028-01-24 | 30.2 | 16.3 | 17.2 | 21.2 | 22.2 | 19.7 | 22.8 | 1 | 24 | 2028 | 2028-01-24 | 28 | 18.5 | 18 | 19 | 23.5 | 16 | 22
1 | 25 | 2028 | 2028-01-25 | 32.1 | 17.2 | 18.9 | 21.6 | 22.4 | 20.5 | 23.6 | 1 | 25 | 2028 | 2028-01-25 | 32 | 19.5 | 14.5 | 20.5 | 22 | 22.5 | 25.5
1 | 26 | 2028 | 2028-01-26 | 30.9 | 17.6 | 18.8 | 22.3 | 23 | 21.2 | 24.8 | 1 | 26 | 2028 | 2028-01-26 | 33 | 12 | 13.5 | 26 | 19.5 | 25 | 24
1 | 27 | 2028 | 2028-01-27 | 31.3 | 18.1 | 18.3 | 21.9 | 24.8 | 21.1 | 24.4 | 1 | 27 | 2028 | 2028-01-27 | 25.5 | 7 | 8.5 | 22 | 12.5 | 21.5 | 22
1 | 28 | 2028 | 2028-01-28 | 31.3 | 18.3 | 18.4 | 23.3 | 25.2 | 22.5 | 24 | 1 | 28 | 2028 | 2028-01-28 | 32.5 | 8 | 10.5 | 13.5 | 17.5 | 13 | 16.5
1 | 29 | 2028 | 2028-01-29 | 30.1 | 17.9 | 18.9 | 23.1 | 24.3 | 21.8 | 24.9 | 1 | 29 | 2028 | 2028-01-29 | 32 | 15.5 | 16.5 | 17 | 23.5 | 15.5 | 19
1 | 30 | 2028 | 2028-01-30 | 31.7 | 18.7 | 19.1 | 25.3 | 24.7 | 22.8 | 24.4 | 1 | 30 | 2028 | 2028-01-30 | 37 | 19.5 | 19.5 | 20.5 | 26 | 20 | 23.5
1 | 31 | 2028 | 2028-01-31 | 33.8 | 19.2 | 19.8 | 26.8 | 26.7 | 24.8 | 26.1 | 1 | 31 | 2028 | 2028-01-31 | 38 | 18.5 | 20.5 | 25 | 31 | 23 | 26
2 | 1 | 2028 | 2028-02-01 | 33.3 | 19 | 19.5 | 25.8 | 26.3 | 23.4 | 26.8 | 2 | 1 | 2028 | 2028-02-01 | 33.5 | 20 | 21.5 | 24 | 29.5 | 22.5 | 26
2 | 2 | 2028 | 2028-02-02 | 33.3 | 18.6 | 19.6 | 24.9 | 26.4 | 22.9 | 26.5 | 2 | 2 | 2028 | 2028-02-02 | 40.5 | 20 | 22 | 24.5 | 27.5 | 23.5 | 26.5
2 | 3 | 2028 | 2028-02-03 | 32.8 | 17.9 | 20 | 25.1 | 25.4 | 22.4 | 26.4 | 2 | 3 | 2028 | 2028-02-03 | 40 | 18 | 19 | 21 | 28.5 | 21.5 | 24
2 | 4 | 2028 | 2028-02-04 | 31.2 | 16.5 | 18 | 23.8 | 23.7 | 21.1 | 25.1 | 2 | 4 | 2028 | 2028-02-04 | 32.5 | 14 | 17.5 | 21.5 | 19 | 16 | 23
2 | 5 | 2028 | 2028-02-05 | 30 | 15.2 | 17.1 | 21.7 | 21.9 | 18.2 | 22.9 | 2 | 5 | 2028 | 2028-02-05 | 27.5 | 9.5 | 19 | 11.5 | 20 | 11 | 19.5
2 | 6 | 2028 | 2028-02-06 | 28.2 | 15.9 | 17.9 | 21.2 | 22 | 18.8 | 22.1 | 2 | 6 | 2028 | 2028-02-06 | 29 | 18 | 22 | 17 | 18.5 | 15 | 17.5
2 | 7 | 2028 | 2028-02-07 | 27.4 | 17.2 | 18 | 20.5 | 22.7 | 17.4 | 22.9 | 2 | 7 | 2028 | 2028-02-07 | 33 | 20.5 | 21 | 19 | 15 | 19.5 | 21
2 | 8 | 2028 | 2028-02-08 | 27.4 | 17.1 | 18.2 | 20.7 | 22.1 | 18.2 | 23.4 | 2 | 8 | 2028 | 2028-02-08 | 28.5 | 11.5 | 14.5 | 20.5 | 12.5 | 20.5 | 19
2 | 9 | 2028 | 2028-02-09 | 27.4 | 17.6 | 18.5 | 21.3 | 21.9 | 19.4 | 22.9 | 2 | 9 | 2028 | 2028-02-09 | 29 | 13.5 | 11.5 | 20.5 | 14.5 | 21 | 19
2 | 10 | 2028 | 2028-02-10 | 28.4 | 17 | 17.5 | 21.2 | 21.2 | 19 | 22.7 | 2 | 10 | 2028 | 2028-02-10 | 27.5 | 11.5 | 15.5 | 21 | 15 | 19 | 19.5
2 | 11 | 2028 | 2028-02-11 | 27.7 | 16.4 | 17.6 | 20.4 | 21.6 | 18.7 | 21.5 | 2 | 11 | 2028 | 2028-02-11 | 24.5 | 15 | 14.5 | 15.5 | 13.5 | 17 | 16.5
2 | 12 | 2028 | 2028-02-12 | 26.5 | 16.1 | 17.6 | 19.7 | 22 | 17.8 | 21.2 | 2 | 12 | 2028 | 2028-02-12 | 25 | 8.5 | 9.5 | 14 | 10.5 | 13 | 17.5
2 | 13 | 2028 | 2028-02-13 | 25.2 | 15.5 | 16.8 | 19.8 | 21.4 | 17.6 | 21.1 | 2 | 13 | 2028 | 2028-02-13 | 22 | 13.5 | 15.5 | 15.5 | 21 | 13.5 | 16
2 | 14 | 2028 | 2028-02-14 | 25.1 | 15.3 | 17 | 19.5 | 20.5 | 17.2 | 20.8 | 2 | 14 | 2028 | 2028-02-14 | 24.5 | 11 | 10 | 11.5 | 10.5 | 10 | 14.5
2 | 15 | 2028 | 2028-02-15 | 24.7 | 15.5 | 16.2 | 19 | 20.8 | 16.7 | 20.2 | 2 | 15 | 2028 | 2028-02-15 | 19 | 10.5 | 11 | 8.5 | 10 | 5.5 | 4
2 | 16 | 2028 | 2028-02-16 | 24.1 | 14.7 | 15.8 | 18.6 | 20.3 | 16.4 | 19.5 | 2 | 16 | 2028 | 2028-02-16 | 22 | 13 | 10 | 11 | 14 | 6.5 | 10.5
2 | 17 | 2028 | 2028-02-17 | 22.5 | 14.4 | 15.5 | 17 | 19.3 | 15.4 | 18.7 | 2 | 17 | 2028 | 2028-02-17 | 17 | 11 | 11.5 | 9.5 | 9 | 8.5 | 8.5
2 | 18 | 2028 | 2028-02-18 | 22.2 | 15.1 | 15.9 | 17 | 19.5 | 15.3 | 18.4 | 2 | 18 | 2028 | 2028-02-18 | 18 | 11 | 14.5 | 12.5 | 20 | 7 | 13
2 | 19 | 2028 | 2028-02-19 | 21.6 | 15.4 | 15.9 | 16.6 | 19 | 14.7 | 18.7 | 2 | 19 | 2028 | 2028-02-19 | 19.5 | 11.5 | 18 | 15 | 19.5 | 10.5 | 16
2 | 20 | 2028 | 2028-02-20 | 21.2 | 15.5 | 15.8 | 16.5 | 20.8 | 15.6 | 18.1 | 2 | 20 | 2028 | 2028-02-20 | 25.5 | 16.5 | 20 | 19 | 25 | 15.5 | 19.5
2 | 21 | 2028 | 2028-02-21 | 22 | 16 | 15.8 | 16.7 | 19.9 | 15.8 | 17.2 | 2 | 21 | 2028 | 2028-02-21 | 27 | 19.5 | 23 | 21.5 | 25.5 | 23.5 | 22
2 | 22 | 2028 | 2028-02-22 | 21.2 | 15.1 | 15.8 | 15.9 | 18.3 | 15.3 | 17.4 | 2 | 22 | 2028 | 2028-02-22 | 24.5 | 18 | 21 | 19.5 | 26 | 17.5 | 20
2 | 23 | 2028 | 2028-02-23 | 20.4 | 14.9 | 15.8 | 15.8 | 17.7 | 14.9 | 17.5 | 2 | 23 | 2028 | 2028-02-23 | 29 | 18 | 18 | 19 | 23 | 16.5 | 21
2 | 24 | 2028 | 2028-02-24 | 21.1 | 14.2 | 15 | 15.5 | 17.1 | 13.7 | 17.1 | 2 | 24 | 2028 | 2028-02-24 | 22 | 11 | 14.5 | 19 | 16.5 | 17 | 14.5
2 | 25 | 2028 | 2028-02-25 | 21.5 | 14.1 | 14.5 | 15.6 | 18.3 | 13.3 | 16.7 | 2 | 25 | 2028 | 2028-02-25 | 22.5 | 11.5 | 12.5 | 17.5 | 16.5 | 15 | 16
2 | 26 | 2028 | 2028-02-26 | 21.2 | 13.9 | 14.2 | 15 | 17.5 | 13.4 | 16.2 | 2 | 26 | 2028 | 2028-02-26 | 23 | 13.5 | 13 | 19 | 14 | 16.5 | 15.5
2 | 27 | 2028 | 2028-02-27 | 20.6 | 13.7 | 14 | 14.6 | 17 | 12.4 | 15.9 | 2 | 27 | 2028 | 2028-02-27 | 17.5 | 10.5 | 14 | 11 | 16.5 | 8 | 9.5
2 | 28 | 2028 | 2028-02-28 | 20.2 | 13.1 | 13.9 | 13.7 | 16.4 | 11.1 | 15.7 | 2 | 28 | 2028 | 2028-02-28 | 22 | 11 | 15.5 | 12.5 | 16 | 10 | 10.5
2 | 29 | 2028 | 2028-02-29 | 21.2 | 15.6 | 15.8 | 15.7 | 19.2 | 13.3 | 17.4 | 2 | 29 | 2028 | 2028-02-29 | 24.5 | 12 | 15.5 | 14.5 | 22 | 13.5 | 16
3 | 1 | 2028 | 2028-03-01 | 21 | 15.3 | 16.3 | 16 | 19.3 | 14 | 17.9 | 3 | 1 | 2028 | 2028-03-01 | 15.5 | 10 | 12.5 | 8 | 10 | 7.5 | 13.5
3 | 2 | 2028 | 2028-03-02 | 20.7 | 14.2 | 15.5 | 15.1 | 19.2 | 13.9 | 16.9 | 3 | 2 | 2028 | 2028-03-02 | 20 | 9.5 | 14.5 | 11.5 | 13.5 | 10 | 16.5
3 | 3 | 2028 | 2028-03-03 | 22.5 | 14.3 | 16 | 15.2 | 19.2 | 13 | 17.6 | 3 | 3 | 2028 | 2028-03-03 | 20.5 | 7.5 | 11 | 9.5 | 12.5 | 7.5 | 11
3 | 4 | 2028 | 2028-03-04 | 22.8 | 14.9 | 16 | 15.2 | 19.6 | 13.1 | 18.2 | 3 | 4 | 2028 | 2028-03-04 | 20.5 | 9 | 18 | 10.5 | 15 | 8 | 15
3 | 5 | 2028 | 2028-03-05 | 21.7 | 14.8 | 15.8 | 14.9 | 19.5 | 11.9 | 17.4 | 3 | 5 | 2028 | 2028-03-05 | 10.5 | 4.5 | 7 | 2.5 | 8 | 0.5 | 8
3 | 6 | 2028 | 2028-03-06 | 22.8 | 13.4 | 16.1 | 15.2 | 20.3 | 12.2 | 17.2 | 3 | 6 | 2028 | 2028-03-06 | 19 | 6.5 | 12.5 | 7.5 | 15.5 | 5.5 | 11
3 | 7 | 2028 | 2028-03-07 | 22.4 | 14 | 16.3 | 14.8 | 19.9 | 13 | 16.7 | 3 | 7 | 2028 | 2028-03-07 | 19.5 | 14.5 | 15.5 | 14.5 | 21 | 12.5 | 11.5
3 | 8 | 2028 | 2028-03-08 | 21.2 | 14.6 | 16.4 | 14.9 | 19.1 | 12.2 | 17.3 | 3 | 8 | 2028 | 2028-03-08 | 26 | 14 | 18 | 19 | 28.5 | 17.5 | 21
3 | 9 | 2028 | 2028-03-09 | 20.6 | 13.8 | 15.3 | 14.8 | 18.9 | 11.9 | 15.8 | 3 | 9 | 2028 | 2028-03-09 | 24 | 11.5 | 16.5 | 14 | 19.5 | 10.5 | 21
3 | 10 | 2028 | 2028-03-10 | 19.9 | 12.7 | 14.3 | 14.9 | 18 | 12.8 | 15 | 3 | 10 | 2028 | 2028-03-10 | 15.5 | 8.5 | 16 | 11.5 | 19 | 8 | 11.5
3 | 11 | 2028 | 2028-03-11 | 19.7 | 12.9 | 13.9 | 14.4 | 18.6 | 11.5 | 15.5 | 3 | 11 | 2028 | 2028-03-11 | 19 | 14 | 17 | 16.5 | 22 | 16.5 | 18.5
3 | 12 | 2028 | 2028-03-12 | 20.4 | 13.9 | 15.2 | 15.5 | 19.3 | 12.1 | 16.7 | 3 | 12 | 2028 | 2028-03-12 | 14.5 | 11.5 | 17.5 | 15 | 20 | 13 | 11.5
3 | 13 | 2028 | 2028-03-13 | 21.1 | 14.4 | 15.5 | 16 | 19.2 | 12.7 | 16.5 | 3 | 13 | 2028 | 2028-03-13 | 21.5 | 13.5 | 18 | 13 | 19 | 11 | 16.5
3 | 14 | 2028 | 2028-03-14 | 20 | 13.6 | 14.7 | 14.7 | 18.1 | 11.8 | 15.5 | 3 | 14 | 2028 | 2028-03-14 | 23.5 | 15.5 | 19 | 15.5 | 22 | 14.5 | 18
3 | 15 | 2028 | 2028-03-15 | 18.3 | 13.1 | 14.1 | 13.6 | 16.9 | 11.2 | 15.2 | 3 | 15 | 2028 | 2028-03-15 | 25 | 15 | 18 | 18 | 20.5 | 16.5 | 17
3 | 16 | 2028 | 2028-03-16 | 17.9 | 12.8 | 14.4 | 12.7 | 16.4 | 10.2 | 14.6 | 3 | 16 | 2028 | 2028-03-16 | 24 | 17 | 19 | 16.5 | 14.5 | 15 | 16
3 | 17 | 2028 | 2028-03-17 | 17.4 | 13.7 | 15.1 | 12.9 | 16.7 | 11.2 | 15.2 | 3 | 17 | 2028 | 2028-03-17 | 24.5 | 14.5 | 18 | 19 | 22 | 18.5 | 18.5
3 | 18 | 2028 | 2028-03-18 | 18 | 13.9 | 15.2 | 13.6 | 17.1 | 12.3 | 15.9 | 3 | 18 | 2028 | 2028-03-18 | 26.5 | 12 | 11 | 20 | 24.5 | 17.5 | 19
3 | 19 | 2028 | 2028-03-19 | 19.1 | 14.2 | 15.1 | 14.5 | 17.9 | 12.6 | 16.1 | 3 | 19 | 2028 | 2028-03-19 | 17 | 11 | 12.5 | 14.5 | 15.5 | 11.5 | 10
3 | 20 | 2028 | 2028-03-20 | 18.3 | 13.7 | 14.9 | 14.4 | 17.4 | 11.8 | 15 | 3 | 20 | 2028 | 2028-03-20 | 15.5 | 8.5 | 10.5 | 11 | 16.5 | 10 | 6.5
3 | 21 | 2028 | 2028-03-21 | 18 | 13.3 | 14.4 | 13.1 | 17.9 | 10.3 | 14.3 | 3 | 21 | 2028 | 2028-03-21 | 17.5 | 7 | 13 | 12 | 19.5 | 8.5 | 13.5
3 | 22 | 2028 | 2028-03-22 | 17.3 | 12.3 | 14 | 12.2 | 17.8 | 10.5 | 14.9 | 3 | 22 | 2028 | 2028-03-22 | 21 | 9 | 13 | 12 | 20.5 | 14 | 9.5
3 | 23 | 2028 | 2028-03-23 | 16.9 | 12.2 | 13.6 | 11.9 | 17.5 | 10.9 | 14.2 | 3 | 23 | 2028 | 2028-03-23 | 19.5 | 10.5 | 14.5 | 12 | 15 | 9.5 | 8
3 | 24 | 2028 | 2028-03-24 | 16.5 | 12.3 | 13.3 | 11.3 | 17 | 10.2 | 13 | 3 | 24 | 2028 | 2028-03-24 | 17.5 | 13 | 14.5 | 11.5 | 15 | 9.5 | 9
3 | 25 | 2028 | 2028-03-25 | 16.8 | 12.6 | 13.7 | 12 | 17.3 | 10 | 13.7 | 3 | 25 | 2028 | 2028-03-25 | 23.5 | 13 | 13.5 | 14.5 | 22 | 14 | 13
3 | 26 | 2028 | 2028-03-26 | 17.5 | 12.7 | 15 | 11.9 | 17.6 | 10.3 | 14.3 | 3 | 26 | 2028 | 2028-03-26 | 26.5 | 12 | 15.5 | 14.5 | 21.5 | 11.5 | 13.5
3 | 27 | 2028 | 2028-03-27 | 17.7 | 12.9 | 14.5 | 11.3 | 16.3 | 9.2 | 12.9 | 3 | 27 | 2028 | 2028-03-27 | 20.5 | 13.5 | 13 | 12 | 18.5 | 11 | 10
3 | 28 | 2028 | 2028-03-28 | 17.1 | 12.2 | 13.9 | 11 | 16.4 | 8.8 | 12.6 | 3 | 28 | 2028 | 2028-03-28 | 26 | 12.5 | 16 | 20 | 25 | 17.5 | 17
3 | 29 | 2028 | 2028-03-29 | 15.5 | 11.3 | 13 | 10.6 | 15.8 | 8.4 | 12.2 | 3 | 29 | 2028 | 2028-03-29 | 18 | 10 | 12.5 | 13 | 15.5 | 11.5 | 7.5
3 | 30 | 2028 | 2028-03-30 | 15.3 | 11.5 | 12.9 | 10.1 | 15.9 | 8.1 | 11.8 | 3 | 30 | 2028 | 2028-03-30 | 12 | 8.5 | 8 | 14 | 16.5 | 11.5 | 4.5
3 | 31 | 2028 | 2028-03-31 | 15.9 | 11.8 | 13.5 | 10.5 | 16.5 | 8.7 | 12.9 | 3 | 31 | 2028 | 2028-03-31 | 15 | 6 | 5 | 6 | 13 | 4.5 | 4.5
4 | 1 | 2028 | 2028-04-01 | 16.5 | 12 | 13.9 | 10.6 | 17.5 | 9.1 | 13.1 | 4 | 1 | 2028 | 2028-04-01 | 14.5 | 6 | 5.5 | 1.5 | 9.5 | 1 | 0.5
4 | 2 | 2028 | 2028-04-02 | 16.1 | 11.2 | 13 | 11.1 | 16.8 | 9.2 | 12.6 | 4 | 2 | 2028 | 2028-04-02 | 10 | 8 | 8 | 0 | 6.5 | 0 | 0
4 | 3 | 2028 | 2028-04-03 | 15.1 | 11 | 12.5 | 11.1 | 16.1 | 8.5 | 11.4 | 4 | 3 | 2028 | 2028-04-03 | 10 | 5.5 | 7.5 | 3 | 9 | 0 | 3.5
4 | 4 | 2028 | 2028-04-04 | 14 | 11.6 | 12.5 | 9.9 | 14.6 | 7 | 10.8 | 4 | 4 | 2028 | 2028-04-04 | 16 | 7.5 | 10 | 9 | 13.5 | 6.5 | 4.5
4 | 5 | 2028 | 2028-04-05 | 14.4 | 10.3 | 12 | 9.7 | 13.9 | 7.1 | 10 | 4 | 5 | 2028 | 2028-04-05 | 15.5 | 10 | 15.5 | 9.5 | 15 | 10 | 8
4 | 6 | 2028 | 2028-04-06 | 15.3 | 10.6 | 12.3 | 9.7 | 14.6 | 7.6 | 11 | 4 | 6 | 2028 | 2028-04-06 | 14.5 | 3 | 9 | 5.5 | 5 | 4.5 | 6.5
4 | 7 | 2028 | 2028-04-07 | 15.2 | 11 | 12.2 | 10.5 | 15.7 | 8.2 | 11.5 | 4 | 7 | 2028 | 2028-04-07 | 9 | 1 | 0 | 2.5 | 5 | 0.5 | 0
4 | 8 | 2028 | 2028-04-08 | 15.6 | 11 | 12.1 | 11.5 | 16.1 | 8.5 | 12 | 4 | 8 | 2028 | 2028-04-08 | 5 | 5.5 | 0 | 0 | 3 | 0 | 0
4 | 9 | 2028 | 2028-04-09 | 14.4 | 10.1 | 11.2 | 11.2 | 15 | 8.4 | 10.9 | 4 | 9 | 2028 | 2028-04-09 | 5.5 | 8.5 | 8.5 | 0 | 0 | 0 | 0
4 | 10 | 2028 | 2028-04-10 | 12.6 | 9.1 | 10.4 | 8.8 | 13.6 | 6.6 | 9 | 4 | 10 | 2028 | 2028-04-10 | 6.5 | 9 | 13 | 3 | 7.5 | 0 | 0
4 | 11 | 2028 | 2028-04-11 | 13.1 | 9.5 | 11 | 8.2 | 13.6 | 6.3 | 9.1 | 4 | 11 | 2028 | 2028-04-11 | 7 | 8.5 | 11 | 2.5 | 6.5 | 0.5 | 0
4 | 12 | 2028 | 2028-04-12 | 13.5 | 10.5 | 11.8 | 8.8 | 14.2 | 6.5 | 9.4 | 4 | 12 | 2028 | 2028-04-12 | 12 | 9.5 | 11 | 4 | 7 | 3.5 | 1
4 | 13 | 2028 | 2028-04-13 | 13.6 | 10.6 | 11.4 | 9.7 | 13.9 | 7 | 8.9 | 4 | 13 | 2028 | 2028-04-13 | 14.5 | 10.5 | 11 | 7.5 | 15.5 | 7 | 10
4 | 14 | 2028 | 2028-04-14 | 14 | 10 | 10.7 | 9.7 | 12.7 | 6.8 | 9.4 | 4 | 14 | 2028 | 2028-04-14 | 17 | 12 | 13.5 | 9.5 | 15.5 | 9 | 10
4 | 15 | 2028 | 2028-04-15 | 13.1 | 9.2 | 10.6 | 8.2 | 11.9 | 5.6 | 8.5 | 4 | 15 | 2028 | 2028-04-15 | 17 | 10 | 11 | 8 | 15.5 | 8 | 9.5
4 | 16 | 2028 | 2028-04-16 | 12.4 | 9.9 | 10.6 | 7.7 | 11.6 | 5.7 | 7.9 | 4 | 16 | 2028 | 2028-04-16 | 18 | 8.5 | 8 | 9 | 10.5 | 7 | 6
4 | 17 | 2028 | 2028-04-17 | 13.2 | 9.8 | 10.6 | 8.4 | 12 | 6.5 | 8.6 | 4 | 17 | 2028 | 2028-04-17 | 10 | 4.5 | 0 | 3 | 6.5 | 1 | 3
4 | 18 | 2028 | 2028-04-18 | 12.5 | 8.9 | 9.8 | 7.9 | 12 | 5.9 | 8.1 | 4 | 18 | 2028 | 2028-04-18 | 7.5 | 0 | 0 | 0 | 0.5 | 0 | 0
4 | 19 | 2028 | 2028-04-19 | 11.1 | 8.5 | 8.8 | 7.2 | 11.2 | 5.2 | 7.8 | 4 | 19 | 2028 | 2028-04-19 | 6 | 0 | 0 | 0 | 1.5 | 0 | 0
4 | 20 | 2028 | 2028-04-20 | 11 | 7.7 | 7.9 | 7.1 | 10.6 | 4.9 | 7.6 | 4 | 20 | 2028 | 2028-04-20 | 4 | 0 | 0 | 0 | 2.5 | 0 | 0
4 | 21 | 2028 | 2028-04-21 | 11.4 | 7.5 | 8.4 | 6.5 | 10.6 | 4.8 | 7.1 | 4 | 21 | 2028 | 2028-04-21 | 2.5 | 0 | 0 | 0 | 6 | 0 | 0
4 | 22 | 2028 | 2028-04-22 | 11.4 | 7.1 | 8.6 | 6.7 | 10.9 | 4.5 | 6.9 | 4 | 22 | 2028 | 2028-04-22 | 1.5 | 4 | 7.5 | 0 | 6.5 | 0 | 0
4 | 23 | 2028 | 2028-04-23 | 11.2 | 6.7 | 8.3 | 6.2 | 10.6 | 4.3 | 6.8 | 4 | 23 | 2028 | 2028-04-23 | 7.5 | 5 | 7 | 1.5 | 11.5 | 1.5 | 0
4 | 24 | 2028 | 2028-04-24 | 10.7 | 7 | 7.9 | 5.8 | 10.3 | 4 | 6.1 | 4 | 24 | 2028 | 2028-04-24 | 15.5 | 9.5 | 12.5 | 5 | 14.5 | 4.5 | 3
4 | 25 | 2028 | 2028-04-25 | 10.6 | 7 | 7.7 | 5.7 | 10.7 | 4.3 | 5.7 | 4 | 25 | 2028 | 2028-04-25 | 15 | 9 | 14 | 9.5 | 17 | 9.5 | 6
4 | 26 | 2028 | 2028-04-26 | 10.9 | 6.7 | 8 | 5.8 | 10.5 | 4.5 | 6 | 4 | 26 | 2028 | 2028-04-26 | 13 | 8 | 13.5 | 6.5 | 18 | 7.5 | 9
4 | 27 | 2028 | 2028-04-27 | 11.1 | 6.5 | 8 | 6.4 | 11.2 | 4.7 | 6.5 | 4 | 27 | 2028 | 2028-04-27 | 13.5 | 7.5 | 10 | 7 | 11 | 8 | 2
4 | 28 | 2028 | 2028-04-28 | 10.9 | 6.5 | 7.9 | 6.4 | 11.8 | 4.8 | 6 | 4 | 28 | 2028 | 2028-04-28 | 10.5 | 4.5 | 7 | 2 | 12.5 | 3.5 | 4
4 | 29 | 2028 | 2028-04-29 | 10.7 | 6.7 | 8.7 | 6.3 | 11.7 | 4.4 | 6.7 | 4 | 29 | 2028 | 2028-04-29 | 13.5 | 5 | 7.5 | 7 | 15.5 | 7 | 3
4 | 30 | 2028 | 2028-04-30 | 11.2 | 7.7 | 9.7 | 6.7 | 12.1 | 4.9 | 6.9 | 4 | 30 | 2028 | 2028-04-30 | 9 | 6 | 8.5 | 2.5 | 13.5 | 4 | 0
5 | 1 | 2028 | 2028-05-01 | 11.6 | 7.2 | 9.4 | 6.9 | 11.8 | 5.7 | 7 | 5 | 1 | 2028 | 2028-05-01 | 8.5 | 3.5 | 2 | 3 | 6 | 2 | 0
5 | 2 | 2028 | 2028-05-02 | 11.6 | 6.5 | 9.2 | 6.5 | 11.8 | 4.7 | 7.2 | 5 | 2 | 2028 | 2028-05-02 | 5.5 | 0 | 0 | 0 | 4 | 0 | 0
5 | 3 | 2028 | 2028-05-03 | 11 | 6 | 8.5 | 6.6 | 11.7 | 4.5 | 6.7 | 5 | 3 | 2028 | 2028-05-03 | 5.5 | 0 | 0 | 0 | 0 | 0 | 0
5 | 4 | 2028 | 2028-05-04 | 10.6 | 6.1 | 8 | 5.9 | 11.2 | 4.5 | 5.6 | 5 | 4 | 2028 | 2028-05-04 | 0 | 4.5 | 7.5 | 0 | 3 | 0 | 0
5 | 5 | 2028 | 2028-05-05 | 10.2 | 5.8 | 8 | 4.8 | 10.5 | 3.8 | 5.6 | 5 | 5 | 2028 | 2028-05-05 | 1.5 | 5 | 5 | 0 | 7 | 0 | 0
5 | 6 | 2028 | 2028-05-06 | 9.4 | 5.5 | 7.8 | 4.3 | 9.5 | 3 | 4.9 | 5 | 6 | 2028 | 2028-05-06 | 1.5 | 1.5 | 1 | 0 | 0 | 0 | 0
5 | 7 | 2028 | 2028-05-07 | 7.8 | 5.4 | 7.1 | 3.7 | 8.9 | 1.9 | 4.1 | 5 | 7 | 2028 | 2028-05-07 | 0 | 0 | 0 | 0 | 0 | 0 | 0
5 | 8 | 2028 | 2028-05-08 | 7.3 | 5.2 | 7 | 3.3 | 8.8 | 1.9 | 3.8 | 5 | 8 | 2028 | 2028-05-08 | 3 | 4.5 | 5 | 0 | 4 | 0 | 0
5 | 9 | 2028 | 2028-05-09 | 7.6 | 4.9 | 6.4 | 3.4 | 8.1 | 2.1 | 3.7 | 5 | 9 | 2028 | 2028-05-09 | 14 | 6.5 | 10 | 5 | 10 | 6.5 | 0
5 | 10 | 2028 | 2028-05-10 | 7.3 | 4.8 | 6.2 | 3 | 7.6 | 1.9 | 3.3 | 5 | 10 | 2028 | 2028-05-10 | 12 | 4.5 | 5 | 6.5 | 9.5 | 4.5 | 1
5 | 11 | 2028 | 2028-05-11 | 6.7 | 4.4 | 5.6 | 2.7 | 6.8 | 2 | 3.1 | 5 | 11 | 2028 | 2028-05-11 | 10.5 | 0 | 0 | 0 | 3.5 | 0 | 0
5 | 12 | 2028 | 2028-05-12 | 6.4 | 3.9 | 5 | 2.9 | 6.8 | 2 | 3 | 5 | 12 | 2028 | 2028-05-12 | 0 | 2 | 1 | 0 | 0 | 0 | 0
5 | 13 | 2028 | 2028-05-13 | 5.7 | 3.4 | 4.2 | 2.3 | 6.7 | 2 | 2.2 | 5 | 13 | 2028 | 2028-05-13 | 0 | 0 | 0 | 0 | 0 | 0 | 0
5 | 14 | 2028 | 2028-05-14 | 5.2 | 3.2 | 4.2 | 2.3 | 6.3 | 1.2 | 1.9 | 5 | 14 | 2028 | 2028-05-14 | 4 | 3.5 | 7.5 | 2 | 2 | 1 | 0
5 | 15 | 2028 | 2028-05-15 | 5.2 | 3.2 | 4.8 | 2.4 | 6.1 | 1.4 | 2.1 | 5 | 15 | 2028 | 2028-05-15 | 9 | 4 | 7.5 | 6.5 | 11 | 5.5 | 0
5 | 16 | 2028 | 2028-05-16 | 4.6 | 2.8 | 4.5 | 2.3 | 5.2 | 1.3 | 2 | 5 | 16 | 2028 | 2028-05-16 | 5.5 | 2 | 7.5 | 0 | 5.5 | 0 | 0
5 | 17 | 2028 | 2028-05-17 | 3.8 | 2.4 | 3.6 | 1.9 | 4.8 | 1.1 | 1.5 | 5 | 17 | 2028 | 2028-05-17 | 6 | 0 | 0 | 0 | 2.5 | 0 | 0
5 | 18 | 2028 | 2028-05-18 | 3.5 | 2.8 | 3.8 | 1.6 | 4.3 | 0.8 | 2 | 5 | 18 | 2028 | 2028-05-18 | 0 | 3.5 | 6 | 0 | 0 | 0 | 0
5 | 19 | 2028 | 2028-05-19 | 5.3 | 3.4 | 4.7 | 2.3 | 5.9 | 0.7 | 2.6 | 5 | 19 | 2028 | 2028-05-19 | 12.5 | 7 | 10 | 3.5 | 10.5 | 3.5 | 1.5
5 | 20 | 2028 | 2028-05-20 | 7 | 3.9 | 5.1 | 3.1 | 7.3 | 2.1 | 3.1 | 5 | 20 | 2028 | 2028-05-20 | 19.5 | 4.5 | 5.5 | 11.5 | 13 | 7.5 | 7
5 | 21 | 2028 | 2028-05-21 | 6.1 | 4.2 | 5.1 | 2.7 | 6 | 1.7 | 2.7 | 5 | 21 | 2028 | 2028-05-21 | 14.5 | 4.5 | 10 | 9.5 | 14.5 | 5 | 0
5 | 22 | 2028 | 2028-05-22 | 5 | 3.8 | 5 | 2 | 5.4 | 1.2 | 2.1 | 5 | 22 | 2028 | 2028-05-22 | 13.5 | 1 | 4 | 1 | 15.5 | 2 | 0
5 | 23 | 2028 | 2028-05-23 | 4.7 | 3.4 | 4.5 | 2 | 6 | 1.1 | 2.1 | 5 | 23 | 2028 | 2028-05-23 | 12.5 | 3.5 | 5.5 | 1.5 | 12 | 1 | 1.5
5 | 24 | 2028 | 2028-05-24 | 4.8 | 3.4 | 4.5 | 1.9 | 5.7 | 1.2 | 2.1 | 5 | 24 | 2028 | 2028-05-24 | 10.5 | 0.5 | 2 | 1 | 8.5 | 0 | 1
5 | 25 | 2028 | 2028-05-25 | 4.6 | 3.2 | 4.6 | 1.9 | 4.6 | 1.2 | 2.3 | 5 | 25 | 2028 | 2028-05-25 | 7 | 0.5 | 5.5 | 0 | 3.5 | 0 | 0
5 | 26 | 2028 | 2028-05-26 | 5 | 3.5 | 4.5 | 2.2 | 5.6 | 1.2 | 2.8 | 5 | 26 | 2028 | 2028-05-26 | 6.5 | 5 | 6.5 | 1 | 7 | 0 | 0
5 | 27 | 2028 | 2028-05-27 | 4.8 | 3.7 | 4.9 | 2.3 | 6.7 | 1.6 | 3.2 | 5 | 27 | 2028 | 2028-05-27 | 11 | 6 | 9 | 3.5 | 9 | 2.5 | 0
5 | 28 | 2028 | 2028-05-28 | 5 | 3.1 | 4.7 | 2.2 | 7 | 1.5 | 2.7 | 5 | 28 | 2028 | 2028-05-28 | 9.5 | 6.5 | 9.5 | 1.5 | 7 | 0.5 | 0
5 | 29 | 2028 | 2028-05-29 | 5.1 | 3.1 | 4.5 | 1.9 | 6.9 | 1.1 | 2.2 | 5 | 29 | 2028 | 2028-05-29 | 4.5 | 2.5 | 5.5 | 0 | 2.5 | 0 | 0
5 | 30 | 2028 | 2028-05-30 | 5.4 | 3.7 | 4.6 | 2.2 | 5.8 | 1.3 | 2.4 | 5 | 30 | 2028 | 2028-05-30 | 3 | 4 | 5.5 | 0 | 5 | 0 | 0
5 | 31 | 2028 | 2028-05-31 | 5.9 | 3.3 | 4.3 | 2.3 | 5.6 | 1.5 | 2.5 | 5 | 31 | 2028 | 2028-05-31 | 4 | 0 | 0 | 0 | 0 | 0 | 0
6 | 1 | 2028 | 2028-06-01 | 6.4 | 2.8 | 3.5 | 2.3 | 6 | 1.7 | 1.9 | 6 | 1 | 2028 | 2028-06-01 | 0 | 0 | 1 | 0 | 0 | 0 | 0
6 | 2 | 2028 | 2028-06-02 | 6 | 2.7 | 3.4 | 2.1 | 5.4 | 1.4 | 0.9 | 6 | 2 | 2028 | 2028-06-02 | 0 | 0 | 0 | 0 | 0 | 0 | 0
6 | 3 | 2028 | 2028-06-03 | 5.4 | 2.3 | 3 | 1.2 | 4.3 | 0.8 | 0.6 | 6 | 3 | 2028 | 2028-06-03 | 0 | 0 | 0 | 0 | 0 | 0 | 0
6 | 4 | 2028 | 2028-06-04 | 4.9 | 1.9 | 2.6 | 1 | 4.3 | 0.7 | 0.9 | 6 | 4 | 2028 | 2028-06-04 | 0 | 0 | 0 | 0 | 0 | 0 | 0
6 | 5 | 2028 | 2028-06-05 | 4.1 | 1.9 | 2.6 | 1.1 | 4.5 | 0.4 | 1 | 6 | 5 | 2028 | 2028-06-05 | 0 | 0 | 0 | 0 | 0 | 0 | 0
6 | 6 | 2028 | 2028-06-06 | 4.1 | 1.8 | 2.6 | 1.2 | 4.3 | 0.3 | 1.1 | 6 | 6 | 2028 | 2028-06-06 | 0 | 0 | 0 | 0 | 0 | 0 | 0
6 | 7 | 2028 | 2028-06-07 | 3.6 | 1.6 | 2.3 | 1 | 3.8 | 0.4 | 0.9 | 6 | 7 | 2028 | 2028-06-07 | 0 | 0 | 0 | 0 | 0 | 0 | 0
6 | 8 | 2028 | 2028-06-08 | 2.9 | 1.4 | 2.3 | 0.6 | 3.4 | 0.5 | 0.6 | 6 | 8 | 2028 | 2028-06-08 | 0 | 1 | 1 | 0 | 0 | 0 | 0
6 | 9 | 2028 | 2028-06-09 | 2.7 | 1.3 | 2.1 | 0.6 | 3.3 | 0.3 | 0.5 | 6 | 9 | 2028 | 2028-06-09 | 0 | 1 | 4.5 | 0 | 1.5 | 0 | 0.5
6 | 10 | 2028 | 2028-06-10 | 2.7 | 1.5 | 1.9 | 0.4 | 2.7 | 0.1 | 0.5 | 6 | 10 | 2028 | 2028-06-10 | 4.5 | 2 | 5.5 | 0.5 | 4 | 0 | 0
6 | 11 | 2028 | 2028-06-11 | 2.7 | 1.5 | 2 | 0.7 | 2.4 | 0.2 | 0.4 | 6 | 11 | 2028 | 2028-06-11 | 10.5 | 5 | 5.5 | 2 | 9.5 | 0.5 | 1
6 | 12 | 2028 | 2028-06-12 | 2.2 | 1.4 | 2.1 | 0.4 | 2.3 | 0.2 | 0.4 | 6 | 12 | 2028 | 2028-06-12 | 7.5 | 3.5 | 2 | 0 | 3 | 0 | 0
6 | 13 | 2028 | 2028-06-13 | 1.5 | 0.9 | 1.5 | 0.1 | 2.3 | 0 | 0.4 | 6 | 13 | 2028 | 2028-06-13 | 5.5 | 3.5 | 5 | 0 | 5.5 | 0 | 0
6 | 14 | 2028 | 2028-06-14 | 1.6 | 1 | 1.2 | 0.3 | 1.9 | 0.2 | 0.3 | 6 | 14 | 2028 | 2028-06-14 | 12.5 | 5 | 9 | 2.5 | 10.5 | 0.5 | 5.5
6 | 15 | 2028 | 2028-06-15 | 1.4 | 0.8 | 0.9 | 0.4 | 1.2 | 0.1 | 0.3 | 6 | 15 | 2028 | 2028-06-15 | 12 | 5 | 5.5 | 6.5 | 16 | 3 | 8
6 | 16 | 2028 | 2028-06-16 | 0.7 | 0.4 | 0.8 | 0 | 0.6 | 0 | 0.1 | 6 | 16 | 2028 | 2028-06-16 | 11.5 | 5 | 5.5 | 3 | 9.5 | 2.5 | 4
6 | 17 | 2028 | 2028-06-17 | 0.7 | 0.5 | 0.5 | 0 | 0.3 | 0 | 0 | 6 | 17 | 2028 | 2028-06-17 | 6 | 3.5 | 5 | 1 | 11 | 0 | 0
6 | 18 | 2028 | 2028-06-18 | 0.6 | 0.6 | 0.6 | 0 | 0.6 | 0 | 0 | 6 | 18 | 2028 | 2028-06-18 | 5 | 4.5 | 5.5 | 1.5 | 7 | 0 | 0
6 | 19 | 2028 | 2028-06-19 | 0.5 | 0.6 | 0.7 | 0.1 | 1.5 | 0 | 0.1 | 6 | 19 | 2028 | 2028-06-19 | 7 | 0 | 6.5 | 2 | 7 | 0 | 3
6 | 20 | 2028 | 2028-06-20 | 1.1 | 0.5 | 1 | 0.3 | 2.5 | 0 | 0.3 | 6 | 20 | 2028 | 2028-06-20 | 0 | 2 | 0 | 0 | 0 | 0 | 0
6 | 21 | 2028 | 2028-06-21 | 1.3 | 0.7 | 1.5 | 0.3 | 2.5 | 0 | 0.4 | 6 | 21 | 2028 | 2028-06-21 | 0 | 0 | 0 | 0 | 1 | 0 | 0
6 | 22 | 2028 | 2028-06-22 | 1.1 | 1 | 1.6 | 0.1 | 1.8 | 0 | 0.4 | 6 | 22 | 2028 | 2028-06-22 | 0 | 0 | 0 | 0 | 0 | 0 | 0
6 | 23 | 2028 | 2028-06-23 | 0.9 | 1 | 1.6 | 0 | 1.7 | 0 | 0.1 | 6 | 23 | 2028 | 2028-06-23 | 0 | 1 | 1 | 0 | 0 | 0 | 0
6 | 24 | 2028 | 2028-06-24 | 0.9 | 0.8 | 1.2 | 0 | 1.3 | 0 | 0 | 6 | 24 | 2028 | 2028-06-24 | 4.5 | 2 | 3 | 0 | 2.5 | 0 | 0
6 | 25 | 2028 | 2028-06-25 | 0.5 | 0.4 | 0.6 | 0 | 0.7 | 0 | 0 | 6 | 25 | 2028 | 2028-06-25 | 4.5 | 0 | 0 | 0 | 0 | 0 | 0
6 | 26 | 2028 | 2028-06-26 | 0.1 | 0.2 | 0.4 | 0 | 0.5 | 0 | 0 | 6 | 26 | 2028 | 2028-06-26 | 0 | 0 | 0 | 0 | 0 | 0 | 0
6 | 27 | 2028 | 2028-06-27 | 0.3 | 0.4 | 0.7 | 0 | 0.3 | 0 | 0 | 6 | 27 | 2028 | 2028-06-27 | 0 | 0 | 0 | 0 | 0 | 0 | 0
6 | 28 | 2028 | 2028-06-28 | 0.2 | 0.5 | 0.6 | 0 | 0.3 | 0 | 0.1 | 6 | 28 | 2028 | 2028-06-28 | 0 | 0 | 0 | 0 | 0 | 0 | 0
6 | 29 | 2028 | 2028-06-29 | 0.3 | 0.5 | 0.8 | 0 | 0.6 | 0 | 0.2 | 6 | 29 | 2028 | 2028-06-29 | 0 | 0 | 0 | 0 | 0 | 0 | 0
6 | 30 | 2028 | 2028-06-30 | 0.4 | 0.4 | 0.8 | 0 | 1.1 | 0 | 0 | 6 | 30 | 2028 | 2028-06-30 | 0 | 0 | 0 | 0 | 0 | 0 | 0
7 | 1 | 2028 | 2028-07-01 | 0.8 | 0.2 | 0.3 | 0 | 0.7 | 0 | 0 | 7 | 1 | 2028 | 2028-07-01 | 0 | 0 | 0 | 0 | 0 | 0 | 0
7 | 2 | 2028 | 2028-07-02 | 0.4 | 0.1 | 0.2 | 0.1 | 0.5 | 0 | 0 | 7 | 2 | 2028 | 2028-07-02 | 0 | 0 | 0 | 0 | 0 | 0 | 0
7 | 3 | 2028 | 2028-07-03 | 0 | 0.2 | 0.3 | 0 | 0.3 | 0 | 0 | 7 | 3 | 2028 | 2028-07-03 | 0 | 0 | 0 | 0 | 0 | 0 | 0
7 | 4 | 2028 | 2028-07-04 | 0 | 0.2 | 0.1 | 0 | 0.3 | 0 | 0 | 7 | 4 | 2028 | 2028-07-04 | 0 | 0 | 1 | 0 | 0 | 0 | 0
7 | 5 | 2028 | 2028-07-05 | 0 | 0.2 | 0 | 0 | 0.1 | 0 | 0 | 7 | 5 | 2028 | 2028-07-05 | 1 | 1.5 | 1 | 0 | 0 | 0 | 0
7 | 6 | 2028 | 2028-07-06 | 0 | 0.3 | 0.1 | 0 | 0 | 0 | 0 | 7 | 6 | 2028 | 2028-07-06 | 1 | 0 | 0 | 0 | 0 | 0 | 0
7 | 7 | 2028 | 2028-07-07 | 0.1 | 0.4 | 0.2 | 0 | 0.2 | 0 | 0 | 7 | 7 | 2028 | 2028-07-07 | 0 | 0 | 0.5 | 0 | 0 | 0 | 0
7 | 8 | 2028 | 2028-07-08 | 0 | 0.3 | 0.1 | 0 | 0.2 | 0 | 0 | 7 | 8 | 2028 | 2028-07-08 | 0 | 0 | 0 | 0 | 0 | 0 | 0
7 | 9 | 2028 | 2028-07-09 | 0 | 0.3 | 0.1 | 0 | 0.2 | 0 | 0 | 7 | 9 | 2028 | 2028-07-09 | 0 | 0 | 1 | 0 | 0 | 0 | 0
7 | 10 | 2028 | 2028-07-10 | 0.1 | 0.1 | 0.1 | 0 | 0.4 | 0 | 0 | 7 | 10 | 2028 | 2028-07-10 | 7.5 | 0 | 0 | 0 | 3.5 | 0 | 0
7 | 11 | 2028 | 2028-07-11 | 0.1 | 0.1 | 0 | 0 | 0 | 0 | 0 | 7 | 11 | 2028 | 2028-07-11 | 5 | 0 | 0 | 0 | 0.5 | 0 | 0
7 | 12 | 2028 | 2028-07-12 | 0.1 | 0.3 | 0.1 | 0 | 0 | 0 | 0 | 7 | 12 | 2028 | 2028-07-12 | 1 | 0 | 0 | 0 | 0 | 0 | 0
7 | 13 | 2028 | 2028-07-13 | 0 | 0.3 | 0.1 | 0 | 0.2 | 0 | 0 | 7 | 13 | 2028 | 2028-07-13 | 1.5 | 0 | 0 | 0 | 0 | 0 | 0
7 | 14 | 2028 | 2028-07-14 | 0 | 0.2 | 0.1 | 0 | 0.3 | 0 | 0 | 7 | 14 | 2028 | 2028-07-14 | 0 | 0 | 0 | 0 | 0 | 0 | 0
7 | 15 | 2028 | 2028-07-15 | 0 | 0.1 | 0 | 0 | 0.1 | 0 | 0 | 7 | 15 | 2028 | 2028-07-15 | 0 | 0 | 0 | 0 | 0 | 0 | 0
7 | 16 | 2028 | 2028-07-16 | 0 | 0 | 0 | 0 | 0 | 0 | 0 | 7 | 16 | 2028 | 2028-07-16 | 0 | 0 | 0 | 0 | 0 | 0 | 0
7 | 17 | 2028 | 2028-07-17 | 0 | 0 | 0 | 0 | 0.1 | 0 | 0 | 7 | 17 | 2028 | 2028-07-17 | 0.5 | 0 | 0 | 0 | 0 | 0 | 0
7 | 18 | 2028 | 2028-07-18 | 0 | 0 | 0.1 | 0 | 0.2 | 0 | 0 | 7 | 18 | 2028 | 2028-07-18 | 0 | 0 | 0 | 0 | 0 | 0 | 0
7 | 19 | 2028 | 2028-07-19 | 0.1 | 0.1 | 0.1 | 0 | 0 | 0 | 0 | 7 | 19 | 2028 | 2028-07-19 | 0 | 0 | 0 | 0 | 0 | 0 | 0
7 | 20 | 2028 | 2028-07-20 | 0 | 0 | 0 | 0 | 0 | 0 | 0 | 7 | 20 | 2028 | 2028-07-20 | 0 | 0 | 0 | 0 | 0 | 0 | 0
7 | 21 | 2028 | 2028-07-21 | 0 | 0 | 0.1 | 0 | 0 | 0 | 0 | 7 | 21 | 2028 | 2028-07-21 | 0 | 0 | 0 | 0 | 0 | 0 | 0
7 | 22 | 2028 | 2028-07-22 | 0 | 0 | 0 | 0 | 0.1 | 0 | 0 | 7 | 22 | 2028 | 2028-07-22 | 0 | 0 | 0 | 0 | 0 | 0 | 0
7 | 23 | 2028 | 2028-07-23 | 0 | 0 | 0 | 0 | 0.1 | 0 | 0 | 7 | 23 | 2028 | 2028-07-23 | 0 | 0 | 0 | 0 | 0 | 0 | 0
7 | 24 | 2028 | 2028-07-24 | 0 | 0 | 0 | 0 | 0 | 0 | 0 | 7 | 24 | 2028 | 2028-07-24 | 0 | 0 | 0 | 0 | 0 | 0 | 0
7 | 25 | 2028 | 2028-07-25 | 0.1 | 0 | 0 | 0 | 0.3 | 0 | 0 | 7 | 25 | 2028 | 2028-07-25 | 0 | 0 | 0 | 0 | 0 | 0 | 0
7 | 26 | 2028 | 2028-07-26 | 0 | 0 | 0 | 0 | 0.1 | 0 | 0 | 7 | 26 | 2028 | 2028-07-26 | 0 | 0 | 0 | 0 | 0 | 0 | 0
7 | 27 | 2028 | 2028-07-27 | 0 | 0.1 | 0 | 0 | 0 | 0 | 0 | 7 | 27 | 2028 | 2028-07-27 | 0 | 0 | 0 | 0 | 0 | 0 | 0
7 | 28 | 2028 | 2028-07-28 | 0 | 0 | 0 | 0 | 0 | 0 | 0 | 7 | 28 | 2028 | 2028-07-28 | 0 | 0 | 0 | 0 | 0 | 0 | 0
7 | 29 | 2028 | 2028-07-29 | 0 | 0.1 | 0.1 | 0 | 0.2 | 0 | 0 | 7 | 29 | 2028 | 2028-07-29 | 0 | 0 | 0 | 0 | 0 | 0 | 0
7 | 30 | 2028 | 2028-07-30 | 0 | 0 | 0 | 0 | 0 | 0 | 0 | 7 | 30 | 2028 | 2028-07-30 | 0 | 0 | 0 | 0 | 0 | 0 | 0
7 | 31 | 2028 | 2028-07-31 | 0 | 0 | 0 | 0 | 0 | 0 | 0 | 7 | 31 | 2028 | 2028-07-31 | 0 | 0 | 0 | 0 | 0 | 0 | 0
8 | 1 | 2028 | 2028-08-01 | 0 | 0.1 | 0 | 0 | 0 | 0 | 0 | 8 | 1 | 2028 | 2028-08-01 | 0 | 0 | 0 | 0 | 0 | 0 | 0
8 | 2 | 2028 | 2028-08-02 | 0 | 0 | 0 | 0 | 0 | 0 | 0 | 8 | 2 | 2028 | 2028-08-02 | 0 | 0 | 0 | 0 | 0 | 0 | 0
8 | 3 | 2028 | 2028-08-03 | 0 | 0.1 | 0 | 0 | 0 | 0 | 0 | 8 | 3 | 2028 | 2028-08-03 | 0 | 0 | 0 | 0 | 0 | 0 | 0
8 | 4 | 2028 | 2028-08-04 | 0 | 0 | 0 | 0 | 0 | 0 | 0 | 8 | 4 | 2028 | 2028-08-04 | 0 | 0 | 0 | 0 | 0 | 0 | 0
8 | 5 | 2028 | 2028-08-05 | 0 | 0 | 0 | 0 | 0 | 0 | 0 | 8 | 5 | 2028 | 2028-08-05 | 0 | 0 | 0 | 0 | 0 | 0 | 0
8 | 6 | 2028 | 2028-08-06 | 0 | 0.1 | 0 | 0 | 0.2 | 0 | 0 | 8 | 6 | 2028 | 2028-08-06 | 0 | 0 | 4 | 0 | 0 | 0 | 0
8 | 7 | 2028 | 2028-08-07 | 0.1 | 0 | 0 | 0 | 0.1 | 0 | 0 | 8 | 7 | 2028 | 2028-08-07 | 0 | 0 | 2 | 0 | 0 | 0 | 0
8 | 8 | 2028 | 2028-08-08 | 0.1 | 0 | 0 | 0 | 0 | 0 | 0 | 8 | 8 | 2028 | 2028-08-08 | 0.5 | 0 | 0 | 0 | 4 | 0 | 0
8 | 9 | 2028 | 2028-08-09 | 0 | 0 | 0 | 0 | 0 | 0 | 0 | 8 | 9 | 2028 | 2028-08-09 | 7.5 | 0 | 0 | 0 | 0 | 0 | 0
8 | 10 | 2028 | 2028-08-10 | 0 | 0 | 0 | 0 | 0 | 0 | 0 | 8 | 10 | 2028 | 2028-08-10 | 3 | 0 | 0 | 0 | 0 | 0 | 0
8 | 11 | 2028 | 2028-08-11 | 0 | 0.2 | 0 | 0 | 0.1 | 0 | 0 | 8 | 11 | 2028 | 2028-08-11 | 0 | 0 | 0 | 0 | 0 | 0 | 0
8 | 12 | 2028 | 2028-08-12 | 0 | 0 | 0.1 | 0 | 0.1 | 0 | 0 | 8 | 12 | 2028 | 2028-08-12 | 0 | 0 | 0 | 0 | 0 | 0 | 0
8 | 13 | 2028 | 2028-08-13 | 0.2 | 0.1 | 0 | 0 | 0.1 | 0 | 0 | 8 | 13 | 2028 | 2028-08-13 | 0 | 0 | 0 | 0 | 0 | 0 | 0
8 | 14 | 2028 | 2028-08-14 | 0.3 | 0 | 0 | 0 | 0.2 | 0 | 0 | 8 | 14 | 2028 | 2028-08-14 | 0 | 0 | 0 | 0 | 0 | 0 | 0
8 | 15 | 2028 | 2028-08-15 | 0.3 | 0.1 | 0 | 0 | 0.1 | 0 | 0 | 8 | 15 | 2028 | 2028-08-15 | 0 | 0 | 0 | 0 | 0 | 0 | 0
8 | 16 | 2028 | 2028-08-16 | 0.1 | 0 | 0 | 0 | 0 | 0 | 0 | 8 | 16 | 2028 | 2028-08-16 | 0 | 0 | 0 | 0 | 0 | 0 | 0
8 | 17 | 2028 | 2028-08-17 | 0 | 0 | 0.1 | 0 | 0 | 0 | 0 | 8 | 17 | 2028 | 2028-08-17 | 0 | 0 | 0 | 0 | 0 | 0 | 0
8 | 18 | 2028 | 2028-08-18 | 0.1 | 0.1 | 0.2 | 0 | 0 | 0 | 0 | 8 | 18 | 2028 | 2028-08-18 | 0 | 0 | 0 | 0 | 0 | 0 | 0
8 | 19 | 2028 | 2028-08-19 | 0.2 | 0 | 0.1 | 0 | 0.2 | 0 | 0 | 8 | 19 | 2028 | 2028-08-19 | 0 | 0 | 0 | 0 | 0 | 0 | 0
8 | 20 | 2028 | 2028-08-20 | 0 | 0 | 0.1 | 0 | 0.4 | 0 | 0 | 8 | 20 | 2028 | 2028-08-20 | 0 | 0 | 0 | 0 | 0 | 0 | 0
8 | 21 | 2028 | 2028-08-21 | 0 | 0 | 0.1 | 0 | 0.3 | 0 | 0 | 8 | 21 | 2028 | 2028-08-21 | 0 | 0 | 0 | 0 | 0 | 0 | 0
8 | 22 | 2028 | 2028-08-22 | 0.2 | 0.2 | 0.2 | 0 | 0.5 | 0 | 0 | 8 | 22 | 2028 | 2028-08-22 | 0 | 0 | 0 | 0 | 0 | 0 | 0
8 | 23 | 2028 | 2028-08-23 | 0 | 0.2 | 0.2 | 0 | 0.4 | 0 | 0.1 | 8 | 23 | 2028 | 2028-08-23 | 2.5 | 0 | 0 | 0 | 0 | 0 | 0
8 | 24 | 2028 | 2028-08-24 | 0.1 | 0.2 | 0.3 | 0 | 0.4 | 0 | 0.1 | 8 | 24 | 2028 | 2028-08-24 | 0 | 0 | 0 | 0 | 0 | 0 | 0
8 | 25 | 2028 | 2028-08-25 | 0.2 | 0.1 | 0.3 | 0 | 0.5 | 0 | 0.2 | 8 | 25 | 2028 | 2028-08-25 | 0 | 0 | 0 | 0 | 0 | 0 | 0
8 | 26 | 2028 | 2028-08-26 | 0.5 | 0 | 0.2 | 0 | 0.4 | 0 | 0.1 | 8 | 26 | 2028 | 2028-08-26 | 0 | 0 | 0 | 0 | 0 | 0 | 0
8 | 27 | 2028 | 2028-08-27 | 0.4 | 0.2 | 0.2 | 0 | 0.4 | 0 | 0.1 | 8 | 27 | 2028 | 2028-08-27 | 0 | 0 | 0 | 0 | 0 | 0 | 0
8 | 28 | 2028 | 2028-08-28 | 0.3 | 0.4 | 0.2 | 0 | 0.8 | 0 | 0 | 8 | 28 | 2028 | 2028-08-28 | 0 | 0 | 0 | 0 | 0 | 0 | 0
8 | 29 | 2028 | 2028-08-29 | 0.6 | 0.1 | 0.2 | 0.2 | 1 | 0 | 0 | 8 | 29 | 2028 | 2028-08-29 | 0 | 0 | 0 | 0 | 0 | 0 | 0
8 | 30 | 2028 | 2028-08-30 | 0.9 | 0 | 0.1 | 0.2 | 1.1 | 0 | 0 | 8 | 30 | 2028 | 2028-08-30 | 0 | 0 | 0 | 0 | 0 | 0 | 0
8 | 31 | 2028 | 2028-08-31 | 0.5 | 0.1 | 0.3 | 0 | 0.9 | 0 | 0 | 8 | 31 | 2028 | 2028-08-31 | 0 | 0 | 0 | 0 | 0 | 0 | 0
9 | 1 | 2028 | 2028-09-01 | 0.5 | 0.1 | 0.5 | 0 | 0.9 | 0 | 0 | 9 | 1 | 2028 | 2028-09-01 | 0 | 0 | 2.5 | 0 | 2.5 | 0 | 0
9 | 2 | 2028 | 2028-09-02 | 0.7 | 0.1 | 0.4 | 0 | 0.8 | 0 | 0.1 | 9 | 2 | 2028 | 2028-09-02 | 2 | 0 | 0 | 0 | 2.5 | 0 | 0
9 | 3 | 2028 | 2028-09-03 | 1.2 | 0.1 | 0.3 | 0 | 0.8 | 0 | 0.1 | 9 | 3 | 2028 | 2028-09-03 | 7 | 1 | 0 | 0 | 8.5 | 0 | 2.5
9 | 4 | 2028 | 2028-09-04 | 1.1 | 0 | 0.4 | 0 | 0.5 | 0 | 0.1 | 9 | 4 | 2028 | 2028-09-04 | 5.5 | 3.5 | 6.5 | 0.5 | 7.5 | 0 | 0
9 | 5 | 2028 | 2028-09-05 | 0.7 | 0.3 | 0.4 | 0 | 0.6 | 0 | 0.2 | 9 | 5 | 2028 | 2028-09-05 | 8 | 2.5 | 6.5 | 0 | 7 | 0 | 0
9 | 6 | 2028 | 2028-09-06 | 1.1 | 0.4 | 0.4 | 0.2 | 1.2 | 0 | 0.2 | 9 | 6 | 2028 | 2028-09-06 | 15 | 0.5 | 1.5 | 1.5 | 3.5 | 0 | 0
9 | 7 | 2028 | 2028-09-07 | 1.1 | 0.3 | 0.2 | 0 | 1.2 | 0 | 0.1 | 9 | 7 | 2028 | 2028-09-07 | 6.5 | 1.5 | 1 | 0 | 0 | 0 | 0
9 | 8 | 2028 | 2028-09-08 | 1.1 | 0.1 | 0.2 | 0 | 1.5 | 0 | 0.4 | 9 | 8 | 2028 | 2028-09-08 | 4.5 | 0 | 0 | 0 | 0.5 | 0 | 0
9 | 9 | 2028 | 2028-09-09 | 1.6 | 0.2 | 0.6 | 0 | 1.4 | 0 | 0.5 | 9 | 9 | 2028 | 2028-09-09 | 6 | 1.5 | 1.5 | 0 | 6 | 0 | 0
9 | 10 | 2028 | 2028-09-10 | 2.4 | 0.6 | 0.9 | 0.2 | 1.7 | 0 | 0.8 | 9 | 10 | 2028 | 2028-09-10 | 2.5 | 0 | 0 | 0 | 0 | 0 | 0
9 | 11 | 2028 | 2028-09-11 | 2.5 | 0.6 | 1.1 | 0.2 | 2 | 0.1 | 1 | 9 | 11 | 2028 | 2028-09-11 | 5 | 0 | 3 | 0 | 0 | 0 | 0
9 | 12 | 2028 | 2028-09-12 | 2.2 | 0.5 | 1 | 0.2 | 2 | 0.1 | 0.8 | 9 | 12 | 2028 | 2028-09-12 | 7 | 0 | 2 | 4 | 12 | 1 | 0.5
9 | 13 | 2028 | 2028-09-13 | 2.5 | 0.4 | 0.9 | 0.4 | 1.6 | 0.1 | 0.6 | 9 | 13 | 2028 | 2028-09-13 | 11.5 | 3.5 | 0 | 4.5 | 10.5 | 3 | 1.5
9 | 14 | 2028 | 2028-09-14 | 2.2 | 0.5 | 0.9 | 0.1 | 1.5 | 0 | 0.4 | 9 | 14 | 2028 | 2028-09-14 | 11.5 | 1 | 2 | 0 | 10 | 0 | 0
9 | 15 | 2028 | 2028-09-15 | 2.1 | 0.4 | 1 | 0 | 1.3 | 0 | 0.4 | 9 | 15 | 2028 | 2028-09-15 | 9.5 | 0 | 1 | 0 | 0.5 | 0 | 0
9 | 16 | 2028 | 2028-09-16 | 1.8 | 0.7 | 1.1 | 0.2 | 1.1 | 0.1 | 0.5 | 9 | 16 | 2028 | 2028-09-16 | 5.5 | 1 | 1 | 0 | 1 | 0 | 0
9 | 17 | 2028 | 2028-09-17 | 1.5 | 0.6 | 0.8 | 0.1 | 1.2 | 0 | 0.3 | 9 | 17 | 2028 | 2028-09-17 | 4 | 0.5 | 0.5 | 0 | 0 | 0 | 0
9 | 18 | 2028 | 2028-09-18 | 1.4 | 0.8 | 0.8 | 0.1 | 0.9 | 0 | 0.2 | 9 | 18 | 2028 | 2028-09-18 | 0 | 0 | 0 | 0 | 0 | 0 | 0
9 | 19 | 2028 | 2028-09-19 | 2.1 | 1.1 | 1.1 | 0.5 | 1.4 | 0.2 | 0.8 | 9 | 19 | 2028 | 2028-09-19 | 3 | 1 | 3 | 0 | 8 | 0 | 1
9 | 20 | 2028 | 2028-09-20 | 2.8 | 1 | 1.2 | 0.7 | 2.3 | 0.4 | 0.9 | 9 | 20 | 2028 | 2028-09-20 | 5.5 | 2 | 4.5 | 2.5 | 6 | 0 | 4.5
9 | 21 | 2028 | 2028-09-21 | 3.5 | 1.8 | 1.5 | 0.8 | 2.6 | 0.4 | 0.9 | 9 | 21 | 2028 | 2028-09-21 | 6.5 | 5 | 8.5 | 5.5 | 10 | 3.5 | 2
9 | 22 | 2028 | 2028-09-22 | 3.8 | 1.6 | 1.5 | 1.1 | 2.8 | 0.6 | 1.3 | 9 | 22 | 2028 | 2028-09-22 | 11.5 | 6.5 | 9 | 8.5 | 12 | 6 | 0
9 | 23 | 2028 | 2028-09-23 | 4.3 | 1.5 | 1.5 | 1 | 2.9 | 0.6 | 1.3 | 9 | 23 | 2028 | 2028-09-23 | 6 | 3 | 6.5 | 5 | 14.5 | 3 | 3.5
9 | 24 | 2028 | 2028-09-24 | 4.2 | 1.9 | 2 | 1 | 2.9 | 0.5 | 1.8 | 9 | 24 | 2028 | 2028-09-24 | 10 | 3 | 3 | 2.5 | 8.5 | 0 | 1.5
9 | 25 | 2028 | 2028-09-25 | 4 | 2.3 | 2.2 | 1.3 | 3 | 0.5 | 1.9 | 9 | 25 | 2028 | 2028-09-25 | 7 | 0 | 0 | 0 | 0 | 0 | 0
9 | 26 | 2028 | 2028-09-26 | 4.1 | 2.4 | 2.2 | 1.4 | 3.4 | 0.8 | 2.1 | 9 | 26 | 2028 | 2028-09-26 | 2 | 1.5 | 0 | 0 | 0 | 0 | 0
9 | 27 | 2028 | 2028-09-27 | 3.9 | 3.3 | 3.1 | 1 | 3.8 | 0.3 | 2.4 | 9 | 27 | 2028 | 2028-09-27 | 1.5 | 2.5 | 1 | 0 | 0 | 0 | 0
9 | 28 | 2028 | 2028-09-28 | 5.1 | 3.5 | 3.8 | 1.9 | 5.1 | 0.9 | 3.1 | 9 | 28 | 2028 | 2028-09-28 | 0 | 7 | 6.5 | 0 | 0 | 0 | 0
9 | 29 | 2028 | 2028-09-29 | 6.2 | 3.8 | 3.3 | 2.8 | 5.4 | 1.7 | 3.2 | 9 | 29 | 2028 | 2028-09-29 | 0 | 7.5 | 8.5 | 0 | 0 | 0 | 0
9 | 30 | 2028 | 2028-09-30 | 6.6 | 3.4 | 3.6 | 2.8 | 5.7 | 1.5 | 3 | 9 | 30 | 2028 | 2028-09-30 | 1.5 | 10.5 | 9.5 | 0.5 | 2.5 | 0 | 0
10 | 1 | 2028 | 2028-10-01 | 5.8 | 3.5 | 3.7 | 2.6 | 5.2 | 1.5 | 2.8 | 10 | 1 | 2028 | 2028-10-01 | 7 | 5 | 6.5 | 4 | 12.5 | 1.5 | 6.5
10 | 2 | 2028 | 2028-10-02 | 6.2 | 3.8 | 3.7 | 2.6 | 5.2 | 1.6 | 2.9 | 10 | 2 | 2028 | 2028-10-02 | 16.5 | 4 | 5.5 | 8.5 | 17 | 7 | 6.5
10 | 3 | 2028 | 2028-10-03 | 6.2 | 3.9 | 3.8 | 2.6 | 5.2 | 1.6 | 3.3 | 10 | 3 | 2028 | 2028-10-03 | 12 | 7 | 10 | 6.5 | 20 | 3.5 | 3.5
10 | 4 | 2028 | 2028-10-04 | 7 | 4.5 | 4 | 3.1 | 6 | 1.7 | 3.4 | 10 | 4 | 2028 | 2028-10-04 | 17.5 | 4 | 8.5 | 7.5 | 11.5 | 3.5 | 4
10 | 5 | 2028 | 2028-10-05 | 7 | 5.1 | 4.4 | 2.8 | 6.1 | 1.5 | 3.6 | 10 | 5 | 2028 | 2028-10-05 | 18 | 1.5 | 5 | 8 | 13.5 | 3.5 | 9
10 | 6 | 2028 | 2028-10-06 | 7.1 | 5.3 | 4.1 | 3 | 5.9 | 2.1 | 3.5 | 10 | 6 | 2028 | 2028-10-06 | 14.5 | 4 | 7.5 | 4.5 | 12.5 | 3 | 7.5
10 | 7 | 2028 | 2028-10-07 | 7.5 | 4.6 | 4.4 | 3.2 | 5.5 | 2.3 | 4.1 | 10 | 7 | 2028 | 2028-10-07 | 5.5 | 2.5 | 2.5 | 1.5 | 0 | 0 | 0
10 | 8 | 2028 | 2028-10-08 | 7.5 | 4.6 | 4.2 | 2.8 | 5.7 | 2.1 | 4.4 | 10 | 8 | 2028 | 2028-10-08 | 6.5 | 7 | 6.5 | 0 | 0 | 0 | 0
10 | 9 | 2028 | 2028-10-09 | 8.2 | 5.1 | 5.1 | 3.8 | 7.2 | 3 | 4.7 | 10 | 9 | 2028 | 2028-10-09 | 3.5 | 9 | 7.5 | 0 | 2.5 | 1 | 0
10 | 10 | 2028 | 2028-10-10 | 8.5 | 5.9 | 5.3 | 4.4 | 7.3 | 3.5 | 5.4 | 10 | 10 | 2028 | 2028-10-10 | 9 | 12 | 13 | 8 | 10 | 8 | 8.5
10 | 11 | 2028 | 2028-10-11 | 7.7 | 5.7 | 4.8 | 3.6 | 5.8 | 2.4 | 5 | 10 | 11 | 2028 | 2028-10-11 | 19 | 10 | 9 | 16 | 15 | 12 | 12
10 | 12 | 2028 | 2028-10-12 | 6.4 | 4.5 | 4.4 | 3.2 | 6.2 | 2 | 3.9 | 10 | 12 | 2028 | 2028-10-12 | 24 | 13.5 | 12 | 16.5 | 13 | 13.5 | 15.5
10 | 13 | 2028 | 2028-10-13 | 6.8 | 4.2 | 3.9 | 3 | 5.7 | 1.5 | 3.9 | 10 | 13 | 2028 | 2028-10-13 | 18 | 6 | 8.5 | 8.5 | 4 | 6 | 11
10 | 14 | 2028 | 2028-10-14 | 9 | 6.5 | 5.6 | 4.3 | 7.8 | 2.2 | 5.6 | 10 | 14 | 2028 | 2028-10-14 | 8.5 | 4.5 | 6.5 | 2 | 8.5 | 1 | 4
10 | 15 | 2028 | 2028-10-15 | 10.4 | 7.9 | 7.6 | 5.9 | 9.5 | 4.2 | 8 | 10 | 15 | 2028 | 2028-10-15 | 12 | 5 | 8.5 | 6 | 8.5 | 3.5 | 8.5
10 | 16 | 2028 | 2028-10-16 | 11 | 8.1 | 7.6 | 6.2 | 8.7 | 4.5 | 8.5 | 10 | 16 | 2028 | 2028-10-16 | 12 | 4.5 | 10 | 5.5 | 12 | 2.5 | 4
10 | 17 | 2028 | 2028-10-17 | 10.6 | 8.9 | 8.3 | 6.8 | 10.1 | 5.2 | 8.5 | 10 | 17 | 2028 | 2028-10-17 | 13.5 | 7 | 6.5 | 6.5 | 10 | 7 | 6.5
10 | 18 | 2028 | 2028-10-18 | 12.8 | 8.9 | 8.8 | 7.5 | 11.5 | 6.3 | 9.3 | 10 | 18 | 2028 | 2028-10-18 | 16.5 | 8 | 7.5 | 10 | 15 | 8 | 8.5
10 | 19 | 2028 | 2028-10-19 | 13.3 | 8.8 | 8.5 | 7 | 11.6 | 5.8 | 8.9 | 10 | 19 | 2028 | 2028-10-19 | 20 | 8.5 | 10 | 8 | 13 | 6 | 12
10 | 20 | 2028 | 2028-10-20 | 12.8 | 8.1 | 8.4 | 6.3 | 11 | 5.2 | 9.6 | 10 | 20 | 2028 | 2028-10-20 | 12 | 6 | 5.5 | 0.5 | 4.5 | 0 | 4
10 | 21 | 2028 | 2028-10-21 | 13.2 | 8.4 | 8 | 6.8 | 11.1 | 5.1 | 9.1 | 10 | 21 | 2028 | 2028-10-21 | 11.5 | 9 | 9.5 | 7 | 8.5 | 6.5 | 8.5
10 | 22 | 2028 | 2028-10-22 | 13 | 8.6 | 7.9 | 6.5 | 10.7 | 5.2 | 8.9 | 10 | 22 | 2028 | 2028-10-22 | 16 | 13.5 | 8.5 | 10 | 16 | 8 | 12
10 | 23 | 2028 | 2028-10-23 | 12.7 | 8.6 | 8.5 | 6.4 | 9.2 | 4.7 | 9.1 | 10 | 23 | 2028 | 2028-10-23 | 12 | 6.5 | 5.5 | 10.5 | 14 | 10 | 7.5
10 | 24 | 2028 | 2028-10-24 | 12.6 | 9 | 9.2 | 6.7 | 9.3 | 4.6 | 8.7 | 10 | 24 | 2028 | 2028-10-24 | 9.5 | 1 | 8.5 | 3 | 7.5 | 0.5 | 8
10 | 25 | 2028 | 2028-10-25 | 13.2 | 9.3 | 9.9 | 7 | 9.8 | 5.5 | 10.2 | 10 | 25 | 2028 | 2028-10-25 | 8.5 | 4 | 8 | 5 | 11.5 | 2.5 | 4.5
10 | 26 | 2028 | 2028-10-26 | 13.3 | 8.3 | 9.1 | 6.9 | 9.3 | 5.2 | 10.2 | 10 | 26 | 2028 | 2028-10-26 | 7 | 6 | 10 | 4.5 | 4.5 | 6 | 7.5
10 | 27 | 2028 | 2028-10-27 | 13.1 | 8.5 | 9.2 | 6.6 | 9.1 | 5.2 | 10.7 | 10 | 27 | 2028 | 2028-10-27 | 6 | 3 | 9 | 9.5 | 12 | 8 | 12
10 | 28 | 2028 | 2028-10-28 | 14.6 | 10.1 | 10.6 | 8.6 | 12.3 | 7.1 | 11.9 | 10 | 28 | 2028 | 2028-10-28 | 17.5 | 3.5 | 6 | 9.5 | 15.5 | 7 | 11.5
10 | 29 | 2028 | 2028-10-29 | 17.2 | 10.8 | 11.4 | 10.3 | 13.6 | 8.9 | 12.7 | 10 | 29 | 2028 | 2028-10-29 | 18.5 | 12.5 | 12 | 13.5 | 13 | 13 | 8.5
10 | 30 | 2028 | 2028-10-30 | 15.4 | 9.4 | 9.8 | 9.3 | 12.3 | 8.1 | 11.9 | 10 | 30 | 2028 | 2028-10-30 | 14.5 | 12.5 | 15.5 | 15 | 15.5 | 14.5 | 7.5
10 | 31 | 2028 | 2028-10-31 | 15.3 | 9.7 | 10.7 | 10 | 12.4 | 9 | 12.4 | 10 | 31 | 2028 | 2028-10-31 | 11.5 | 8.5 | 9.5 | 8.5 | 10.5 | 8 | 6
11 | 1 | 2028 | 2028-11-01 | 16.2 | 10 | 11.3 | 10.3 | 12.3 | 9.2 | 13.8 | 11 | 1 | 2028 | 2028-11-01 | 18 | 10 | 10 | 8.5 | 14.5 | 6.5 | 9
11 | 2 | 2028 | 2028-11-02 | 14.6 | 10.2 | 11.2 | 9.5 | 12 | 8.1 | 12.8 | 11 | 2 | 2028 | 2028-11-02 | 17 | 4 | 9 | 4.5 | 7.5 | 3.5 | 8
11 | 3 | 2028 | 2028-11-03 | 15.9 | 10.1 | 11.3 | 10.7 | 11.9 | 8.6 | 12.7 | 11 | 3 | 2028 | 2028-11-03 | 16 | 3 | 9 | 5 | 7.5 | 2 | 9
11 | 4 | 2028 | 2028-11-04 | 16.9 | 10.2 | 11.3 | 10.9 | 12.9 | 9.1 | 14.4 | 11 | 4 | 2028 | 2028-11-04 | 13 | 7 | 11 | 8.5 | 8 | 9.5 | 10
11 | 5 | 2028 | 2028-11-05 | 16.7 | 9.7 | 11.4 | 11.6 | 11.9 | 10.1 | 14.5 | 11 | 5 | 2028 | 2028-11-05 | 16.5 | 0 | 6.5 | 10 | 6 | 7 | 13
11 | 6 | 2028 | 2028-11-06 | 17.7 | 10.5 | 11.6 | 11.8 | 13.2 | 10.8 | 13.7 | 11 | 6 | 2028 | 2028-11-06 | 11 | 8.5 | 7.5 | 8.5 | 13 | 7 | 7
11 | 7 | 2028 | 2028-11-07 | 17.3 | 10.6 | 11.6 | 11.6 | 13.5 | 10.1 | 13 | 11 | 7 | 2028 | 2028-11-07 | 14.5 | 6.5 | 6.5 | 9 | 7 | 8 | 6.5
11 | 8 | 2028 | 2028-11-08 | 18.7 | 10.2 | 11.5 | 12.6 | 13.9 | 9.9 | 14.1 | 11 | 8 | 2028 | 2028-11-08 | 8.5 | 0 | 6.5 | 9.5 | 3 | 8.5 | 7.5
11 | 9 | 2028 | 2028-11-09 | 19.2 | 11.8 | 12.7 | 13.1 | 14.8 | 11.5 | 15.9 | 11 | 9 | 2028 | 2028-11-09 | 11.5 | 1 | 6.5 | 7 | 4 | 4.5 | 7
11 | 10 | 2028 | 2028-11-10 | 20.7 | 12.5 | 13 | 14.5 | 17.3 | 13.6 | 18.4 | 11 | 10 | 2028 | 2028-11-10 | 16 | 7 | 7.5 | 16.5 | 10.5 | 11.5 | 6
11 | 11 | 2028 | 2028-11-11 | 21.4 | 12 | 13.4 | 15.4 | 17.1 | 14.3 | 19.6 | 11 | 11 | 2028 | 2028-11-11 | 15 | 6 | 5.5 | 17 | 9.5 | 13 | 8
11 | 12 | 2028 | 2028-11-12 | 22.4 | 12.5 | 13.6 | 14.7 | 17.3 | 13.9 | 18.1 | 11 | 12 | 2028 | 2028-11-12 | 7.5 | 5.5 | 8.5 | 6.5 | 11.5 | 5 | 3.5
11 | 13 | 2028 | 2028-11-13 | 22.4 | 14.3 | 15.3 | 15.2 | 17.2 | 14.6 | 18.4 | 11 | 13 | 2028 | 2028-11-13 | 22.5 | 9 | 11 | 14.5 | 11.5 | 9.5 | 15.5
11 | 14 | 2028 | 2028-11-14 | 23.1 | 16.1 | 16.4 | 17.4 | 18.4 | 15.5 | 19.7 | 11 | 14 | 2028 | 2028-11-14 | 10.5 | 9.5 | 10 | 9 | 6.5 | 6.5 | 12
11 | 15 | 2028 | 2028-11-15 | 24.3 | 14.8 | 16.5 | 17.4 | 17.9 | 16.3 | 19.8 | 11 | 15 | 2028 | 2028-11-15 | 15 | 12 | 11.5 | 10.5 | 15 | 9 | 9.5
11 | 16 | 2028 | 2028-11-16 | 24.7 | 15.4 | 16.5 | 16.4 | 19.7 | 14.9 | 19.3 | 11 | 16 | 2028 | 2028-11-16 | 28 | 15 | 18.5 | 18.5 | 24.5 | 15 | 18
11 | 17 | 2028 | 2028-11-17 | 26.4 | 16.2 | 16.2 | 18.5 | 21.7 | 17.1 | 20 | 11 | 17 | 2028 | 2028-11-17 | 26.5 | 15 | 19 | 19.5 | 25.5 | 16 | 21.5
11 | 18 | 2028 | 2028-11-18 | 27.2 | 17 | 16.9 | 19.7 | 22.7 | 18.6 | 21.1 | 11 | 18 | 2028 | 2028-11-18 | 29 | 17.5 | 20 | 19 | 23.5 | 27 | 23.5
11 | 19 | 2028 | 2028-11-19 | 27.2 | 17.6 | 18.2 | 21.3 | 24.8 | 19.3 | 22.6 | 11 | 19 | 2028 | 2028-11-19 | 19.5 | 12 | 14.5 | 15 | 16 | 15.5 | 18
11 | 20 | 2028 | 2028-11-20 | 26.6 | 16.7 | 17.3 | 20.2 | 23.5 | 17.9 | 21.4 | 11 | 20 | 2028 | 2028-11-20 | 19 | 5 | 12.5 | 14.5 | 17.5 | 15.5 | 19
11 | 21 | 2028 | 2028-11-21 | 24.9 | 15.3 | 15.8 | 17.7 | 21.2 | 15.6 | 20.1 | 11 | 21 | 2028 | 2028-11-21 | 30 | 11.5 | 12.5 | 15.5 | 21.5 | 14.5 | 19.5
11 | 22 | 2028 | 2028-11-22 | 27.2 | 15.2 | 17 | 19.5 | 23.3 | 17.2 | 22.3 | 11 | 22 | 2028 | 2028-11-22 | 29 | 11 | 17.5 | 18 | 22.5 | 20.5 | 24.5
11 | 23 | 2028 | 2028-11-23 | 27 | 17.1 | 17.9 | 20.1 | 23.4 | 19 | 23.7 | 11 | 23 | 2028 | 2028-11-23 | 25 | 13 | 16 | 17 | 22.5 | 18.5 | 16.5
11 | 24 | 2028 | 2028-11-24 | 27 | 18 | 18.7 | 20.8 | 22.1 | 19.8 | 24.9 | 11 | 24 | 2028 | 2028-11-24 | 27 | 12 | 14.5 | 14 | 16 | 11 | 13.5
11 | 25 | 2028 | 2028-11-25 | 25.9 | 16.7 | 18.1 | 19.3 | 20.5 | 19.3 | 24.9 | 11 | 25 | 2028 | 2028-11-25 | 20 | 12.5 | 16.5 | 10 | 14.5 | 6 | 12
11 | 26 | 2028 | 2028-11-26 | 25.1 | 16.2 | 17.5 | 18.6 | 21.1 | 18.5 | 23.5 | 11 | 26 | 2028 | 2028-11-26 | 20.5 | 11.5 | 14.5 | 9 | 20.5 | 6 | 19
11 | 27 | 2028 | 2028-11-27 | 24 | 15.6 | 16.3 | 17.8 | 20 | 16.1 | 22.8 | 11 | 27 | 2028 | 2028-11-27 | 23 | 15.5 | 18 | 15.5 | 25.5 | 15.5 | 18
11 | 28 | 2028 | 2028-11-28 | 25.6 | 16.1 | 16.7 | 18.4 | 23.2 | 16.2 | 23.8 | 11 | 28 | 2028 | 2028-11-28 | 26.5 | 15.5 | 22 | 16 | 21 | 15 | 16
11 | 29 | 2028 | 2028-11-29 | 26.5 | 17.7 | 18.6 | 19.9 | 23.7 | 18.5 | 25.2 | 11 | 29 | 2028 | 2028-11-29 | 28.5 | 15.5 | 20 | 18.5 | 25 | 17 | 21
11 | 30 | 2028 | 2028-11-30 | 27.7 | 17.4 | 18.9 | 21.2 | 23.9 | 19.6 | 25.5 | 11 | 30 | 2028 | 2028-11-30 | 30 | 15 | 18 | 17.5 | 22 | 16.5 | 17.5
12 | 1 | 2028 | 2028-12-01 | 26.9 | 16.6 | 18.2 | 20.9 | 24.6 | 19.1 | 25.2 | 12 | 1 | 2028 | 2028-12-01 | 29.5 | 19.5 | 24.5 | 19.5 | 27 | 19 | 23
12 | 2 | 2028 | 2028-12-02 | 28.9 | 17.6 | 18.3 | 21.6 | 26.2 | 20 | 26.2 | 12 | 2 | 2028 | 2028-12-02 | 36.5 | 13.5 | 16 | 21 | 28.5 | 19.5 | 25.5
12 | 3 | 2028 | 2028-12-03 | 29.9 | 17.9 | 19.2 | 22.8 | 25.3 | 21.7 | 26.8 | 12 | 3 | 2028 | 2028-12-03 | 26 | 14 | 20.5 | 15.5 | 22.5 | 14 | 21.5
12 | 4 | 2028 | 2028-12-04 | 29.5 | 18.2 | 19.4 | 23.3 | 23.9 | 21.8 | 27.2 | 12 | 4 | 2028 | 2028-12-04 | 32 | 21 | 23.5 | 21.5 | 27.5 | 21 | 19
12 | 5 | 2028 | 2028-12-05 | 30.1 | 17.4 | 18.4 | 22.2 | 24.3 | 20.5 | 27.7 | 12 | 5 | 2028 | 2028-12-05 | 45 | 23 | 28 | 27 | 32 | 24.5 | 34
12 | 6 | 2028 | 2028-12-06 | 29.3 | 16.7 | 18.3 | 21.3 | 21.8 | 19.7 | 25.7 | 12 | 6 | 2028 | 2028-12-06 | 39.5 | 28.5 | 25.5 | 38 | 38 | 34 | 27
12 | 7 | 2028 | 2028-12-07 | 29 | 16 | 17.8 | 21.7 | 23.2 | 20.8 | 25.7 | 12 | 7 | 2028 | 2028-12-07 | 52.5 | 32.5 | 28 | 44 | 46.5 | 40 | 33
12 | 8 | 2028 | 2028-12-08 | 30.7 | 17.6 | 18.6 | 23 | 24.7 | 20.6 | 26.7 | 12 | 8 | 2028 | 2028-12-08 | 45.5 | 31.5 | 28 | 48 | 44.5 | 43.5 | 36
12 | 9 | 2028 | 2028-12-09 | 31.7 | 19 | 19.8 | 23.6 | 26.3 | 22.1 | 27.7 | 12 | 9 | 2028 | 2028-12-09 | 38.5 | 31.5 | 27.5 | 40 | 33.5 | 38.5 | 34.5
12 | 10 | 2028 | 2028-12-10 | 31.5 | 19.8 | 20.7 | 24.6 | 25.9 | 24.1 | 28.2 | 12 | 10 | 2028 | 2028-12-10 | 37 | 25 | 22.5 | 36.5 | 24 | 36 | 44
12 | 11 | 2028 | 2028-12-11 | 33.2 | 19.8 | 20.9 | 24.2 | 27 | 24.5 | 29.3 | 12 | 11 | 2028 | 2028-12-11 | 39 | 22 | 22.5 | 29 | 30 | 28 | 36
12 | 12 | 2028 | 2028-12-12 | 33.4 | 19.2 | 20.4 | 24 | 26.4 | 22.9 | 28.3 | 12 | 12 | 2028 | 2028-12-12 | 42 | 29 | 21.5 | 32.5 | 32 | 29.5 | 35.5
12 | 13 | 2028 | 2028-12-13 | 31.6 | 18.4 | 19.2 | 23.8 | 26.2 | 22.4 | 28.9 | 12 | 13 | 2028 | 2028-12-13 | 52 | 33 | 26.5 | 36.5 | 45 | 37.5 | 32.5
12 | 14 | 2028 | 2028-12-14 | 31.9 | 19.2 | 19.1 | 23.2 | 26 | 23.1 | 27.9 | 12 | 14 | 2028 | 2028-12-14 | 42.5 | 36.5 | 28 | 41.5 | 43 | 43 | 35.5
12 | 15 | 2028 | 2028-12-15 | 31.8 | 18.4 | 19 | 24.1 | 26.6 | 23 | 29.4 | 12 | 15 | 2028 | 2028-12-15 | 34 | 36 | 27 | 42 | 44.5 | 40 | 33.5
12 | 16 | 2028 | 2028-12-16 | 31.5 | 18.4 | 19.4 | 24.7 | 26.7 | 24 | 29 | 12 | 16 | 2028 | 2028-12-16 | 46.5 | 37.5 | 34 | 52 | 50 | 45 | 42
12 | 17 | 2028 | 2028-12-17 | 32.8 | 19.5 | 20.6 | 26 | 28.2 | 25.2 | 30 | 12 | 17 | 2028 | 2028-12-17 | 64.5 | 39 | 36 | 51.5 | 52.5 | 49 | 50
12 | 18 | 2028 | 2028-12-18 | 32.6 | 18.9 | 19.6 | 25 | 27.8 | 24.9 | 29.3 | 12 | 18 | 2028 | 2028-12-18 | 66.5 | 26.5 | 32.5 | 44.5 | 43 | 47 | 52
12 | 19 | 2028 | 2028-12-19 | 32.7 | 18 | 19.2 | 25.1 | 25.7 | 23.6 | 27.8 | 12 | 19 | 2028 | 2028-12-19 | 47 | 19 | 23.5 | 34 | 35 | 35 | 40
12 | 20 | 2028 | 2028-12-20 | 32.8 | 18.6 | 19.7 | 26.7 | 27.8 | 25.1 | 29.1 | 12 | 20 | 2028 | 2028-12-20 | 43 | 17 | 23 | 18.5 | 26.5 | 16.5 | 22.5
12 | 21 | 2028 | 2028-12-21 | 68.81 | 41.69 | 40.78 | 58.15 | 59.53 | 60.73 | 56.55 | 12 | 21 | 2028 | 2028-12-21 | 57.5 | 21 | 27 | 25.5 | 38 | 22.5 | 31
12 | 22 | 2028 | 2028-12-22 | 32.9 | 18.7 | 19 | 24.8 | 26.4 | 24.2 | 28.8 | 12 | 22 | 2028 | 2028-12-22 | 52 | 20.5 | 27.5 | 30.5 | 33 | 31 | 35
12 | 23 | 2028 | 2028-12-23 | 32.8 | 18.9 | 19.4 | 24.9 | 27.1 | 22.7 | 29.2 | 12 | 23 | 2028 | 2028-12-23 | 45.5 | 25 | 25.5 | 25.5 | 26.5 | 24.5 | 30
12 | 24 | 2028 | 2028-12-24 | 32.7 | 18.9 | 19.1 | 24.1 | 26.2 | 22.8 | 28.6 | 12 | 24 | 2028 | 2028-12-24 | 35 | 29 | 27 | 29 | 37 | 27.5 | 37.5
12 | 25 | 2028 | 2028-12-25 | 33.8 | 19.4 | 20.4 | 25 | 27.6 | 23.8 | 29.2 | 12 | 25 | 2028 | 2028-12-25 | 49.5 | 30.5 | 27 | 30.5 | 41 | 30.5 | 38
12 | 26 | 2028 | 2028-12-26 | 32.7 | 19.2 | 19.8 | 25.3 | 26.2 | 24.4 | 29.6 | 12 | 26 | 2028 | 2028-12-26 | 54 | 26 | 26.5 | 31 | 40 | 29.5 | 40
12 | 27 | 2028 | 2028-12-27 | 34.1 | 20.2 | 20.4 | 24.9 | 26.1 | 24.4 | 29.7 | 12 | 27 | 2028 | 2028-12-27 | 46.5 | 18 | 22.5 | 22 | 24 | 21.5 | 32
12 | 28 | 2028 | 2028-12-28 | 34.6 | 20.2 | 20.5 | 26.8 | 27.4 | 25.7 | 31.1 | 12 | 28 | 2028 | 2028-12-28 | 48.5 | 19.5 | 23.5 | 22 | 28.5 | 21 | 27.5
12 | 29 | 2028 | 2028-12-29 | 34.9 | 22.2 | 20.7 | 27.2 | 28.6 | 26.9 | 29.8 | 12 | 29 | 2028 | 2028-12-29 | 43.5 | 18 | 20.5 | 26.5 | 27.5 | 23 | 29.5
12 | 30 | 2028 | 2028-12-30 | 34.1 | 21.8 | 21 | 28.1 | 28.5 | 27 | 31 | 12 | 30 | 2028 | 2028-12-30 | 46.5 | 22.5 | 25.5 | 23.5 | 34.5 | 22 | 24.5
12 | 31 | 2028 | 2028-12-31 | 33.2 | 20.3 | 20.3 | 26.4 | 28.3 | 24.1 | 30.3 | 12 | 31 | 2028 | 2028-12-31 | 55.5 | 24 | 29.5 | 25.5 | 37 | 24 | 37
1 | 1 | 2029 | 2029-01-01 | 34 | 20 | 20.7 | 26.5 | 29.2 | 25.8 | 28.9 | 1 | 1 | 2029 | 2029-01-01 | 54.5 | 27 | 26.5 | 28.5 | 33.5 | 29.5 | 36.5
1 | 2 | 2029 | 2029-01-02 | 34.2 | 21 | 21 | 27.5 | 30 | 26.3 | 29.5 | 1 | 2 | 2029 | 2029-01-02 | 54 | 31 | 28 | 36 | 43 | 35.5 | 33
1 | 3 | 2029 | 2029-01-03 | 34.7 | 20.3 | 21 | 27.3 | 29.4 | 26.4 | 29.3 | 1 | 3 | 2029 | 2029-01-03 | 46.5 | 33.5 | 30.5 | 40.5 | 46.5 | 39.5 | 41
1 | 4 | 2029 | 2029-01-04 | 33 | 19.3 | 19.9 | 25.8 | 26 | 24.5 | 28.5 | 1 | 4 | 2029 | 2029-01-04 | 50 | 29 | 29 | 50.5 | 55 | 48 | 40
1 | 5 | 2029 | 2029-01-05 | 32.5 | 18.5 | 19.4 | 25.1 | 25.6 | 24.4 | 28.4 | 1 | 5 | 2029 | 2029-01-05 | 71.5 | 34 | 33.5 | 52.5 | 57.5 | 52 | 48.5
1 | 6 | 2029 | 2029-01-06 | 31.8 | 19.1 | 18.9 | 25.5 | 26 | 24.2 | 27.7 | 1 | 6 | 2029 | 2029-01-06 | 68 | 26.5 | 32.5 | 50.5 | 53 | 54.5 | 52
1 | 7 | 2029 | 2029-01-07 | 32 | 17.7 | 18.4 | 23 | 23.7 | 21.8 | 27.6 | 1 | 7 | 2029 | 2029-01-07 | 53.5 | 31 | 32.5 | 53.5 | 55 | 52 | 49.5
1 | 8 | 2029 | 2029-01-08 | 30.6 | 17.6 | 17.9 | 22.8 | 22.5 | 21.3 | 25.1 | 1 | 8 | 2029 | 2029-01-08 | 36.5 | 24.5 | 25.5 | 42.5 | 49.5 | 42 | 41
1 | 9 | 2029 | 2029-01-09 | 30.4 | 16.5 | 16.8 | 21.2 | 23 | 19.5 | 23.7 | 1 | 9 | 2029 | 2029-01-09 | 28.5 | 23 | 22.5 | 29.5 | 32.5 | 30 | 36.5
1 | 10 | 2029 | 2029-01-10 | 29.4 | 16.5 | 16.6 | 21.4 | 21.3 | 19.3 | 23.6 | 1 | 10 | 2029 | 2029-01-10 | 34.5 | 31 | 26.5 | 32.5 | 32 | 33 | 37.5
1 | 11 | 2029 | 2029-01-11 | 28.6 | 15.6 | 17 | 21.1 | 19.7 | 19.6 | 24.4 | 1 | 11 | 2029 | 2029-01-11 | 46.5 | 32 | 29.5 | 48 | 45.5 | 48 | 41
1 | 12 | 2029 | 2029-01-12 | 31.1 | 17 | 17.2 | 21.5 | 21.6 | 19.5 | 25.9 | 1 | 12 | 2029 | 2029-01-12 | 51 | 35.5 | 32.5 | 57 | 44.5 | 56 | 49
1 | 13 | 2029 | 2029-01-13 | 32.7 | 17.5 | 18.4 | 21.8 | 23.5 | 19.7 | 25.2 | 1 | 13 | 2029 | 2029-01-13 | 60 | 35 | 30.5 | 59.5 | 48.5 | 60.5 | 49
1 | 14 | 2029 | 2029-01-14 | 32.3 | 18.3 | 18.4 | 22.6 | 22.7 | 20.3 | 26 | 1 | 14 | 2029 | 2029-01-14 | 59.5 | 30.5 | 26 | 56.5 | 48 | 56.5 | 51.5
1 | 15 | 2029 | 2029-01-15 | 32.7 | 18.2 | 18.1 | 22.7 | 24.7 | 21.5 | 25.4 | 1 | 15 | 2029 | 2029-01-15 | 61.5 | 26.5 | 28 | 53 | 50.5 | 51.5 | 43.5
1 | 16 | 2029 | 2029-01-16 | 31.7 | 16.6 | 16.8 | 22.8 | 23.8 | 21.4 | 23.5 | 1 | 16 | 2029 | 2029-01-16 | 64.5 | 23.5 | 24.5 | 54 | 50 | 51 | 45.5
1 | 17 | 2029 | 2029-01-17 | 32.6 | 18 | 18.1 | 23.6 | 24.7 | 22.4 | 25.2 | 1 | 17 | 2029 | 2029-01-17 | 54.5 | 13 | 18.5 | 49.5 | 34 | 50.5 | 43
1 | 18 | 2029 | 2029-01-18 | 32.6 | 19.5 | 19.2 | 23.9 | 25.6 | 22.8 | 26.1 | 1 | 18 | 2029 | 2029-01-18 | 36.5 | 9 | 11 | 26.5 | 18 | 25 | 32
1 | 19 | 2029 | 2029-01-19 | 31.6 | 19.3 | 19 | 22.1 | 25.5 | 21.4 | 25.9 | 1 | 19 | 2029 | 2029-01-19 | 31.5 | 12 | 17.5 | 19 | 24 | 16 | 27
1 | 20 | 2029 | 2029-01-20 | 31.2 | 19.5 | 18.8 | 23.3 | 25.1 | 21.4 | 27.3 | 1 | 20 | 2029 | 2029-01-20 | 32.5 | 18.5 | 22 | 21 | 26 | 23 | 28
1 | 21 | 2029 | 2029-01-21 | 32.2 | 19.5 | 18.3 | 23.1 | 25.8 | 21.8 | 25.8 | 1 | 21 | 2029 | 2029-01-21 | 29.5 | 15 | 18.5 | 22.5 | 25 | 23 | 22
1 | 22 | 2029 | 2029-01-22 | 34.8 | 18.8 | 18.7 | 24.4 | 25.5 | 22.6 | 25.5 | 1 | 22 | 2029 | 2029-01-22 | 34.5 | 20.5 | 21.5 | 21 | 25 | 21 | 25.5
1 | 23 | 2029 | 2029-01-23 | 34.7 | 20.5 | 19.3 | 23.9 | 27.7 | 23.3 | 26.9 | 1 | 23 | 2029 | 2029-01-23 | 36.5 | 23 | 23 | 30.5 | 29 | 30 | 28
1 | 24 | 2029 | 2029-01-24 | 34.1 | 19.6 | 19.7 | 25.1 | 26.8 | 23.5 | 26.8 | 1 | 24 | 2029 | 2029-01-24 | 34.5 | 24.5 | 27 | 30 | 31 | 29.5 | 35.5
1 | 25 | 2029 | 2029-01-25 | 33.3 | 18.1 | 18.7 | 23.9 | 25.5 | 22.6 | 24.6 | 1 | 25 | 2029 | 2029-01-25 | 36 | 23.5 | 23.5 | 26.5 | 29 | 28 | 33
1 | 26 | 2029 | 2029-01-26 | 32.8 | 17.7 | 18.4 | 23.7 | 26 | 23.5 | 24.7 | 1 | 26 | 2029 | 2029-01-26 | 42 | 21.5 | 18.5 | 27 | 28 | 27 | 28
1 | 27 | 2029 | 2029-01-27 | 34 | 19.3 | 19.5 | 25.7 | 27.2 | 24.3 | 26.3 | 1 | 27 | 2029 | 2029-01-27 | 42 | 19.5 | 18 | 30 | 28.5 | 29.5 | 27
1 | 28 | 2029 | 2029-01-28 | 36.1 | 20.4 | 20 | 26.9 | 29.1 | 25.1 | 28 | 1 | 28 | 2029 | 2029-01-28 | 44.5 | 22 | 20 | 29 | 30.5 | 29.5 | 25
1 | 29 | 2029 | 2029-01-29 | 37.8 | 21.6 | 20.8 | 28.6 | 30.8 | 26.4 | 29.1 | 1 | 29 | 2029 | 2029-01-29 | 47 | 17.5 | 20.5 | 28.5 | 30.5 | 28.5 | 27
1 | 30 | 2029 | 2029-01-30 | 37.2 | 20.7 | 20 | 27 | 29.5 | 25.1 | 28.2 | 1 | 30 | 2029 | 2029-01-30 | 48 | 19.5 | 20 | 27 | 26.5 | 28.5 | 30.5
1 | 31 | 2029 | 2029-01-31 | 36.1 | 19.5 | 19.6 | 26.3 | 27.7 | 25.2 | 26.4 | 1 | 31 | 2029 | 2029-01-31 | 39.5 | 22.5 | 20.5 | 36.5 | 29.5 | 31 | 35
2 | 1 | 2029 | 2029-02-01 | 34.8 | 18.7 | 18.9 | 25.3 | 27 | 22.5 | 25.5 | 2 | 1 | 2029 | 2029-02-01 | 44 | 23.5 | 25.5 | 43 | 38.5 | 37 | 41.5
2 | 2 | 2029 | 2029-02-02 | 32.8 | 18.6 | 20.2 | 23.7 | 26 | 21.9 | 26 | 2 | 2 | 2029 | 2029-02-02 | 39 | 22 | 24.5 | 41 | 42.5 | 40 | 32.5
2 | 3 | 2029 | 2029-02-03 | 32.2 | 18.3 | 20.4 | 24.8 | 25.1 | 22.4 | 25.3 | 2 | 3 | 2029 | 2029-02-03 | 31.5 | 29 | 27 | 39.5 | 37.5 | 38.5 | 35
2 | 4 | 2029 | 2029-02-04 | 31.8 | 19 | 19.6 | 23.5 | 25.3 | 21.5 | 24.3 | 2 | 4 | 2029 | 2029-02-04 | 19.5 | 25.5 | 20.5 | 32.5 | 17.5 | 26 | 37
2 | 5 | 2029 | 2029-02-05 | 30.1 | 18.1 | 18.8 | 23.3 | 23.8 | 20.3 | 24.2 | 2 | 5 | 2029 | 2029-02-05 | 22 | 30 | 24.5 | 18.5 | 15 | 22 | 35
2 | 6 | 2029 | 2029-02-06 | 30.2 | 17.7 | 18.7 | 23.2 | 24.4 | 20.6 | 24.9 | 2 | 6 | 2029 | 2029-02-06 | 25 | 33.5 | 27 | 18 | 23 | 21 | 28.5
2 | 7 | 2029 | 2029-02-07 | 32.4 | 19.4 | 19.9 | 23.7 | 26 | 21.8 | 25.5 | 2 | 7 | 2029 | 2029-02-07 | 30.5 | 33 | 28 | 31.5 | 33.5 | 31.5 | 37.5
2 | 8 | 2029 | 2029-02-08 | 33.6 | 20.6 | 20.7 | 24.8 | 27.7 | 22.3 | 26 | 2 | 8 | 2029 | 2029-02-08 | 28 | 33.5 | 27 | 33 | 24 | 34 | 32.5
2 | 9 | 2029 | 2029-02-09 | 33.2 | 18.7 | 20.2 | 26.1 | 27.7 | 23.3 | 25.9 | 2 | 9 | 2029 | 2029-02-09 | 19 | 18.5 | 16 | 24.5 | 13.5 | 23 | 26.5
2 | 10 | 2029 | 2029-02-10 | 31.1 | 18.2 | 19.3 | 24.6 | 26.6 | 23.4 | 24.1 | 2 | 10 | 2029 | 2029-02-10 | 22 | 16.5 | 19.5 | 18.5 | 23 | 15.5 | 18
2 | 11 | 2029 | 2029-02-11 | 30.3 | 17.8 | 19.4 | 24.6 | 25.5 | 22 | 24.1 | 2 | 11 | 2029 | 2029-02-11 | 30 | 19.5 | 22 | 23 | 27.5 | 21 | 27.5
2 | 12 | 2029 | 2029-02-12 | 29.9 | 17.6 | 18.4 | 24.4 | 24 | 21.5 | 22.7 | 2 | 12 | 2029 | 2029-02-12 | 35 | 20.5 | 21 | 24.5 | 27 | 25 | 30.5
2 | 13 | 2029 | 2029-02-13 | 29 | 18.2 | 19 | 23.5 | 24.9 | 21.9 | 23.3 | 2 | 13 | 2029 | 2029-02-13 | 33 | 18 | 15.5 | 30.5 | 26.5 | 30 | 31
2 | 14 | 2029 | 2029-02-14 | 28.7 | 17.9 | 19.3 | 24 | 24.2 | 21.4 | 23.7 | 2 | 14 | 2029 | 2029-02-14 | 31 | 18 | 18.5 | 28 | 22 | 30 | 32.5
2 | 15 | 2029 | 2029-02-15 | 27.6 | 16.8 | 17.7 | 21.5 | 21.9 | 19.4 | 21.8 | 2 | 15 | 2029 | 2029-02-15 | 25 | 8 | 10.5 | 20 | 11.5 | 17.5 | 28.5
2 | 16 | 2029 | 2029-02-16 | 26 | 15.9 | 17.3 | 18.8 | 20 | 18 | 20.3 | 2 | 16 | 2029 | 2029-02-16 | 17 | 6.5 | 11.5 | 12.5 | 15.5 | 7.5 | 22
2 | 17 | 2029 | 2029-02-17 | 24.4 | 15.4 | 16.9 | 19 | 20.5 | 17 | 20.6 | 2 | 17 | 2029 | 2029-02-17 | 23 | 14 | 14.5 | 14.5 | 19 | 13 | 21
2 | 18 | 2029 | 2029-02-18 | 24 | 16 | 16.9 | 19.5 | 21.9 | 18 | 19.2 | 2 | 18 | 2029 | 2029-02-18 | 20 | 18.5 | 17 | 22.5 | 19.5 | 22 | 21
2 | 19 | 2029 | 2029-02-19 | 26.9 | 17.7 | 18.3 | 20.4 | 22.5 | 19.5 | 21.4 | 2 | 19 | 2029 | 2029-02-19 | 19.5 | 16.5 | 20 | 17.5 | 21 | 15.5 | 18.5
2 | 20 | 2029 | 2029-02-20 | 24.9 | 18.5 | 18.6 | 21.5 | 22.2 | 19.3 | 21.6 | 2 | 20 | 2029 | 2029-02-20 | 15 | 15.5 | 19.5 | 9.5 | 15.5 | 9.5 | 21
2 | 21 | 2029 | 2029-02-21 | 26.9 | 18.8 | 19.3 | 20.3 | 23.3 | 19.3 | 21.1 | 2 | 21 | 2029 | 2029-02-21 | 18.5 | 19 | 19 | 20.5 | 23 | 21 | 21
2 | 22 | 2029 | 2029-02-22 | 27.1 | 17.7 | 19.6 | 20.3 | 24.2 | 19.4 | 21.3 | 2 | 22 | 2029 | 2029-02-22 | 27 | 22.5 | 21.5 | 23 | 29 | 21.5 | 23.5
2 | 23 | 2029 | 2029-02-23 | 26.7 | 18.3 | 19.4 | 20.6 | 22.9 | 18.9 | 20.6 | 2 | 23 | 2029 | 2029-02-23 | 31.5 | 23 | 25.5 | 25.5 | 28.5 | 24.5 | 27.5
2 | 24 | 2029 | 2029-02-24 | 26 | 17.5 | 18.5 | 19.9 | 21.9 | 18.8 | 20.9 | 2 | 24 | 2029 | 2029-02-24 | 35 | 22 | 23.5 | 25 | 32.5 | 23.5 | 30.5
2 | 25 | 2029 | 2029-02-25 | 25.4 | 17.1 | 18.1 | 18.8 | 22.4 | 16.9 | 19.3 | 2 | 25 | 2029 | 2029-02-25 | 36 | 26 | 24 | 26.5 | 27 | 25.5 | 31
2 | 26 | 2029 | 2029-02-26 | 25.9 | 17.4 | 18.1 | 19.5 | 22.1 | 17.3 | 20.1 | 2 | 26 | 2029 | 2029-02-26 | 30 | 21 | 25.5 | 25.5 | 28 | 24 | 24.5
2 | 27 | 2029 | 2029-02-27 | 24.7 | 17.2 | 18.7 | 19.3 | 21 | 17.9 | 20.8 | 2 | 27 | 2029 | 2029-02-27 | 34 | 31 | 22.5 | 25 | 32 | 23.5 | 27.5
2 | 28 | 2029 | 2029-02-28 | 24.7 | 16.9 | 18.5 | 18.4 | 20 | 16.8 | 20.6 | 2 | 28 | 2029 | 2029-02-28 | 30 | 27 | 22 | 22.5 | 24.5 | 19.5 | 27.5
3 | 1 | 2029 | 2029-03-01 | 24.9 | 16.8 | 18.3 | 18.4 | 20.7 | 17 | 20.3 | 3 | 1 | 2029 | 2029-03-01 | 28 | 16.5 | 16.5 | 18.5 | 24 | 14.5 | 15.5
3 | 2 | 2029 | 2029-03-02 | 24.5 | 16.4 | 17 | 18.8 | 21.2 | 17.5 | 18.2 | 3 | 2 | 2029 | 2029-03-02 | 25 | 16.5 | 19 | 18 | 20 | 15.5 | 20
3 | 3 | 2029 | 2029-03-03 | 24.9 | 15.6 | 16.3 | 17.5 | 21.6 | 16.4 | 16.9 | 3 | 3 | 2029 | 2029-03-03 | 24 | 18 | 19 | 15 | 19.5 | 10.5 | 17
3 | 4 | 2029 | 2029-03-04 | 24.8 | 16.1 | 16.7 | 17.9 | 19.6 | 14.5 | 18.4 | 3 | 4 | 2029 | 2029-03-04 | 17.5 | 21 | 21.5 | 19 | 20 | 19 | 21.5
3 | 5 | 2029 | 2029-03-05 | 23.8 | 15.8 | 16.5 | 16.6 | 19.3 | 13.9 | 17.9 | 3 | 5 | 2029 | 2029-03-05 | 28 | 22 | 24.5 | 20 | 30.5 | 19.5 | 19.5
3 | 6 | 2029 | 2029-03-06 | 24 | 15.8 | 16.8 | 16.8 | 19.4 | 14 | 17.9 | 3 | 6 | 2029 | 2029-03-06 | 30 | 22 | 22.5 | 22 | 28.5 | 20 | 21.5
3 | 7 | 2029 | 2029-03-07 | 24.6 | 15.4 | 16.1 | 18 | 19.8 | 14.7 | 17.9 | 3 | 7 | 2029 | 2029-03-07 | 27.5 | 20.5 | 25.5 | 19.5 | 19.5 | 16.5 | 27
3 | 8 | 2029 | 2029-03-08 | 25.4 | 15 | 16.2 | 18.5 | 19.9 | 16.4 | 19.7 | 3 | 8 | 2029 | 2029-03-08 | 15 | 20 | 22.5 | 16 | 10.5 | 12.5 | 19
3 | 9 | 2029 | 2029-03-09 | 23.4 | 15.1 | 16.3 | 18.1 | 19.8 | 16.8 | 21 | 3 | 9 | 2029 | 2029-03-09 | 19 | 22 | 19 | 11.5 | 6.5 | 10 | 18.5
3 | 10 | 2029 | 2029-03-10 | 22.3 | 15.1 | 16.2 | 17.7 | 18.7 | 14.9 | 19.2 | 3 | 10 | 2029 | 2029-03-10 | 14 | 16 | 16.5 | 6.5 | 11 | 6 | 8.5
3 | 11 | 2029 | 2029-03-11 | 23 | 15.6 | 16.2 | 17 | 20.3 | 15.5 | 18.3 | 3 | 11 | 2029 | 2029-03-11 | 22 | 15 | 17 | 15.5 | 14 | 13.5 | 13
3 | 12 | 2029 | 2029-03-12 | 22 | 15 | 15.9 | 16.1 | 18.6 | 14.1 | 16.6 | 3 | 12 | 2029 | 2029-03-12 | 18.5 | 10.5 | 12.5 | 12.5 | 16.5 | 8.5 | 11.5
3 | 13 | 2029 | 2029-03-13 | 20.2 | 14.3 | 15 | 15 | 17.3 | 12 | 15.9 | 3 | 13 | 2029 | 2029-03-13 | 17 | 11 | 11.5 | 8.5 | 12 | 4 | 11.5
3 | 14 | 2029 | 2029-03-14 | 20.4 | 13.9 | 15.3 | 14.3 | 17 | 11.8 | 15.9 | 3 | 14 | 2029 | 2029-03-14 | 10 | 9 | 9 | 1.5 | 3 | 0 | 4
3 | 15 | 2029 | 2029-03-15 | 20.3 | 13.7 | 14.6 | 14 | 17.5 | 11.4 | 15.6 | 3 | 15 | 2029 | 2029-03-15 | 9 | 10.5 | 13.5 | 4 | 7 | 2 | 4
3 | 16 | 2029 | 2029-03-16 | 20.1 | 13.6 | 15.6 | 14.2 | 17.2 | 11.5 | 15.3 | 3 | 16 | 2029 | 2029-03-16 | 14.5 | 13.5 | 17 | 14.5 | 17 | 11 | 11.5
3 | 17 | 2029 | 2029-03-17 | 19.7 | 13.8 | 16.2 | 14.4 | 17.4 | 11.6 | 16 | 3 | 17 | 2029 | 2029-03-17 | 18.5 | 17.5 | 22.5 | 18.5 | 17 | 17 | 17
3 | 18 | 2029 | 2029-03-18 | 19.6 | 13.8 | 15.9 | 14.8 | 18.8 | 11 | 15.2 | 3 | 18 | 2029 | 2029-03-18 | 7.5 | 14 | 17 | 6 | 10.5 | 3.5 | 7
3 | 19 | 2029 | 2029-03-19 | 20.3 | 14.1 | 15.7 | 14.4 | 19.5 | 11.6 | 15.5 | 3 | 19 | 2029 | 2029-03-19 | 17.5 | 16.5 | 22 | 16 | 21.5 | 15.5 | 15.5
3 | 20 | 2029 | 2029-03-20 | 19.8 | 13.1 | 15.2 | 14.3 | 18.2 | 12.9 | 15.8 | 3 | 20 | 2029 | 2029-03-20 | 11 | 14 | 15.5 | 19.5 | 19.5 | 19 | 17.5
3 | 21 | 2029 | 2029-03-21 | 19.1 | 12.2 | 14 | 13 | 17 | 12 | 15.4 | 3 | 21 | 2029 | 2029-03-21 | 9 | 9.5 | 11 | 17 | 18 | 15 | 14.5
3 | 22 | 2029 | 2029-03-22 | 18.7 | 12 | 14.2 | 12.1 | 16.8 | 10 | 15 | 3 | 22 | 2029 | 2029-03-22 | 14 | 10.5 | 13.5 | 15.5 | 16.5 | 15 | 8.5
3 | 23 | 2029 | 2029-03-23 | 17.3 | 12.6 | 14.3 | 12.3 | 18.6 | 10.2 | 15.2 | 3 | 23 | 2029 | 2029-03-23 | 18.5 | 11 | 13 | 15.5 | 20 | 12.5 | 16.5
3 | 24 | 2029 | 2029-03-24 | 19 | 12.7 | 14.8 | 13.4 | 19 | 11.8 | 15.1 | 3 | 24 | 2029 | 2029-03-24 | 18.5 | 11.5 | 13.5 | 13 | 12 | 8 | 8
3 | 25 | 2029 | 2029-03-25 | 19 | 12.9 | 16 | 14.1 | 18.7 | 11.8 | 14.6 | 3 | 25 | 2029 | 2029-03-25 | 20 | 12.5 | 16.5 | 15.5 | 15 | 10.5 | 14
3 | 26 | 2029 | 2029-03-26 | 18.2 | 13.5 | 14.6 | 13 | 17.5 | 11 | 14.7 | 3 | 26 | 2029 | 2029-03-26 | 20 | 13.5 | 18 | 16 | 19.5 | 15.5 | 19
3 | 27 | 2029 | 2029-03-27 | 17.2 | 12.9 | 15 | 12.9 | 18 | 10.3 | 14.7 | 3 | 27 | 2029 | 2029-03-27 | 19.5 | 11.5 | 14.5 | 12.5 | 18.5 | 9 | 12.5
3 | 28 | 2029 | 2029-03-28 | 17.7 | 12.2 | 14.2 | 13.3 | 18 | 11.9 | 13.9 | 3 | 28 | 2029 | 2029-03-28 | 21 | 12 | 14.5 | 13 | 17 | 9.5 | 10.5
3 | 29 | 2029 | 2029-03-29 | 18 | 13.5 | 14.8 | 12.8 | 18.1 | 11.1 | 14.5 | 3 | 29 | 2029 | 2029-03-29 | 17 | 11 | 11.5 | 9 | 8 | 7 | 5
3 | 30 | 2029 | 2029-03-30 | 17.7 | 13.1 | 14.1 | 12.5 | 18.2 | 10.6 | 13.9 | 3 | 30 | 2029 | 2029-03-30 | 20 | 12.5 | 16 | 12.5 | 18 | 10.5 | 14
3 | 31 | 2029 | 2029-03-31 | 17.6 | 12.4 | 13.3 | 11.8 | 17.6 | 9.7 | 12.6 | 3 | 31 | 2029 | 2029-03-31 | 16 | 15.5 | 15.5 | 14.5 | 20.5 | 11.5 | 8.5
4 | 1 | 2029 | 2029-04-01 | 16.7 | 12.1 | 13 | 9.7 | 15.5 | 8.7 | 11.6 | 4 | 1 | 2029 | 2029-04-01 | 18 | 10.5 | 10.5 | 9 | 11.5 | 7.5 | 6
4 | 2 | 2029 | 2029-04-02 | 15.1 | 11.7 | 12.4 | 11.2 | 16.3 | 8.4 | 11.4 | 4 | 2 | 2029 | 2029-04-02 | 17.5 | 15.5 | 13.5 | 11.5 | 21 | 11 | 8
4 | 3 | 2029 | 2029-04-03 | 15.7 | 11 | 11.2 | 10.3 | 15.2 | 7.6 | 10.7 | 4 | 3 | 2029 | 2029-04-03 | 22 | 15.5 | 15.5 | 16.5 | 23 | 15 | 14.5
4 | 4 | 2029 | 2029-04-04 | 14.4 | 9.8 | 10.6 | 9.3 | 13.9 | 7.8 | 10.2 | 4 | 4 | 2029 | 2029-04-04 | 23.5 | 11.5 | 12 | 14 | 15 | 9.5 | 14.5
4 | 5 | 2029 | 2029-04-05 | 13.9 | 9.7 | 11.4 | 9.5 | 13.9 | 8 | 9.8 | 4 | 5 | 2029 | 2029-04-05 | 8 | 8 | 13.5 | 6.5 | 4.5 | 4.5 | 6
4 | 6 | 2029 | 2029-04-06 | 14.8 | 11.4 | 11.5 | 9.5 | 13.5 | 6.9 | 10.2 | 4 | 6 | 2029 | 2029-04-06 | 9.5 | 9 | 9 | 3 | 5.5 | 1.5 | 4.5
4 | 7 | 2029 | 2029-04-07 | 14.1 | 10.6 | 11.3 | 10 | 14.3 | 6.5 | 9.1 | 4 | 7 | 2029 | 2029-04-07 | 8.5 | 8 | 12.5 | 6.5 | 12.5 | 0.5 | 8
4 | 8 | 2029 | 2029-04-08 | 13.7 | 10 | 11 | 10.1 | 13.9 | 7.6 | 10.4 | 4 | 8 | 2029 | 2029-04-08 | 22 | 13.5 | 16.5 | 16 | 21.5 | 11.5 | 11.5
4 | 9 | 2029 | 2029-04-09 | 14.4 | 10.7 | 11.6 | 9.8 | 14.4 | 7 | 11 | 4 | 9 | 2029 | 2029-04-09 | 27 | 13 | 16 | 17.5 | 22.5 | 13 | 18
4 | 10 | 2029 | 2029-04-10 | 16.2 | 11.5 | 12.4 | 10.7 | 15.1 | 7.5 | 11.6 | 4 | 10 | 2029 | 2029-04-10 | 16 | 11 | 16.5 | 11.5 | 17.5 | 10 | 10
4 | 11 | 2029 | 2029-04-11 | 14.9 | 11.3 | 12 | 10.1 | 13.7 | 7.7 | 11.4 | 4 | 11 | 2029 | 2029-04-11 | 24 | 10 | 17.5 | 15.5 | 25.5 | 10.5 | 15.5
4 | 12 | 2029 | 2029-04-12 | 15.3 | 11.3 | 11.6 | 9.7 | 13.9 | 7.6 | 11 | 4 | 12 | 2029 | 2029-04-12 | 10 | 6.5 | 10 | 6.5 | 14 | 3.5 | 10
4 | 13 | 2029 | 2029-04-13 | 14.6 | 10.6 | 11.3 | 9.7 | 15 | 8.2 | 10.3 | 4 | 13 | 2029 | 2029-04-13 | 16.5 | 10.5 | 13.5 | 12 | 19 | 8 | 10.5
4 | 14 | 2029 | 2029-04-14 | 15.4 | 10.4 | 12.1 | 10.3 | 15.2 | 7.9 | 11.1 | 4 | 14 | 2029 | 2029-04-14 | 24.5 | 11 | 16.5 | 13 | 22.5 | 12 | 13.5
4 | 15 | 2029 | 2029-04-15 | 15.4 | 10 | 12 | 10.1 | 14.3 | 8.1 | 10.7 | 4 | 15 | 2029 | 2029-04-15 | 26 | 10.5 | 13 | 14 | 21.5 | 11 | 14
4 | 16 | 2029 | 2029-04-16 | 14.5 | 10.1 | 11.9 | 10.3 | 13.4 | 8.2 | 9.6 | 4 | 16 | 2029 | 2029-04-16 | 19.5 | 8 | 7 | 11.5 | 19.5 | 7 | 12
4 | 17 | 2029 | 2029-04-17 | 13.1 | 10.2 | 10.8 | 9.1 | 11.8 | 6.7 | 9.5 | 4 | 17 | 2029 | 2029-04-17 | 11.5 | 6.5 | 9 | 7 | 14.5 | 4 | 6
4 | 18 | 2029 | 2029-04-18 | 13.4 | 10.6 | 10.7 | 9.1 | 13.6 | 6.9 | 9.7 | 4 | 18 | 2029 | 2029-04-18 | 16.5 | 4 | 7 | 9 | 13 | 5.5 | 5
4 | 19 | 2029 | 2029-04-19 | 13 | 9.6 | 11.4 | 8.6 | 14.7 | 6.8 | 8.5 | 4 | 19 | 2029 | 2029-04-19 | 19.5 | 9.5 | 11 | 9 | 15.5 | 4.5 | 9.5
4 | 20 | 2029 | 2029-04-20 | 12.7 | 9.2 | 11 | 8.7 | 14 | 5.6 | 9.3 | 4 | 20 | 2029 | 2029-04-20 | 16 | 6.5 | 10.5 | 8.5 | 15.5 | 6 | 6.5
4 | 21 | 2029 | 2029-04-21 | 13.3 | 9.2 | 10.4 | 7.9 | 14 | 6.1 | 9.1 | 4 | 21 | 2029 | 2029-04-21 | 18.5 | 3 | 8 | 8.5 | 13 | 5 | 10
4 | 22 | 2029 | 2029-04-22 | 13.1 | 8.2 | 10.8 | 8.2 | 12.9 | 5.8 | 8.9 | 4 | 22 | 2029 | 2029-04-22 | 12 | 6 | 6.5 | 4 | 11 | 0 | 4
4 | 23 | 2029 | 2029-04-23 | 13.5 | 7.9 | 10.3 | 8 | 13.5 | 5.9 | 8.6 | 4 | 23 | 2029 | 2029-04-23 | 10.5 | 7.5 | 10.5 | 7.5 | 15.5 | 4 | 7.5
4 | 24 | 2029 | 2029-04-24 | 12.4 | 8.4 | 10.3 | 6.6 | 12.1 | 5 | 7.5 | 4 | 24 | 2029 | 2029-04-24 | 15 | 9 | 9.5 | 11 | 14 | 8 | 8.5
4 | 25 | 2029 | 2029-04-25 | 12.3 | 8.4 | 10.1 | 7.4 | 11.9 | 5.3 | 7.7 | 4 | 25 | 2029 | 2029-04-25 | 16 | 7 | 10 | 8.5 | 24 | 6.5 | 7
4 | 26 | 2029 | 2029-04-26 | 12.5 | 9 | 10.5 | 7.8 | 12.6 | 5.9 | 8.2 | 4 | 26 | 2029 | 2029-04-26 | 19.5 | 7 | 9.5 | 10 | 13 | 8 | 6.5
4 | 27 | 2029 | 2029-04-27 | 12.5 | 7.8 | 9.7 | 8.5 | 11.8 | 6.4 | 7.7 | 4 | 27 | 2029 | 2029-04-27 | 20 | 10.5 | 11.5 | 12.5 | 15.5 | 9 | 11.5
4 | 28 | 2029 | 2029-04-28 | 11.9 | 7.6 | 9.1 | 6.6 | 11.9 | 5.1 | 6.7 | 4 | 28 | 2029 | 2029-04-28 | 19 | 9 | 12 | 11 | 19.5 | 8.5 | 6
4 | 29 | 2029 | 2029-04-29 | 10.9 | 7.6 | 8.5 | 5.6 | 10.8 | 4.2 | 6.9 | 4 | 29 | 2029 | 2029-04-29 | 20 | 12 | 14 | 12.5 | 14.5 | 7.5 | 11.5
4 | 30 | 2029 | 2029-04-30 | 8.9 | 6.8 | 8 | 5.1 | 9.4 | 3.6 | 5.6 | 4 | 30 | 2029 | 2029-04-30 | 8 | 8.5 | 10.5 | 5.5 | 7 | 1 | 4.5
5 | 1 | 2029 | 2029-05-01 | 7.5 | 6.2 | 7.4 | 4.6 | 8 | 2.8 | 4.8 | 5 | 1 | 2029 | 2029-05-01 | 18 | 10.5 | 13.5 | 13.5 | 16.5 | 10.5 | 11.5
5 | 2 | 2029 | 2029-05-02 | 9.4 | 6.1 | 7.8 | 5.1 | 9.8 | 3.9 | 4.8 | 5 | 2 | 2029 | 2029-05-02 | 9 | 10 | 11.5 | 4 | 10 | 2.5 | 6.5
5 | 3 | 2029 | 2029-05-03 | 9.4 | 7.1 | 8.3 | 5.1 | 10.5 | 3.7 | 5.5 | 5 | 3 | 2029 | 2029-05-03 | 4.5 | 4 | 0 | 0 | 0 | 0 | 0
5 | 4 | 2029 | 2029-05-04 | 9.4 | 5.3 | 7.3 | 3.6 | 8.4 | 2.2 | 3.7 | 5 | 4 | 2029 | 2029-05-04 | 1 | 0 | 0 | 0 | 0 | 0 | 0
5 | 5 | 2029 | 2029-05-05 | 7.5 | 5.3 | 7 | 3.4 | 7.1 | 2.2 | 3.9 | 5 | 5 | 2029 | 2029-05-05 | 0 | 5.5 | 6 | 1 | 7 | 0 | 0
5 | 6 | 2029 | 2029-05-06 | 6.3 | 6.1 | 7.3 | 3.2 | 6.5 | 2.5 | 3.4 | 5 | 6 | 2029 | 2029-05-06 | 17 | 9 | 12.5 | 10 | 15 | 10.5 | 4
5 | 7 | 2029 | 2029-05-07 | 6.8 | 5.7 | 7.8 | 3.8 | 6.7 | 2.3 | 5 | 5 | 7 | 2029 | 2029-05-07 | 14 | 8.5 | 10.5 | 13.5 | 18.5 | 7 | 4.5
5 | 8 | 2029 | 2029-05-08 | 7.2 | 5.7 | 6.4 | 3.3 | 6.6 | 2.2 | 4.4 | 5 | 8 | 2029 | 2029-05-08 | 12 | 6 | 8 | 8 | 10.5 | 3.5 | 4
5 | 9 | 2029 | 2029-05-09 | 6.4 | 5.4 | 6.8 | 3.5 | 6.6 | 2.4 | 3.8 | 5 | 9 | 2029 | 2029-05-09 | 9.5 | 8 | 4 | 2 | 5.5 | 0 | 0
5 | 10 | 2029 | 2029-05-10 | 7 | 5.1 | 6.8 | 3.9 | 7.6 | 2.6 | 4.3 | 5 | 10 | 2029 | 2029-05-10 | 3 | 2.5 | 2.5 | 0 | 2.5 | 0 | 0
5 | 11 | 2029 | 2029-05-11 | 7.5 | 5.1 | 5.7 | 3.5 | 7.1 | 2.6 | 4.2 | 5 | 11 | 2029 | 2029-05-11 | 3 | 4 | 9.5 | 2.5 | 5 | 1 | 0
5 | 12 | 2029 | 2029-05-12 | 6.6 | 4.9 | 5 | 2.8 | 6.9 | 2 | 3.3 | 5 | 12 | 2029 | 2029-05-12 | 20 | 8 | 13 | 12 | 18 | 9 | 9.5
5 | 13 | 2029 | 2029-05-13 | 6.1 | 4 | 4.9 | 2.3 | 6.5 | 1.6 | 3.3 | 5 | 13 | 2029 | 2029-05-13 | 26 | 9.5 | 12 | 14.5 | 19.5 | 11 | 10.5
5 | 14 | 2029 | 2029-05-14 | 6.5 | 4.1 | 5.3 | 3.3 | 7.3 | 2.5 | 3.6 | 5 | 14 | 2029 | 2029-05-14 | 21.5 | 6.5 | 9 | 11.5 | 18.5 | 8.5 | 10.5
5 | 15 | 2029 | 2029-05-15 | 6.9 | 5.1 | 6.8 | 4.4 | 9.1 | 2.6 | 4 | 5 | 15 | 2029 | 2029-05-15 | 15.5 | 11 | 14 | 10 | 14.5 | 5.5 | 9.5
5 | 16 | 2029 | 2029-05-16 | 8.7 | 5.1 | 7.2 | 4.5 | 9.3 | 3.4 | 4.9 | 5 | 16 | 2029 | 2029-05-16 | 15 | 10.5 | 13 | 11.5 | 12 | 9.5 | 4.5
5 | 17 | 2029 | 2029-05-17 | 7.1 | 4.6 | 5.7 | 3.1 | 8.4 | 2.7 | 4 | 5 | 17 | 2029 | 2029-05-17 | 21.5 | 8.5 | 9.5 | 10 | 11.5 | 9 | 2.5
5 | 18 | 2029 | 2029-05-18 | 5.6 | 3.7 | 5.2 | 2.9 | 6.6 | 2 | 3.3 | 5 | 18 | 2029 | 2029-05-18 | 7.5 | 2.5 | 8.5 | 2.5 | 11 | 0 | 2.5
5 | 19 | 2029 | 2029-05-19 | 6.2 | 3.8 | 4.6 | 2.2 | 5.3 | 1.5 | 2.7 | 5 | 19 | 2029 | 2029-05-19 | 10.5 | 4.5 | 3 | 0.5 | 2.5 | 0 | 0
5 | 20 | 2029 | 2029-05-20 | 5.7 | 4.2 | 4.8 | 1.9 | 6.9 | 0.9 | 2.4 | 5 | 20 | 2029 | 2029-05-20 | 7.5 | 1 | 0.5 | 0 | 4 | 0 | 0
5 | 21 | 2029 | 2029-05-21 | 6.3 | 4.2 | 5.6 | 3 | 7.8 | 1.7 | 3.1 | 5 | 21 | 2029 | 2029-05-21 | 5 | 0 | 0 | 0 | 1.5 | 0 | 0
5 | 22 | 2029 | 2029-05-22 | 5.4 | 3.4 | 5.1 | 2.4 | 6 | 1.3 | 2.6 | 5 | 22 | 2029 | 2029-05-22 | 3 | 0 | 0 | 0 | 0 | 0 | 0
5 | 23 | 2029 | 2029-05-23 | 5.3 | 2.6 | 4.5 | 2.1 | 6.1 | 1.2 | 1.9 | 5 | 23 | 2029 | 2029-05-23 | 0 | 0 | 0 | 0 | 0 | 0 | 0
5 | 24 | 2029 | 2029-05-24 | 5.1 | 2.8 | 4 | 1.8 | 6.1 | 1.2 | 1.6 | 5 | 24 | 2029 | 2029-05-24 | 7 | 5.5 | 9.5 | 2.5 | 6 | 0 | 0
5 | 25 | 2029 | 2029-05-25 | 5.9 | 2.6 | 4.6 | 2 | 6.3 | 1.2 | 1.8 | 5 | 25 | 2029 | 2029-05-25 | 12 | 4.5 | 6.5 | 5.5 | 9.5 | 2 | 1
5 | 26 | 2029 | 2029-05-26 | 5.7 | 2.8 | 3.9 | 2 | 5.6 | 1.2 | 1.6 | 5 | 26 | 2029 | 2029-05-26 | 3 | 0 | 0 | 2 | 4.5 | 0 | 0
5 | 27 | 2029 | 2029-05-27 | 5.6 | 2.5 | 3.4 | 1.9 | 5.5 | 1.2 | 1.7 | 5 | 27 | 2029 | 2029-05-27 | 5 | 0 | 0 | 0 | 0 | 0 | 0
5 | 28 | 2029 | 2029-05-28 | 4.9 | 2.3 | 2.9 | 1.8 | 4.8 | 1.2 | 1.6 | 5 | 28 | 2029 | 2029-05-28 | 0 | 0 | 0 | 0 | 0 | 0 | 0
5 | 29 | 2029 | 2029-05-29 | 3.9 | 2 | 3.3 | 1.2 | 4.5 | 0.9 | 1.4 | 5 | 29 | 2029 | 2029-05-29 | 0 | 0 | 0 | 0 | 0 | 0 | 0
5 | 30 | 2029 | 2029-05-30 | 3.4 | 2.2 | 2.6 | 0.7 | 3 | 0.3 | 0.6 | 5 | 30 | 2029 | 2029-05-30 | 0 | 4 | 7.5 | 0 | 0 | 0 | 0
5 | 31 | 2029 | 2029-05-31 | 2.4 | 2 | 1.7 | 0.3 | 2.4 | 0 | 0.2 | 5 | 31 | 2029 | 2029-05-31 | 0 | 0.5 | 0.5 | 1 | 1.5 | 0 | 0
6 | 1 | 2029 | 2029-06-01 | 2.1 | 1.4 | 1.8 | 0.7 | 2.6 | 0.2 | 0.6 | 6 | 1 | 2029 | 2029-06-01 | 2 | 1.5 | 0 | 0 | 0 | 0 | 0
6 | 2 | 2029 | 2029-06-02 | 3.4 | 1.3 | 1.5 | 0.7 | 3.1 | 0 | 0.3 | 6 | 2 | 2029 | 2029-06-02 | 0.5 | 0 | 0 | 0 | 2 | 0 | 0
6 | 3 | 2029 | 2029-06-03 | 2.7 | 1.4 | 1.6 | 0.7 | 2.3 | 0.8 | 0.4 | 6 | 3 | 2029 | 2029-06-03 | 0 | 3.5 | 4.5 | 0 | 0 | 0 | 0
6 | 4 | 2029 | 2029-06-04 | 2.4 | 1.4 | 2.1 | 0.8 | 3.6 | 0.2 | 0.8 | 6 | 4 | 2029 | 2029-06-04 | 0 | 3.5 | 4.5 | 2.5 | 1 | 0 | 0
6 | 5 | 2029 | 2029-06-05 | 2.7 | 1.2 | 2 | 0.5 | 2.9 | 0.4 | 0.6 | 6 | 5 | 2029 | 2029-06-05 | 6.5 | 3 | 5 | 1.5 | 4.5 | 0 | 0
6 | 6 | 2029 | 2029-06-06 | 2.3 | 1.1 | 2.1 | 0.3 | 2.4 | 0.1 | 0.4 | 6 | 6 | 2029 | 2029-06-06 | 0 | 0 | 0 | 0 | 0 | 0 | 0
6 | 7 | 2029 | 2029-06-07 | 3.3 | 1.5 | 2.1 | 0.1 | 3.4 | 0.1 | 0.5 | 6 | 7 | 2029 | 2029-06-07 | 0 | 0 | 0 | 0 | 0 | 0 | 0
6 | 8 | 2029 | 2029-06-08 | 3.4 | 1.7 | 2.8 | 0.7 | 4.2 | 0.4 | 0.6 | 6 | 8 | 2029 | 2029-06-08 | 1.5 | 2 | 4.5 | 0 | 2.5 | 0 | 0
6 | 9 | 2029 | 2029-06-09 | 6.2 | 2.1 | 2.9 | 1 | 5.3 | 0.5 | 0.5 | 6 | 9 | 2029 | 2029-06-09 | 9 | 3 | 7.5 | 2.5 | 13 | 0 | 2.5
6 | 10 | 2029 | 2029-06-10 | 4.5 | 2.2 | 3.2 | 1 | 4.6 | 0.2 | 0.9 | 6 | 10 | 2029 | 2029-06-10 | 13 | 1.5 | 6 | 7 | 15.5 | 1 | 5
6 | 11 | 2029 | 2029-06-11 | 3.7 | 1.6 | 2.3 | 0.6 | 4 | 0.4 | 0.7 | 6 | 11 | 2029 | 2029-06-11 | 12 | 0 | 3 | 4.5 | 8.5 | 0 | 1
6 | 12 | 2029 | 2029-06-12 | 3.3 | 1.6 | 2.6 | 0.4 | 4.4 | 0 | 0.4 | 6 | 12 | 2029 | 2029-06-12 | 5.5 | 1.5 | 5 | 0 | 5 | 0 | 0
6 | 13 | 2029 | 2029-06-13 | 3 | 1.6 | 2 | 0.2 | 3.8 | 0.1 | 0.5 | 6 | 13 | 2029 | 2029-06-13 | 6 | 1.5 | 5.5 | 0.5 | 10 | 0 | 0
6 | 14 | 2029 | 2029-06-14 | 3.5 | 0.9 | 1.8 | 0.7 | 2.8 | 0.1 | 0.4 | 6 | 14 | 2029 | 2029-06-14 | 5.5 | 3 | 7.5 | 0.5 | 5.5 | 0 | 3.5
6 | 15 | 2029 | 2029-06-15 | 3 | 0.5 | 1.4 | 0.3 | 2.1 | 0.2 | 0.1 | 6 | 15 | 2029 | 2029-06-15 | 5 | 3 | 6.5 | 0 | 0 | 0 | 1
6 | 16 | 2029 | 2029-06-16 | 2.6 | 0.7 | 1.7 | 0.6 | 3.1 | 0.3 | 0.6 | 6 | 16 | 2029 | 2029-06-16 | 3 | 0 | 1 | 0 | 2 | 0 | 0
6 | 17 | 2029 | 2029-06-17 | 2.9 | 1.1 | 1.6 | 0.6 | 2.2 | 0.4 | 0.7 | 6 | 17 | 2029 | 2029-06-17 | 0.5 | 3 | 6.5 | 0 | 1 | 0 | 0
6 | 18 | 2029 | 2029-06-18 | 2 | 0.5 | 1 | 0.3 | 2 | 0.4 | 0.1 | 6 | 18 | 2029 | 2029-06-18 | 0 | 2.5 | 0 | 0 | 0 | 0 | 0
6 | 19 | 2029 | 2029-06-19 | 1.7 | 0.7 | 0.9 | 0.2 | 1 | 0.3 | 0.3 | 6 | 19 | 2029 | 2029-06-19 | 0 | 0 | 0 | 0 | 0 | 0 | 0
6 | 20 | 2029 | 2029-06-20 | 1.5 | 0.8 | 1.2 | 0 | 0.9 | 0 | 0.5 | 6 | 20 | 2029 | 2029-06-20 | 0 | 0 | 0 | 0 | 0 | 0 | 0
6 | 21 | 2029 | 2029-06-21 | 1.1 | 0.4 | 1 | 0 | 1.5 | 0 | 0.2 | 6 | 21 | 2029 | 2029-06-21 | 0 | 0.5 | 5.5 | 0 | 0 | 0 | 0
6 | 22 | 2029 | 2029-06-22 | 1.3 | 0.6 | 1.1 | 0.1 | 1.1 | 0 | 0.1 | 6 | 22 | 2029 | 2029-06-22 | 0 | 1 | 1 | 0 | 1.5 | 0 | 0
6 | 23 | 2029 | 2029-06-23 | 1.2 | 0.4 | 0.7 | 0 | 0.9 | 0 | 0 | 6 | 23 | 2029 | 2029-06-23 | 1.5 | 0 | 0 | 0 | 0 | 0 | 0
6 | 24 | 2029 | 2029-06-24 | 1.5 | 0.6 | 1.1 | 0 | 1.9 | 0 | 0.1 | 6 | 24 | 2029 | 2029-06-24 | 0 | 0 | 0 | 0 | 0 | 0 | 0
6 | 25 | 2029 | 2029-06-25 | 1.8 | 0.8 | 1.1 | 0.1 | 1.6 | 0 | 0.3 | 6 | 25 | 2029 | 2029-06-25 | 0 | 0 | 0 | 0 | 0 | 0 | 0
6 | 26 | 2029 | 2029-06-26 | 1.1 | 0.6 | 1.2 | 0.1 | 2.3 | 0.1 | 0.3 | 6 | 26 | 2029 | 2029-06-26 | 0 | 0 | 0 | 0 | 0 | 0 | 0
6 | 27 | 2029 | 2029-06-27 | 1.5 | 0.4 | 0.8 | 0.1 | 2.1 | 0 | 0 | 6 | 27 | 2029 | 2029-06-27 | 0 | 0 | 0 | 0 | 0 | 0 | 0
6 | 28 | 2029 | 2029-06-28 | 1.6 | 0.5 | 0.6 | 0.1 | 1.5 | 0 | 0 | 6 | 28 | 2029 | 2029-06-28 | 0 | 0 | 4 | 0 | 0 | 0 | 0
6 | 29 | 2029 | 2029-06-29 | 1.3 | 0.4 | 0.5 | 0 | 1 | 0.2 | 0.4 | 6 | 29 | 2029 | 2029-06-29 | 0 | 0 | 0 | 0 | 0 | 0 | 0
6 | 30 | 2029 | 2029-06-30 | 0.7 | 0.2 | 0.2 | 0 | 0.6 | 0 | 0 | 6 | 30 | 2029 | 2029-06-30 | 0 | 0 | 0 | 0 | 0 | 0 | 0
7 | 1 | 2029 | 2029-07-01 | 0.5 | 0.1 | 0.1 | 0 | 0.2 | 0 | 0 | 7 | 1 | 2029 | 2029-07-01 | 0 | 0 | 0 | 0 | 0 | 0 | 0
7 | 2 | 2029 | 2029-07-02 | 0.6 | 0 | 0.2 | 0 | 0.5 | 0 | 0 | 7 | 2 | 2029 | 2029-07-02 | 0 | 0 | 0 | 0 | 0 | 0 | 0
7 | 3 | 2029 | 2029-07-03 | 0.5 | 0.1 | 0.2 | 0 | 0.4 | 0 | 0.1 | 7 | 3 | 2029 | 2029-07-03 | 0 | 0 | 0.5 | 0 | 0 | 0 | 0
7 | 4 | 2029 | 2029-07-04 | 0.3 | 0.1 | 0.3 | 0 | 0.4 | 0 | 0.1 | 7 | 4 | 2029 | 2029-07-04 | 0 | 0 | 0.5 | 0 | 0 | 0 | 0
7 | 5 | 2029 | 2029-07-05 | 0.2 | 0.1 | 0.1 | 0 | 0.3 | 0 | 0 | 7 | 5 | 2029 | 2029-07-05 | 0 | 0 | 0 | 0 | 0 | 0 | 0
7 | 6 | 2029 | 2029-07-06 | 0.4 | 0.1 | 0 | 0 | 0.1 | 0 | 0 | 7 | 6 | 2029 | 2029-07-06 | 0 | 0 | 0 | 0 | 0 | 0 | 0
7 | 7 | 2029 | 2029-07-07 | 0.1 | 0.1 | 0 | 0 | 0 | 0 | 0 | 7 | 7 | 2029 | 2029-07-07 | 0 | 0 | 0 | 0 | 0 | 0 | 0
7 | 8 | 2029 | 2029-07-08 | 0 | 0 | 0 | 0 | 0 | 0 | 0 | 7 | 8 | 2029 | 2029-07-08 | 0 | 0 | 0 | 0 | 0 | 0 | 0
7 | 9 | 2029 | 2029-07-09 | 0.3 | 0.1 | 0.3 | 0 | 0 | 0 | 0 | 7 | 9 | 2029 | 2029-07-09 | 0 | 0 | 0 | 0 | 0 | 0 | 0
7 | 10 | 2029 | 2029-07-10 | 0.2 | 0 | 0.2 | 0 | 0.1 | 0 | 0 | 7 | 10 | 2029 | 2029-07-10 | 0 | 0 | 0 | 0 | 0 | 0 | 0
7 | 11 | 2029 | 2029-07-11 | 0.2 | 0.2 | 0.2 | 0 | 0.2 | 0 | 0 | 7 | 11 | 2029 | 2029-07-11 | 0 | 0 | 0 | 0 | 0 | 0 | 0
7 | 12 | 2029 | 2029-07-12 | 0.2 | 0.2 | 0.1 | 0 | 0 | 0 | 0 | 7 | 12 | 2029 | 2029-07-12 | 0 | 0 | 0 | 0 | 0 | 0 | 0
7 | 13 | 2029 | 2029-07-13 | 0 | 0.1 | 0.1 | 0 | 0.3 | 0 | 0 | 7 | 13 | 2029 | 2029-07-13 | 0 | 0 | 0 | 0 | 0 | 0 | 0
7 | 14 | 2029 | 2029-07-14 | 0 | 0.1 | 0.1 | 0 | 0 | 0 | 0 | 7 | 14 | 2029 | 2029-07-14 | 0 | 0 | 0 | 0 | 0 | 0 | 0
7 | 15 | 2029 | 2029-07-15 | 0 | 0.1 | 0 | 0 | 0 | 0 | 0 | 7 | 15 | 2029 | 2029-07-15 | 0 | 0 | 0 | 0 | 0 | 0 | 0
7 | 16 | 2029 | 2029-07-16 | 0 | 0 | 0 | 0 | 0 | 0 | 0 | 7 | 16 | 2029 | 2029-07-16 | 0 | 0 | 0 | 0 | 0 | 0 | 0
7 | 17 | 2029 | 2029-07-17 | 0 | 0.1 | 0 | 0 | 0 | 0 | 0 | 7 | 17 | 2029 | 2029-07-17 | 0 | 0 | 0 | 0 | 0 | 0 | 0
7 | 18 | 2029 | 2029-07-18 | 0 | 0 | 0 | 0 | 0.1 | 0 | 0 | 7 | 18 | 2029 | 2029-07-18 | 0 | 0 | 0 | 0 | 0 | 0 | 0
7 | 19 | 2029 | 2029-07-19 | 0 | 0 | 0 | 0 | 0 | 0 | 0 | 7 | 19 | 2029 | 2029-07-19 | 0 | 0 | 0 | 0 | 0 | 0 | 0
7 | 20 | 2029 | 2029-07-20 | 0 | 0 | 0 | 0 | 0 | 0 | 0 | 7 | 20 | 2029 | 2029-07-20 | 0 | 0 | 0 | 0 | 0 | 0 | 0
7 | 21 | 2029 | 2029-07-21 | 0 | 0 | 0 | 0 | 0 | 0 | 0 | 7 | 21 | 2029 | 2029-07-21 | 0 | 0 | 0 | 0 | 0 | 0 | 0
7 | 22 | 2029 | 2029-07-22 | 0.1 | 0 | 0 | 0 | 0 | 0 | 0 | 7 | 22 | 2029 | 2029-07-22 | 0 | 0 | 0 | 0 | 0 | 0 | 0
7 | 23 | 2029 | 2029-07-23 | 0 | 0 | 0 | 0 | 0 | 0 | 0 | 7 | 23 | 2029 | 2029-07-23 | 0 | 0 | 0 | 0 | 0 | 0 | 0
7 | 24 | 2029 | 2029-07-24 | 0 | 0 | 0.1 | 0 | 0 | 0 | 0 | 7 | 24 | 2029 | 2029-07-24 | 0 | 0 | 0 | 0 | 0 | 0 | 0
7 | 25 | 2029 | 2029-07-25 | 0 | 0 | 0 | 0 | 0 | 0 | 0 | 7 | 25 | 2029 | 2029-07-25 | 0 | 0 | 0 | 0 | 0 | 0 | 0
7 | 26 | 2029 | 2029-07-26 | 0 | 0 | 0.1 | 0 | 0 | 0 | 0 | 7 | 26 | 2029 | 2029-07-26 | 0 | 0 | 0 | 0 | 0 | 0 | 0
7 | 27 | 2029 | 2029-07-27 | 0 | 0 | 0.2 | 0 | 0 | 0 | 0 | 7 | 27 | 2029 | 2029-07-27 | 0 | 0 | 0 | 0 | 0 | 0 | 0
7 | 28 | 2029 | 2029-07-28 | 0 | 0 | 0.1 | 0 | 0 | 0 | 0 | 7 | 28 | 2029 | 2029-07-28 | 0 | 0 | 0 | 0 | 0 | 0 | 0
7 | 29 | 2029 | 2029-07-29 | 0 | 0.1 | 0.1 | 0 | 0 | 0 | 0 | 7 | 29 | 2029 | 2029-07-29 | 0 | 0 | 0 | 0 | 0 | 0 | 0
7 | 30 | 2029 | 2029-07-30 | 0 | 0.1 | 0 | 0 | 0 | 0 | 0 | 7 | 30 | 2029 | 2029-07-30 | 0 | 0 | 0 | 0 | 0 | 0 | 0
7 | 31 | 2029 | 2029-07-31 | 0 | 0 | 0 | 0 | 0 | 0 | 0 | 7 | 31 | 2029 | 2029-07-31 | 0 | 0 | 0 | 0 | 0 | 0 | 0
8 | 1 | 2029 | 2029-08-01 | 0 | 0 | 0.1 | 0 | 0 | 0 | 0 | 8 | 1 | 2029 | 2029-08-01 | 0 | 0 | 0 | 0 | 0 | 0 | 0
8 | 2 | 2029 | 2029-08-02 | 0 | 0 | 0 | 0 | 0.1 | 0 | 0 | 8 | 2 | 2029 | 2029-08-02 | 0 | 0 | 0 | 0 | 0 | 0 | 0
8 | 3 | 2029 | 2029-08-03 | 0 | 0 | 0 | 0 | 0.4 | 0 | 0 | 8 | 3 | 2029 | 2029-08-03 | 0 | 0 | 0 | 0 | 0 | 0 | 0
8 | 4 | 2029 | 2029-08-04 | 0 | 0 | 0 | 0 | 0.1 | 0 | 0 | 8 | 4 | 2029 | 2029-08-04 | 0 | 0 | 0 | 0 | 0 | 0 | 0
8 | 5 | 2029 | 2029-08-05 | 0 | 0 | 0 | 0 | 0.1 | 0 | 0 | 8 | 5 | 2029 | 2029-08-05 | 0 | 0 | 0 | 0 | 0 | 0 | 0
8 | 6 | 2029 | 2029-08-06 | 0 | 0 | 0 | 0 | 0.1 | 0 | 0 | 8 | 6 | 2029 | 2029-08-06 | 0 | 0 | 0 | 0 | 0 | 0 | 0
8 | 7 | 2029 | 2029-08-07 | 0 | 0 | 0 | 0 | 0.1 | 0 | 0 | 8 | 7 | 2029 | 2029-08-07 | 0 | 0 | 0 | 0 | 0 | 0 | 0
8 | 8 | 2029 | 2029-08-08 | 0 | 0.1 | 0.1 | 0 | 0.2 | 0 | 0 | 8 | 8 | 2029 | 2029-08-08 | 0 | 0 | 0 | 0 | 0 | 0 | 0
8 | 9 | 2029 | 2029-08-09 | 0 | 0.1 | 0 | 0 | 0 | 0 | 0 | 8 | 9 | 2029 | 2029-08-09 | 0 | 0 | 0 | 0 | 0 | 0 | 0
8 | 10 | 2029 | 2029-08-10 | 0 | 0 | 0.1 | 0 | 0 | 0 | 0 | 8 | 10 | 2029 | 2029-08-10 | 0 | 0 | 0 | 0 | 0 | 0 | 0
8 | 11 | 2029 | 2029-08-11 | 0 | 0.1 | 0.1 | 0 | 0 | 0 | 0 | 8 | 11 | 2029 | 2029-08-11 | 0 | 0 | 0 | 0 | 0 | 0 | 0
8 | 12 | 2029 | 2029-08-12 | 0 | 0.1 | 0.1 | 0 | 0.1 | 0 | 0 | 8 | 12 | 2029 | 2029-08-12 | 0 | 0 | 0 | 0 | 0 | 0 | 0
8 | 13 | 2029 | 2029-08-13 | 0 | 0.1 | 0 | 0 | 0.1 | 0 | 0 | 8 | 13 | 2029 | 2029-08-13 | 0 | 0 | 0 | 0 | 0 | 0 | 0
8 | 14 | 2029 | 2029-08-14 | 0 | 0.1 | 0 | 0 | 0 | 0 | 0 | 8 | 14 | 2029 | 2029-08-14 | 0 | 0 | 0 | 0 | 0.5 | 0 | 0
8 | 15 | 2029 | 2029-08-15 | 0 | 0.2 | 0.1 | 0 | 0 | 0 | 0 | 8 | 15 | 2029 | 2029-08-15 | 0 | 0 | 0 | 0 | 0 | 0 | 0
8 | 16 | 2029 | 2029-08-16 | 0 | 0 | 0.1 | 0 | 0 | 0 | 0 | 8 | 16 | 2029 | 2029-08-16 | 0 | 0 | 0 | 0 | 0 | 0 | 0
8 | 17 | 2029 | 2029-08-17 | 0 | 0.2 | 0 | 0 | 0.1 | 0 | 0 | 8 | 17 | 2029 | 2029-08-17 | 0 | 0 | 0 | 0 | 0 | 0 | 0
8 | 18 | 2029 | 2029-08-18 | 0 | 0 | 0.1 | 0 | 0 | 0 | 0 | 8 | 18 | 2029 | 2029-08-18 | 0 | 0 | 0 | 0 | 0 | 0 | 0
8 | 19 | 2029 | 2029-08-19 | 0 | 0 | 0.1 | 0 | 0.1 | 0 | 0 | 8 | 19 | 2029 | 2029-08-19 | 0 | 0 | 0 | 0 | 0 | 0 | 0
8 | 20 | 2029 | 2029-08-20 | 0.1 | 0 | 0.2 | 0 | 0.2 | 0 | 0 | 8 | 20 | 2029 | 2029-08-20 | 0 | 0 | 0 | 0 | 0 | 0 | 0
8 | 21 | 2029 | 2029-08-21 | 0 | 0 | 0.1 | 0 | 0 | 0 | 0 | 8 | 21 | 2029 | 2029-08-21 | 0 | 0 | 0 | 0 | 0 | 0 | 0
8 | 22 | 2029 | 2029-08-22 | 0.1 | 0 | 0.2 | 0 | 0.1 | 0 | 0 | 8 | 22 | 2029 | 2029-08-22 | 0 | 0 | 0 | 0 | 0 | 0 | 0
8 | 23 | 2029 | 2029-08-23 | 0.1 | 0 | 0.1 | 0 | 0.4 | 0 | 0 | 8 | 23 | 2029 | 2029-08-23 | 0 | 0 | 0 | 0 | 0 | 0 | 0
8 | 24 | 2029 | 2029-08-24 | 0.1 | 0 | 0.2 | 0 | 0.5 | 0 | 0 | 8 | 24 | 2029 | 2029-08-24 | 0 | 0 | 0 | 0 | 0 | 0 | 0
8 | 25 | 2029 | 2029-08-25 | 0.7 | 0 | 0.1 | 0.1 | 0.6 | 0 | 0.2 | 8 | 25 | 2029 | 2029-08-25 | 0 | 0 | 0 | 0 | 0 | 0 | 0
8 | 26 | 2029 | 2029-08-26 | 0.5 | 0 | 0.1 | 0 | 0.1 | 0 | 0 | 8 | 26 | 2029 | 2029-08-26 | 0 | 0 | 0 | 0 | 0 | 0 | 0
8 | 27 | 2029 | 2029-08-27 | 0.3 | 0 | 0.1 | 0 | 0.2 | 0 | 0 | 8 | 27 | 2029 | 2029-08-27 | 0 | 0 | 0 | 0 | 0 | 0 | 0
8 | 28 | 2029 | 2029-08-28 | 0 | 0 | 0.1 | 0 | 0.2 | 0 | 0 | 8 | 28 | 2029 | 2029-08-28 | 0 | 0 | 0 | 0 | 0 | 0 | 0
8 | 29 | 2029 | 2029-08-29 | 0.3 | 0 | 0.2 | 0 | 0.1 | 0 | 0 | 8 | 29 | 2029 | 2029-08-29 | 0 | 0 | 0 | 0 | 0 | 0 | 0
8 | 30 | 2029 | 2029-08-30 | 0.7 | 0 | 0.1 | 0 | 0.9 | 0 | 0 | 8 | 30 | 2029 | 2029-08-30 | 0 | 0 | 0 | 0 | 0 | 0 | 0
8 | 31 | 2029 | 2029-08-31 | 0.4 | 0 | 0.2 | 0 | 0.8 | 0 | 0.1 | 8 | 31 | 2029 | 2029-08-31 | 0 | 0 | 0 | 0 | 0 | 0 | 0
9 | 1 | 2029 | 2029-09-01 | 1 | 0 | 0.2 | 0 | 0.9 | 0 | 0.1 | 9 | 1 | 2029 | 2029-09-01 | 0 | 0 | 0 | 0 | 0 | 0 | 0
9 | 2 | 2029 | 2029-09-02 | 0.8 | 0.1 | 0.2 | 0 | 0.1 | 0 | 0.3 | 9 | 2 | 2029 | 2029-09-02 | 0 | 0 | 0 | 0 | 0 | 0 | 0
9 | 3 | 2029 | 2029-09-03 | 0.5 | 0.1 | 0.2 | 0 | 0.4 | 0 | 0 | 9 | 3 | 2029 | 2029-09-03 | 0 | 0 | 0 | 0 | 0 | 0 | 0
9 | 4 | 2029 | 2029-09-04 | 0.4 | 0 | 0 | 0 | 0.7 | 0 | 0 | 9 | 4 | 2029 | 2029-09-04 | 0 | 0 | 0 | 0 | 0 | 0 | 0
9 | 5 | 2029 | 2029-09-05 | 0.5 | 0.3 | 0.4 | 0 | 1 | 0 | 0.2 | 9 | 5 | 2029 | 2029-09-05 | 0 | 0 | 0 | 0 | 0 | 0 | 0
9 | 6 | 2029 | 2029-09-06 | 1.3 | 0 | 0.8 | 0.1 | 0.9 | 0 | 0.4 | 9 | 6 | 2029 | 2029-09-06 | 0 | 0 | 0 | 0 | 0 | 0 | 0
9 | 7 | 2029 | 2029-09-07 | 1.3 | 0.2 | 0.7 | 0.1 | 1.4 | 0 | 0.5 | 9 | 7 | 2029 | 2029-09-07 | 0 | 0 | 0 | 0 | 0 | 0 | 0
9 | 8 | 2029 | 2029-09-08 | 1.5 | 0.2 | 0.5 | 0.3 | 1.1 | 0 | 0.7 | 9 | 8 | 2029 | 2029-09-08 | 0 | 0 | 0 | 0 | 0 | 0 | 0
9 | 9 | 2029 | 2029-09-09 | 1.6 | 0.2 | 0.7 | 0.3 | 0.9 | 0.1 | 0.2 | 9 | 9 | 2029 | 2029-09-09 | 0 | 0 | 0.5 | 0 | 0 | 0 | 0
9 | 10 | 2029 | 2029-09-10 | 0.7 | 0.4 | 0.3 | 0 | 0.6 | 0 | 0 | 9 | 10 | 2029 | 2029-09-10 | 0 | 1.5 | 0 | 0 | 0 | 0 | 0
9 | 11 | 2029 | 2029-09-11 | 0.8 | 0.4 | 0.3 | 0 | 0.7 | 0 | 0.2 | 9 | 11 | 2029 | 2029-09-11 | 0 | 0 | 0 | 0 | 0 | 0 | 0
9 | 12 | 2029 | 2029-09-12 | 1.6 | 0.5 | 0.9 | 0 | 1 | 0 | 0.5 | 9 | 12 | 2029 | 2029-09-12 | 0 | 0 | 0 | 0 | 0 | 0 | 0
9 | 13 | 2029 | 2029-09-13 | 1.8 | 0.9 | 0.9 | 0.3 | 2.2 | 0.1 | 0.9 | 9 | 13 | 2029 | 2029-09-13 | 0 | 1 | 2.5 | 0 | 0 | 0 | 0
9 | 14 | 2029 | 2029-09-14 | 2.2 | 1 | 1.6 | 0.4 | 2.9 | 0.2 | 1.2 | 9 | 14 | 2029 | 2029-09-14 | 4 | 0 | 1 | 0 | 1.5 | 0 | 0
9 | 15 | 2029 | 2029-09-15 | 2.6 | 0.9 | 1.2 | 0.5 | 2.6 | 0.3 | 1.1 | 9 | 15 | 2029 | 2029-09-15 | 4.5 | 3.5 | 2.5 | 1 | 9 | 0 | 0
9 | 16 | 2029 | 2029-09-16 | 2.6 | 0.8 | 1.2 | 0.8 | 2.9 | 0.6 | 1.1 | 9 | 16 | 2029 | 2029-09-16 | 11.5 | 0 | 1.5 | 3.5 | 5.5 | 2 | 4.5
9 | 17 | 2029 | 2029-09-17 | 2.2 | 1 | 1.1 | 0.6 | 2.1 | 0.2 | 0.9 | 9 | 17 | 2029 | 2029-09-17 | 0.5 | 3 | 6.5 | 0 | 6.5 | 0 | 0
9 | 18 | 2029 | 2029-09-18 | 1.9 | 1 | 0.8 | 0.3 | 1.3 | 0.2 | 0.6 | 9 | 18 | 2029 | 2029-09-18 | 8.5 | 4.5 | 7 | 3.5 | 6 | 1 | 0.5
9 | 19 | 2029 | 2029-09-19 | 1.9 | 1.7 | 1.7 | 0 | 1.8 | 0.1 | 1.1 | 9 | 19 | 2029 | 2029-09-19 | 12.5 | 6.5 | 5.5 | 7.5 | 12 | 5.5 | 5
9 | 20 | 2029 | 2029-09-20 | 3.4 | 1.7 | 1.6 | 0.8 | 3.2 | 0.1 | 1.8 | 9 | 20 | 2029 | 2029-09-20 | 12 | 6.5 | 12 | 8 | 11 | 6.5 | 10
9 | 21 | 2029 | 2029-09-21 | 4 | 1.9 | 2 | 0.9 | 2.9 | 0 | 1.5 | 9 | 21 | 2029 | 2029-09-21 | 17 | 4 | 6 | 7 | 18 | 7 | 9.5
9 | 22 | 2029 | 2029-09-22 | 3.1 | 1.6 | 1.9 | 1 | 3 | 0.5 | 1.3 | 9 | 22 | 2029 | 2029-09-22 | 12.5 | 3.5 | 4.5 | 8 | 12.5 | 7.5 | 3.5
9 | 23 | 2029 | 2029-09-23 | 4.6 | 1.9 | 1.8 | 1.1 | 3.2 | 0.6 | 1.5 | 9 | 23 | 2029 | 2029-09-23 | 16 | 1.5 | 0.5 | 5.5 | 10 | 0.5 | 1
9 | 24 | 2029 | 2029-09-24 | 4.5 | 2 | 1.9 | 1.4 | 3.3 | 0.7 | 1.9 | 9 | 24 | 2029 | 2029-09-24 | 12 | 4 | 1.5 | 4.5 | 10 | 0 | 1
9 | 25 | 2029 | 2029-09-25 | 3.8 | 1.9 | 1.7 | 1 | 3.4 | 0.3 | 0.7 | 9 | 25 | 2029 | 2029-09-25 | 6 | 0 | 2.5 | 0 | 5.5 | 0 | 0
9 | 26 | 2029 | 2029-09-26 | 4.7 | 2.2 | 1.8 | 1.6 | 4.4 | 0.7 | 2.3 | 9 | 26 | 2029 | 2029-09-26 | 4 | 0.5 | 0 | 0 | 3 | 0 | 0
9 | 27 | 2029 | 2029-09-27 | 6 | 1.8 | 2.6 | 1.3 | 4.2 | 0.8 | 2.1 | 9 | 27 | 2029 | 2029-09-27 | 4.5 | 1 | 0 | 0 | 0 | 0 | 0
9 | 28 | 2029 | 2029-09-28 | 4.3 | 2.5 | 2.1 | 1.2 | 2.6 | 0.6 | 2.2 | 9 | 28 | 2029 | 2029-09-28 | 4 | 0 | 0 | 0 | 0.5 | 0 | 0
9 | 29 | 2029 | 2029-09-29 | 5.4 | 2.9 | 2.9 | 1.2 | 3.4 | 0.8 | 2.7 | 9 | 29 | 2029 | 2029-09-29 | 4.5 | 1 | 3 | 0 | 6 | 0 | 0
9 | 30 | 2029 | 2029-09-30 | 4.8 | 2.8 | 2.9 | 2 | 4 | 1.2 | 2.8 | 9 | 30 | 2029 | 2029-09-30 | 6.5 | 5.5 | 4 | 2.5 | 12 | 1 | 5
10 | 1 | 2029 | 2029-10-01 | 5.2 | 3.5 | 2.2 | 2.4 | 4.6 | 1.5 | 2.7 | 10 | 1 | 2029 | 2029-10-01 | 12 | 7 | 9.5 | 5 | 12 | 3 | 6.5
10 | 2 | 2029 | 2029-10-02 | 6.1 | 3.1 | 2.1 | 2.2 | 5.1 | 1.2 | 3 | 10 | 2 | 2029 | 2029-10-02 | 15 | 6 | 10.5 | 9 | 18 | 7 | 4
10 | 3 | 2029 | 2029-10-03 | 5.7 | 3.5 | 2.5 | 1.2 | 4.5 | 1 | 2.5 | 10 | 3 | 2029 | 2029-10-03 | 15.5 | 6.5 | 8 | 12 | 17.5 | 6.5 | 6.5
10 | 4 | 2029 | 2029-10-04 | 5 | 3.2 | 2.4 | 1.8 | 3.6 | 1.5 | 3 | 10 | 4 | 2029 | 2029-10-04 | 17.5 | 9.5 | 4.5 | 11.5 | 18 | 8.5 | 7.5
10 | 5 | 2029 | 2029-10-05 | 4 | 3.5 | 2.8 | 1.5 | 3.7 | 0.7 | 2.1 | 10 | 5 | 2029 | 2029-10-05 | 14 | 8 | 6.5 | 10 | 14.5 | 6.5 | 7.5
10 | 6 | 2029 | 2029-10-06 | 5.5 | 4.5 | 4.2 | 1.9 | 5.2 | 1 | 3.1 | 10 | 6 | 2029 | 2029-10-06 | 10.5 | 11 | 9.5 | 0.5 | 6 | 0 | 5
10 | 7 | 2029 | 2029-10-07 | 8.9 | 5.9 | 5.3 | 3.6 | 8.1 | 1.9 | 4.8 | 10 | 7 | 2029 | 2029-10-07 | 12 | 9 | 8.5 | 3 | 10.5 | 1 | 0
10 | 8 | 2029 | 2029-10-08 | 10.4 | 5.8 | 6 | 5.2 | 9.8 | 2.5 | 5.6 | 10 | 8 | 2029 | 2029-10-08 | 14.5 | 9.5 | 11 | 7.5 | 14.5 | 5 | 5.5
10 | 9 | 2029 | 2029-10-09 | 9.3 | 5.5 | 5.8 | 4.2 | 7.9 | 3.2 | 5.3 | 10 | 9 | 2029 | 2029-10-09 | 21 | 10.5 | 11 | 9.5 | 15 | 5 | 11.5
10 | 10 | 2029 | 2029-10-10 | 10 | 6.1 | 5.6 | 4.5 | 7.8 | 2.5 | 6.5 | 10 | 10 | 2029 | 2029-10-10 | 9 | 10.5 | 13 | 3 | 8 | 0 | 12.5
10 | 11 | 2029 | 2029-10-11 | 9.3 | 5.6 | 5.7 | 5 | 8.7 | 2.9 | 6 | 10 | 11 | 2029 | 2029-10-11 | 16.5 | 12.5 | 14.5 | 12.5 | 23 | 10 | 15.5
10 | 12 | 2029 | 2029-10-12 | 9.9 | 5.6 | 5.3 | 4.8 | 6.8 | 3.5 | 5.6 | 10 | 12 | 2029 | 2029-10-12 | 21 | 13.5 | 17.5 | 15 | 21 | 12 | 18
10 | 13 | 2029 | 2029-10-13 | 9 | 5.7 | 5.2 | 4.1 | 6.4 | 2.3 | 4.6 | 10 | 13 | 2029 | 2029-10-13 | 20.5 | 14.5 | 17 | 13.5 | 22 | 12 | 17
10 | 14 | 2029 | 2029-10-14 | 9.5 | 5.4 | 5.4 | 4.1 | 6.7 | 3.3 | 6.1 | 10 | 14 | 2029 | 2029-10-14 | 20.5 | 15 | 17 | 14 | 20.5 | 11.5 | 18
10 | 15 | 2029 | 2029-10-15 | 9.4 | 6.7 | 6.2 | 5.2 | 8.2 | 4.7 | 6.7 | 10 | 15 | 2029 | 2029-10-15 | 20.5 | 8.5 | 11 | 10.5 | 13.5 | 6 | 13
10 | 16 | 2029 | 2029-10-16 | 11.1 | 6.7 | 6.8 | 6.6 | 9.3 | 4.5 | 8.1 | 10 | 16 | 2029 | 2029-10-16 | 15.5 | 6.5 | 12 | 6.5 | 7.5 | 4.5 | 11.5
10 | 17 | 2029 | 2029-10-17 | 12.5 | 8.3 | 7.9 | 7.7 | 11.5 | 5.4 | 9.2 | 10 | 17 | 2029 | 2029-10-17 | 15 | 6 | 5 | 2 | 8 | 0 | 8.5
10 | 18 | 2029 | 2029-10-18 | 15.3 | 7.7 | 9 | 8.6 | 12.8 | 7.3 | 9.5 | 10 | 18 | 2029 | 2029-10-18 | 10 | 9.5 | 11 | 0.5 | 5 | 0.5 | 5
10 | 19 | 2029 | 2029-10-19 | 15 | 9 | 8.5 | 8.8 | 12.7 | 7.3 | 9.6 | 10 | 19 | 2029 | 2029-10-19 | 4 | 7 | 10.5 | 5.5 | 5 | 2.5 | 0.5
10 | 20 | 2029 | 2029-10-20 | 13.4 | 8.4 | 7.8 | 7.5 | 9.7 | 5.2 | 8.7 | 10 | 20 | 2029 | 2029-10-20 | 11 | 10 | 14 | 9.5 | 17 | 7.5 | 10
10 | 21 | 2029 | 2029-10-21 | 12.6 | 8.8 | 8.7 | 5.7 | 10.9 | 3.5 | 8.8 | 10 | 21 | 2029 | 2029-10-21 | 25 | 10 | 9.5 | 10.5 | 13 | 6.5 | 16
10 | 22 | 2029 | 2029-10-22 | 13.6 | 8.5 | 9.3 | 6.9 | 10.6 | 6.1 | 10.6 | 10 | 22 | 2029 | 2029-10-22 | 10 | 6 | 5.5 | 4 | 9 | 1 | 4.5
10 | 23 | 2029 | 2029-10-23 | 15.1 | 9.8 | 9.7 | 7.3 | 11.8 | 6.4 | 10.8 | 10 | 23 | 2029 | 2029-10-23 | 15.5 | 7.5 | 7 | 7.5 | 11 | 4 | 8.5
10 | 24 | 2029 | 2029-10-24 | 14.1 | 8.6 | 8.4 | 8.3 | 11.8 | 6.1 | 10.5 | 10 | 24 | 2029 | 2029-10-24 | 14 | 8.5 | 6.5 | 11.5 | 13 | 9.5 | 10
10 | 25 | 2029 | 2029-10-25 | 13.9 | 8 | 8.1 | 7.1 | 9.4 | 6 | 9 | 10 | 25 | 2029 | 2029-10-25 | 12.5 | 13.5 | 12 | 7.5 | 6 | 4.5 | 11
10 | 26 | 2029 | 2029-10-26 | 13.1 | 7.4 | 8.3 | 6.8 | 8.8 | 5 | 9.7 | 10 | 26 | 2029 | 2029-10-26 | 6 | 8 | 10.5 | 7.5 | 6.5 | 7.5 | 3.5
10 | 27 | 2029 | 2029-10-27 | 13.5 | 8 | 9.1 | 7.4 | 10.2 | 5.7 | 10.3 | 10 | 27 | 2029 | 2029-10-27 | 14 | 9.5 | 4.5 | 11.5 | 13.5 | 10 | 9.5
10 | 28 | 2029 | 2029-10-28 | 14.8 | 7.4 | 8.7 | 9.8 | 11.9 | 7.2 | 12.1 | 10 | 28 | 2029 | 2029-10-28 | 13 | 8 | 6.5 | 10.5 | 10.5 | 10 | 10.5
10 | 29 | 2029 | 2029-10-29 | 14.3 | 8.7 | 9.8 | 9.4 | 11.2 | 8.2 | 12.2 | 10 | 29 | 2029 | 2029-10-29 | 13 | 7 | 12.5 | 12.5 | 12 | 12 | 8.5
10 | 30 | 2029 | 2029-10-30 | 16 | 8.9 | 9.4 | 9.6 | 13.2 | 7.6 | 11.2 | 10 | 30 | 2029 | 2029-10-30 | 15.5 | 9.5 | 10.5 | 18.5 | 18.5 | 14.5 | 14
10 | 31 | 2029 | 2029-10-31 | 15.8 | 10.1 | 11 | 11.5 | 13.7 | 8.6 | 14.2 | 10 | 31 | 2029 | 2029-10-31 | 22.5 | 16.5 | 16 | 15 | 19.5 | 10.5 | 19.5
11 | 1 | 2029 | 2029-11-01 | 17.4 | 11.1 | 12 | 13 | 16.6 | 11.2 | 15.3 | 11 | 1 | 2029 | 2029-11-01 | 15.5 | 12 | 10.5 | 8 | 9.5 | 6.5 | 11.5
11 | 2 | 2029 | 2029-11-02 | 18.1 | 11 | 12.5 | 13.5 | 17.9 | 11.4 | 15.2 | 11 | 2 | 2029 | 2029-11-02 | 19 | 18 | 17.5 | 12.5 | 16 | 7.5 | 18
11 | 3 | 2029 | 2029-11-03 | 20 | 11.2 | 12.2 | 14.2 | 17 | 12.3 | 16.7 | 11 | 3 | 2029 | 2029-11-03 | 20.5 | 27.5 | 25.5 | 19 | 25 | 18 | 19.5
11 | 4 | 2029 | 2029-11-04 | 20 | 11.6 | 12.2 | 14.2 | 15.5 | 11.4 | 17.4 | 11 | 4 | 2029 | 2029-11-04 | 30.5 | 27 | 29 | 19.5 | 30.5 | 21 | 24
11 | 5 | 2029 | 2029-11-05 | 20.5 | 11.4 | 13 | 15.9 | 14.9 | 14.2 | 16.2 | 11 | 5 | 2029 | 2029-11-05 | 24 | 24.5 | 25 | 20.5 | 23 | 20.5 | 24.5
11 | 6 | 2029 | 2029-11-06 | 21.6 | 11.3 | 13.3 | 16.9 | 17.6 | 14.5 | 18 | 11 | 6 | 2029 | 2029-11-06 | 28.5 | 22.5 | 22.5 | 27 | 28 | 24.5 | 22
11 | 7 | 2029 | 2029-11-07 | 21.2 | 12 | 14.1 | 15.3 | 18.6 | 15.3 | 17.4 | 11 | 7 | 2029 | 2029-11-07 | 33.5 | 22.5 | 24 | 29.5 | 33.5 | 30 | 25
11 | 8 | 2029 | 2029-11-08 | 22 | 13.6 | 13.3 | 15.4 | 17.3 | 13.1 | 16.6 | 11 | 8 | 2029 | 2029-11-08 | 21.5 | 16 | 16 | 26.5 | 29 | 25 | 20.5
11 | 9 | 2029 | 2029-11-09 | 21.5 | 13.9 | 14.5 | 15 | 17.5 | 13.6 | 18.8 | 11 | 9 | 2029 | 2029-11-09 | 22 | 13.5 | 18 | 18 | 18.5 | 15.5 | 20.5
11 | 10 | 2029 | 2029-11-10 | 22 | 13.1 | 14 | 16.6 | 17.9 | 14.4 | 18.5 | 11 | 10 | 2029 | 2029-11-10 | 22.5 | 14.5 | 18 | 20.5 | 16.5 | 18.5 | 20.5
11 | 11 | 2029 | 2029-11-11 | 22.9 | 12.2 | 14.2 | 16.8 | 17.5 | 15 | 17.9 | 11 | 11 | 2029 | 2029-11-11 | 22 | 14 | 17.5 | 13 | 18.5 | 16.5 | 20
11 | 12 | 2029 | 2029-11-12 | 22.4 | 12.6 | 14 | 16.4 | 17.6 | 15.3 | 19 | 11 | 12 | 2029 | 2029-11-12 | 16 | 10 | 10 | 18.5 | 14.5 | 16 | 15
11 | 13 | 2029 | 2029-11-13 | 23.1 | 13.4 | 15.2 | 15.3 | 19 | 14.2 | 18.8 | 11 | 13 | 2029 | 2029-11-13 | 13 | 10.5 | 12.5 | 14 | 16.5 | 11.5 | 11
11 | 14 | 2029 | 2029-11-14 | 23.2 | 12.9 | 13.7 | 16.2 | 18.6 | 14.4 | 17.6 | 11 | 14 | 2029 | 2029-11-14 | 20 | 10.5 | 13 | 13.5 | 17 | 10.5 | 13.5
11 | 15 | 2029 | 2029-11-15 | 23.1 | 13.5 | 15.4 | 15.7 | 18.3 | 15 | 16.8 | 11 | 15 | 2029 | 2029-11-15 | 20 | 11.5 | 14.5 | 9 | 15.5 | 6.5 | 14.5
11 | 16 | 2029 | 2029-11-16 | 23.2 | 15.1 | 16 | 15.8 | 18.5 | 15.6 | 18.2 | 11 | 16 | 2029 | 2029-11-16 | 21.5 | 14.5 | 19.5 | 16.5 | 22.5 | 12.5 | 18.5
11 | 17 | 2029 | 2029-11-17 | 23.2 | 14.4 | 15.5 | 15.5 | 18.5 | 15.7 | 17.3 | 11 | 17 | 2029 | 2029-11-17 | 25 | 17 | 17.5 | 17.5 | 25.5 | 15.5 | 19.5
11 | 18 | 2029 | 2029-11-18 | 23.6 | 15.9 | 15.7 | 17.1 | 19.7 | 15.6 | 19.4 | 11 | 18 | 2029 | 2029-11-18 | 27 | 12.5 | 15.5 | 16.5 | 24.5 | 15.5 | 19
11 | 19 | 2029 | 2029-11-19 | 25.5 | 14.7 | 15.9 | 17.8 | 21.9 | 16.9 | 20.9 | 11 | 19 | 2029 | 2029-11-19 | 23 | 13.5 | 17.5 | 22 | 20 | 14.5 | 25
11 | 20 | 2029 | 2029-11-20 | 25.8 | 16.3 | 16.9 | 18.4 | 23.8 | 17.1 | 22.2 | 11 | 20 | 2029 | 2029-11-20 | 15 | 17 | 17.5 | 8.5 | 11.5 | 6.5 | 12.5
11 | 21 | 2029 | 2029-11-21 | 26.7 | 16.4 | 16.7 | 18 | 21.9 | 16.6 | 22.9 | 11 | 21 | 2029 | 2029-11-21 | 16 | 12.5 | 15 | 19.5 | 7 | 20 | 21.5
11 | 22 | 2029 | 2029-11-22 | 26.6 | 15.4 | 16.4 | 18.3 | 22.5 | 16.5 | 21.9 | 11 | 22 | 2029 | 2029-11-22 | 7.5 | 3 | 1.5 | 11 | 0 | 10 | 14.5
11 | 23 | 2029 | 2029-11-23 | 28.7 | 16 | 16.3 | 20.3 | 24.8 | 18.1 | 22.4 | 11 | 23 | 2029 | 2029-11-23 | 2 | 6.5 | 8.5 | 2.5 | 4.5 | 1.5 | 5.5
11 | 24 | 2029 | 2029-11-24 | 28.5 | 17.9 | 18.2 | 21.8 | 24.7 | 19.7 | 25.1 | 11 | 24 | 2029 | 2029-11-24 | 21 | 11 | 15 | 16.5 | 22 | 13 | 16.5
11 | 25 | 2029 | 2029-11-25 | 30.3 | 18.3 | 19.3 | 23.9 | 25.6 | 22 | 26.4 | 11 | 25 | 2029 | 2029-11-25 | 25.5 | 10 | 15 | 23 | 22 | 19.5 | 23.5
11 | 26 | 2029 | 2029-11-26 | 29.6 | 16.7 | 17.6 | 21.9 | 24.8 | 21.2 | 25 | 11 | 26 | 2029 | 2029-11-26 | 9.5 | 6 | 14 | 14.5 | 12 | 15.5 | 17
11 | 27 | 2029 | 2029-11-27 | 30.1 | 17.9 | 18.7 | 21.1 | 24.8 | 21.1 | 25.3 | 11 | 27 | 2029 | 2029-11-27 | 23 | 14.5 | 16 | 19 | 24.5 | 16 | 20
11 | 28 | 2029 | 2029-11-28 | 29.5 | 17.8 | 19.3 | 21.4 | 23.7 | 21 | 26.2 | 11 | 28 | 2029 | 2029-11-28 | 28 | 13 | 18 | 18 | 26 | 14.5 | 21
11 | 29 | 2029 | 2029-11-29 | 29.3 | 17.3 | 18.2 | 20.5 | 24 | 19.6 | 25.6 | 11 | 29 | 2029 | 2029-11-29 | 28.5 | 13.5 | 18 | 17.5 | 24.5 | 16 | 21
11 | 30 | 2029 | 2029-11-30 | 30.6 | 19.7 | 20 | 22 | 25 | 21 | 28.2 | 11 | 30 | 2029 | 2029-11-30 | 30 | 14 | 17.5 | 25 | 25.5 | 19.5 | 25.5
12 | 1 | 2029 | 2029-12-01 | 31.4 | 19.7 | 20.1 | 23.5 | 24.5 | 21.4 | 26.1 | 12 | 1 | 2029 | 2029-12-01 | 30 | 15 | 17 | 18.5 | 25 | 17.5 | 29.5
12 | 2 | 2029 | 2029-12-02 | 31.7 | 20.3 | 19.5 | 22.7 | 26.3 | 22.1 | 25.8 | 12 | 2 | 2029 | 2029-12-02 | 28.5 | 16.5 | 18.5 | 20.5 | 26 | 18.5 | 25
12 | 3 | 2029 | 2029-12-03 | 31.9 | 18.8 | 19.8 | 23.9 | 26 | 22.4 | 26.3 | 12 | 3 | 2029 | 2029-12-03 | 24.5 | 22 | 23 | 20 | 27.5 | 21 | 18.5
12 | 4 | 2029 | 2029-12-04 | 30 | 17.4 | 19 | 23.1 | 24.5 | 22 | 27.1 | 12 | 4 | 2029 | 2029-12-04 | 29.5 | 21.5 | 25.5 | 23.5 | 32 | 22 | 25.5
12 | 5 | 2029 | 2029-12-05 | 30.9 | 18.5 | 19.5 | 23.2 | 25.1 | 22 | 28.2 | 12 | 5 | 2029 | 2029-12-05 | 33 | 23 | 23 | 27 | 32 | 25.5 | 27.5
12 | 6 | 2029 | 2029-12-06 | 31.8 | 19.1 | 20.4 | 22.8 | 26.6 | 22.3 | 28.3 | 12 | 6 | 2029 | 2029-12-06 | 34.5 | 20.5 | 15.5 | 31 | 35.5 | 32 | 26
12 | 7 | 2029 | 2029-12-07 | 32.9 | 19.7 | 20 | 24.8 | 25.8 | 24.1 | 28.3 | 12 | 7 | 2029 | 2029-12-07 | 34.5 | 22 | 19 | 32 | 37 | 32.5 | 31.5
12 | 8 | 2029 | 2029-12-08 | 34.4 | 19.6 | 20.9 | 25.6 | 29.6 | 24 | 29.8 | 12 | 8 | 2029 | 2029-12-08 | 41 | 24 | 25 | 32.5 | 40 | 31 | 27.5
12 | 9 | 2029 | 2029-12-09 | 35.2 | 21 | 21.5 | 26.7 | 29.7 | 26.2 | 29.2 | 12 | 9 | 2029 | 2029-12-09 | 33.5 | 24 | 25.5 | 31.5 | 38 | 30 | 27
12 | 10 | 2029 | 2029-12-10 | 34.4 | 20.7 | 21.2 | 25.9 | 26.7 | 25.9 | 31 | 12 | 10 | 2029 | 2029-12-10 | 36 | 19.5 | 22.5 | 32.5 | 37.5 | 30 | 27
12 | 11 | 2029 | 2029-12-11 | 33.8 | 19.6 | 20.3 | 24.8 | 26 | 23.8 | 28.7 | 12 | 11 | 2029 | 2029-12-11 | 36.5 | 22.5 | 23.5 | 32 | 37 | 30.5 | 27
12 | 12 | 2029 | 2029-12-12 | 32.5 | 19.6 | 21.1 | 24.9 | 26.1 | 24.3 | 30 | 12 | 12 | 2029 | 2029-12-12 | 43 | 21.5 | 22.5 | 33.5 | 34 | 31 | 28
12 | 13 | 2029 | 2029-12-13 | 32.2 | 19.9 | 20.7 | 25.6 | 25.9 | 25.6 | 30.5 | 12 | 13 | 2029 | 2029-12-13 | 32 | 19.5 | 22.5 | 32 | 40 | 31 | 27
12 | 14 | 2029 | 2029-12-14 | 32 | 18.5 | 19.6 | 24.6 | 24.9 | 23.8 | 29.9 | 12 | 14 | 2029 | 2029-12-14 | 34.5 | 20.5 | 20.5 | 32.5 | 40.5 | 30.5 | 26
12 | 15 | 2029 | 2029-12-15 | 32.5 | 18.9 | 20 | 24.7 | 25.9 | 24.4 | 29.7 | 12 | 15 | 2029 | 2029-12-15 | 36.5 | 17.5 | 21 | 29.5 | 28.5 | 28 | 31.5
12 | 16 | 2029 | 2029-12-16 | 33.2 | 19.1 | 19.7 | 25.8 | 26.8 | 24.8 | 29.7 | 12 | 16 | 2029 | 2029-12-16 | 32.5 | 17.5 | 18.5 | 25 | 28.5 | 28 | 29.5
12 | 17 | 2029 | 2029-12-17 | 32.8 | 20.8 | 20.7 | 25 | 27.7 | 24.5 | 30.2 | 12 | 17 | 2029 | 2029-12-17 | 35 | 13.5 | 16.5 | 21.5 | 27 | 21 | 26
12 | 18 | 2029 | 2029-12-18 | 34.2 | 19.4 | 20.1 | 25.7 | 28.3 | 25.4 | 29.5 | 12 | 18 | 2029 | 2029-12-18 | 25.5 | 15 | 15.5 | 13 | 19.5 | 10.5 | 19.5
12 | 19 | 2029 | 2029-12-19 | 33.1 | 19.6 | 19.9 | 24.8 | 29.3 | 24.9 | 28.3 | 12 | 19 | 2029 | 2029-12-19 | 23.5 | 23 | 17.5 | 8.5 | 15.5 | 9.5 | 14
12 | 20 | 2029 | 2029-12-20 | 32 | 18.4 | 19.3 | 24.4 | 26.6 | 23 | 27.7 | 12 | 20 | 2029 | 2029-12-20 | 28.5 | 26 | 25.5 | 27 | 30 | 23.5 | 24.5
12 | 21 | 2029 | 2029-12-21 | 68.81 | 41.69 | 40.78 | 58.15 | 59.53 | 60.73 | 56.55 | 12 | 21 | 2029 | 2029-12-21 | 36.5 | 30.5 | 29.5 | 31 | 33.5 | 26 | 32.5
12 | 22 | 2029 | 2029-12-22 | 35.9 | 20 | 20 | 25.8 | 27.4 | 25.1 | 29 | 12 | 22 | 2029 | 2029-12-22 | 32.5 | 25.5 | 24.5 | 27.5 | 23.5 | 26.5 | 27.5
12 | 23 | 2029 | 2029-12-23 | 34.7 | 19.2 | 20.2 | 25.5 | 26.6 | 23.7 | 28.8 | 12 | 23 | 2029 | 2029-12-23 | 46 | 30 | 27 | 42 | 32.5 | 39 | 37
12 | 24 | 2029 | 2029-12-24 | 34.1 | 18.9 | 18.9 | 24.2 | 26.4 | 23 | 30 | 12 | 24 | 2029 | 2029-12-24 | 52.5 | 31 | 27 | 51 | 39.5 | 45 | 39
12 | 25 | 2029 | 2029-12-25 | 33.9 | 19.5 | 20 | 25.5 | 27.7 | 24.2 | 29.9 | 12 | 25 | 2029 | 2029-12-25 | 45 | 28 | 27 | 41 | 34 | 39.5 | 38
12 | 26 | 2029 | 2029-12-26 | 33.9 | 21.5 | 21.2 | 26.4 | 27.5 | 25.2 | 30.4 | 12 | 26 | 2029 | 2029-12-26 | 43.5 | 30 | 27 | 38 | 41.5 | 37.5 | 33
12 | 27 | 2029 | 2029-12-27 | 33.8 | 19.8 | 20.6 | 26 | 28.3 | 25.2 | 29.7 | 12 | 27 | 2029 | 2029-12-27 | 37 | 30.5 | 26 | 36.5 | 26.5 | 34.5 | 33
12 | 28 | 2029 | 2029-12-28 | 34.5 | 21.4 | 20.7 | 27.3 | 30.1 | 26.3 | 30 | 12 | 28 | 2029 | 2029-12-28 | 40.5 | 21 | 19.5 | 34.5 | 23.5 | 31.5 | 31
12 | 29 | 2029 | 2029-12-29 | 38 | 22.2 | 21.6 | 29.7 | 31.9 | 28.6 | 30.9 | 12 | 29 | 2029 | 2029-12-29 | 26.5 | 25.5 | 12.5 | 22 | 12.5 | 20.5 | 27.5
12 | 30 | 2029 | 2029-12-30 | 37.7 | 22.4 | 21.4 | 29.4 | 29.5 | 26.4 | 30.6 | 12 | 30 | 2029 | 2029-12-30 | 28 | 23.5 | 19 | 20.5 | 26 | 17.5 | 20
12 | 31 | 2029 | 2029-12-31 | 36.2 | 21.6 | 20.8 | 29.3 | 30.1 | 27.2 | 30.5 | 12 | 31 | 2029 | 2029-12-31 | 36 | 29 | 24.5 | 32 | 35.5 | 31 | 28.5
1 | 1 | 2030 | 2030-01-01 | 35.7 | 23.8 | 21.3 | 27.2 | 28.3 | 26.7 | 30.6 | 1 | 1 | 2030 | 2030-01-01 | 35.5 | 30 | 23 | 32 | 33 | 31.5 | 27
1 | 2 | 2030 | 2030-01-02 | 35 | 22.5 | 21.5 | 26.6 | 28 | 25.6 | 29.9 | 1 | 2 | 2030 | 2030-01-02 | 37 | 27 | 22 | 32.5 | 34.5 | 30.5 | 29
1 | 3 | 2030 | 2030-01-03 | 36.2 | 21.8 | 20.9 | 28.4 | 29 | 27.3 | 30.9 | 1 | 3 | 2030 | 2030-01-03 | 31.5 | 25.5 | 23 | 32.5 | 35 | 32 | 27.5
1 | 4 | 2030 | 2030-01-04 | 35.8 | 22 | 20.7 | 28 | 29.7 | 27.1 | 30.9 | 1 | 4 | 2030 | 2030-01-04 | 30.5 | 26 | 22 | 31.5 | 29.5 | 30 | 27.5
1 | 5 | 2030 | 2030-01-05 | 35.7 | 22.4 | 21 | 27.7 | 28.3 | 26 | 31.2 | 1 | 5 | 2030 | 2030-01-05 | 21.5 | 13 | 13.5 | 29 | 28.5 | 28 | 25.5
1 | 6 | 2030 | 2030-01-06 | 33.5 | 19.7 | 19.9 | 25.6 | 26.2 | 24.1 | 28.7 | 1 | 6 | 2030 | 2030-01-06 | 23 | 13 | 16 | 21.5 | 25.5 | 20.5 | 23.5
1 | 7 | 2030 | 2030-01-07 | 33.1 | 19.4 | 18.6 | 24.5 | 25.7 | 22.7 | 27.9 | 1 | 7 | 2030 | 2030-01-07 | 27 | 16.5 | 19 | 20 | 24.5 | 23 | 24.5
1 | 8 | 2030 | 2030-01-08 | 31.8 | 18.7 | 19 | 24.2 | 24.3 | 22.8 | 28.1 | 1 | 8 | 2030 | 2030-01-08 | 20.5 | 17.5 | 15.5 | 27 | 21 | 26.5 | 23.5
1 | 9 | 2030 | 2030-01-09 | 31 | 19.1 | 18.5 | 23.7 | 23.8 | 21.7 | 28.1 | 1 | 9 | 2030 | 2030-01-09 | 19.5 | 16.5 | 18 | 22 | 19 | 21 | 21
1 | 10 | 2030 | 2030-01-10 | 30.4 | 17.7 | 18.8 | 21.7 | 22.1 | 20.1 | 27.6 | 1 | 10 | 2030 | 2030-01-10 | 24 | 18.5 | 20.5 | 19.5 | 24 | 18 | 22.5
1 | 11 | 2030 | 2030-01-11 | 28.3 | 17 | 16.8 | 20.4 | 21.5 | 20 | 25.5 | 1 | 11 | 2030 | 2030-01-11 | 23.5 | 23.5 | 16 | 14 | 17.5 | 12 | 23.5
1 | 12 | 2030 | 2030-01-12 | 28.3 | 16.6 | 16.9 | 19.8 | 21.6 | 18.3 | 24.1 | 1 | 12 | 2030 | 2030-01-12 | 19.5 | 24 | 12.5 | 11 | 18.5 | 13 | 19
1 | 13 | 2030 | 2030-01-13 | 29 | 17.2 | 17.1 | 19.8 | 21.6 | 18.3 | 23.8 | 1 | 13 | 2030 | 2030-01-13 | 21 | 19 | 11 | 12 | 16.5 | 12.5 | 17
1 | 14 | 2030 | 2030-01-14 | 29.9 | 16.7 | 17.1 | 20.6 | 21.7 | 19.4 | 25 | 1 | 14 | 2030 | 2030-01-14 | 23.5 | 16 | 12 | 25 | 30 | 23.5 | 18.5
1 | 15 | 2030 | 2030-01-15 | 30.9 | 18.4 | 17.9 | 22.9 | 22.1 | 20 | 26.4 | 1 | 15 | 2030 | 2030-01-15 | 22 | 16.5 | 11.5 | 22.5 | 26 | 22 | 17
1 | 16 | 2030 | 2030-01-16 | 31.9 | 18.6 | 18.2 | 21.6 | 24 | 20.4 | 27.9 | 1 | 16 | 2030 | 2030-01-16 | 21.5 | 9.5 | 15.5 | 17 | 19 | 14.5 | 20
1 | 17 | 2030 | 2030-01-17 | 33.5 | 19.1 | 18.1 | 23 | 24.9 | 22 | 26.4 | 1 | 17 | 2030 | 2030-01-17 | 22 | 7.5 | 16.5 | 13 | 16 | 10.5 | 19.5
1 | 18 | 2030 | 2030-01-18 | 33.2 | 19.4 | 18.5 | 21.8 | 23.1 | 19.8 | 26.8 | 1 | 18 | 2030 | 2030-01-18 | 18.5 | 12.5 | 16 | 14 | 19 | 13.5 | 16
1 | 19 | 2030 | 2030-01-19 | 30.9 | 19.5 | 18.4 | 21.8 | 21.5 | 20.1 | 25.6 | 1 | 19 | 2030 | 2030-01-19 | 25 | 14.5 | 18.5 | 20.5 | 26.5 | 17.5 | 21.5
1 | 20 | 2030 | 2030-01-20 | 30.4 | 17.7 | 18.6 | 21.7 | 23.6 | 20 | 24.4 | 1 | 20 | 2030 | 2030-01-20 | 29.5 | 14 | 19.5 | 19.5 | 26.5 | 17 | 18
1 | 21 | 2030 | 2030-01-21 | 32.2 | 17.9 | 18.7 | 22.7 | 24.5 | 20.5 | 24.8 | 1 | 21 | 2030 | 2030-01-21 | 30.5 | 13 | 17.5 | 19.5 | 24 | 14.5 | 19.5
1 | 22 | 2030 | 2030-01-22 | 32.6 | 19.3 | 19.2 | 24.1 | 25.4 | 22.8 | 25.3 | 1 | 22 | 2030 | 2030-01-22 | 27 | 16.5 | 20 | 19 | 24.5 | 16 | 23
1 | 23 | 2030 | 2030-01-23 | 33.1 | 19.4 | 19.4 | 23.7 | 25.4 | 22.2 | 25.6 | 1 | 23 | 2030 | 2030-01-23 | 30.5 | 17 | 20.5 | 20.5 | 20.5 | 16.5 | 27
1 | 24 | 2030 | 2030-01-24 | 31.8 | 19.9 | 18.3 | 22.5 | 24.2 | 21.4 | 25.3 | 1 | 24 | 2030 | 2030-01-24 | 21 | 13.5 | 15.5 | 12 | 18 | 9.5 | 18.5
1 | 25 | 2030 | 2030-01-25 | 30.2 | 18.7 | 18.1 | 21.8 | 22.6 | 20.7 | 24.7 | 1 | 25 | 2030 | 2030-01-25 | 26 | 20 | 23.5 | 23 | 23.5 | 19.5 | 23.5
1 | 26 | 2030 | 2030-01-26 | 28.6 | 18.3 | 18.1 | 21 | 22.5 | 19.9 | 25.4 | 1 | 26 | 2030 | 2030-01-26 | 29 | 19 | 22 | 19.5 | 26.5 | 17.5 | 23
1 | 27 | 2030 | 2030-01-27 | 29.1 | 18.9 | 18.9 | 21.5 | 21.7 | 20.4 | 25.8 | 1 | 27 | 2030 | 2030-01-27 | 25 | 17 | 18 | 14 | 15.5 | 11 | 14.5
1 | 28 | 2030 | 2030-01-28 | 29.4 | 17.6 | 18.5 | 22.8 | 21.3 | 20.3 | 25.7 | 1 | 28 | 2030 | 2030-01-28 | 26 | 12 | 13.5 | 11.5 | 11.5 | 9.5 | 15.5
1 | 29 | 2030 | 2030-01-29 | 29.9 | 19.1 | 18.8 | 21.9 | 22.9 | 20.4 | 26.4 | 1 | 29 | 2030 | 2030-01-29 | 22 | 10 | 14.5 | 9.5 | 2 | 8 | 12
1 | 30 | 2030 | 2030-01-30 | 31.3 | 19.4 | 19.4 | 23.2 | 23.3 | 21.4 | 26.6 | 1 | 30 | 2030 | 2030-01-30 | 22 | 16.5 | 19 | 16.5 | 21 | 13 | 19
1 | 31 | 2030 | 2030-01-31 | 30.3 | 18.6 | 18.6 | 22.6 | 24.4 | 21.7 | 25.2 | 1 | 31 | 2030 | 2030-01-31 | 25 | 18 | 21 | 20.5 | 29 | 19 | 24
2 | 1 | 2030 | 2030-02-01 | 32.6 | 19.6 | 19.6 | 23.3 | 25.7 | 21.4 | 25.1 | 2 | 1 | 2030 | 2030-02-01 | 23 | 17 | 17.5 | 18.5 | 17.5 | 17 | 23
2 | 2 | 2030 | 2030-02-02 | 32.6 | 18.7 | 20.4 | 24.6 | 26.4 | 22.5 | 26.2 | 2 | 2 | 2030 | 2030-02-02 | 22 | 14 | 12.5 | 11 | 7 | 7.5 | 11
2 | 3 | 2030 | 2030-02-03 | 32.1 | 20.3 | 20.6 | 24.4 | 25.3 | 21.6 | 26.2 | 2 | 3 | 2030 | 2030-02-03 | 16 | 12 | 11.5 | 6.5 | 12 | 5.5 | 8
2 | 4 | 2030 | 2030-02-04 | 33 | 19.8 | 20.5 | 24.9 | 25.6 | 22.4 | 26.7 | 2 | 4 | 2030 | 2030-02-04 | 13 | 9.5 | 9.5 | 7 | 10.5 | 5 | 6.5
2 | 5 | 2030 | 2030-02-05 | 30.3 | 18.6 | 20.4 | 24.4 | 25.2 | 21.6 | 25.4 | 2 | 5 | 2030 | 2030-02-05 | 17.5 | 13.5 | 11 | 10 | 11.5 | 8 | 9
2 | 6 | 2030 | 2030-02-06 | 29.7 | 19 | 19.6 | 23 | 23.9 | 20.6 | 24.3 | 2 | 6 | 2030 | 2030-02-06 | 19.5 | 14 | 15.5 | 12.5 | 18 | 10 | 16.5
2 | 7 | 2030 | 2030-02-07 | 29.7 | 18.6 | 19.9 | 21.9 | 23.8 | 20.1 | 24.7 | 2 | 7 | 2030 | 2030-02-07 | 15 | 11 | 12 | 8 | 10.5 | 8 | 12
2 | 8 | 2030 | 2030-02-08 | 30 | 18.3 | 19.9 | 21.3 | 24.1 | 18.7 | 24 | 2 | 8 | 2030 | 2030-02-08 | 13 | 10.5 | 11 | 5 | 10 | 4.5 | 9
2 | 9 | 2030 | 2030-02-09 | 30.1 | 18 | 20 | 22 | 23.4 | 20.4 | 24 | 2 | 9 | 2030 | 2030-02-09 | 19 | 20.5 | 18.5 | 20 | 17 | 16 | 16.5
2 | 10 | 2030 | 2030-02-10 | 29.7 | 18.2 | 18.7 | 22.2 | 23.9 | 20 | 23.7 | 2 | 10 | 2030 | 2030-02-10 | 27 | 24.5 | 22 | 26.5 | 25 | 24 | 24.5
2 | 11 | 2030 | 2030-02-11 | 29 | 18 | 18.3 | 21.8 | 23.4 | 18.9 | 23.5 | 2 | 11 | 2030 | 2030-02-11 | 32 | 22.5 | 22.5 | 25 | 27 | 24 | 23
2 | 12 | 2030 | 2030-02-12 | 26.3 | 16.5 | 17.9 | 20 | 23.4 | 17.6 | 22 | 2 | 12 | 2030 | 2030-02-12 | 32 | 25 | 23.5 | 32.5 | 37.5 | 30.5 | 28.5
2 | 13 | 2030 | 2030-02-13 | 26.5 | 17.4 | 18.7 | 19.8 | 21.6 | 18.7 | 21.5 | 2 | 13 | 2030 | 2030-02-13 | 31 | 27 | 25.5 | 27 | 30 | 25.5 | 30
2 | 14 | 2030 | 2030-02-14 | 24.1 | 18.1 | 18 | 19.5 | 20.3 | 17.6 | 21.1 | 2 | 14 | 2030 | 2030-02-14 | 25.5 | 22.5 | 21.5 | 23.5 | 22 | 23 | 18.5
2 | 15 | 2030 | 2030-02-15 | 24.6 | 17.9 | 18 | 18.7 | 21.4 | 17.1 | 20.6 | 2 | 15 | 2030 | 2030-02-15 | 25.5 | 21.5 | 24 | 21.5 | 29 | 19 | 22.5
2 | 16 | 2030 | 2030-02-16 | 24.5 | 17.9 | 18.1 | 19 | 21.5 | 17.9 | 21.2 | 2 | 16 | 2030 | 2030-02-16 | 28 | 17.5 | 17.5 | 18 | 26 | 16.5 | 15.5
2 | 17 | 2030 | 2030-02-17 | 25 | 17.8 | 18.3 | 19.6 | 22 | 17.3 | 20.9 | 2 | 17 | 2030 | 2030-02-17 | 25.5 | 16.5 | 16.5 | 12.5 | 18 | 12 | 15
2 | 18 | 2030 | 2030-02-18 | 24.1 | 17.3 | 17.2 | 19 | 21.4 | 17.1 | 19.5 | 2 | 18 | 2030 | 2030-02-18 | 28.5 | 29 | 26.5 | 27 | 27.5 | 26 | 25
2 | 19 | 2030 | 2030-02-19 | 23.8 | 15.9 | 16.2 | 16.9 | 20.3 | 14.7 | 18.3 | 2 | 19 | 2030 | 2030-02-19 | 43.5 | 30 | 30.5 | 41 | 39.5 | 36.5 | 32
2 | 20 | 2030 | 2030-02-20 | 22.9 | 15.5 | 16.2 | 16.4 | 20.5 | 14.2 | 17.6 | 2 | 20 | 2030 | 2030-02-20 | 42 | 30.5 | 33.5 | 37.5 | 39 | 33 | 37
2 | 21 | 2030 | 2030-02-21 | 22.9 | 15.7 | 15.6 | 17.6 | 20 | 16.2 | 17.7 | 2 | 21 | 2030 | 2030-02-21 | 36.5 | 32 | 34.5 | 40.5 | 35 | 35.5 | 35.5
2 | 22 | 2030 | 2030-02-22 | 22.6 | 15.8 | 15.2 | 16 | 18.5 | 15 | 16.9 | 2 | 22 | 2030 | 2030-02-22 | 38.5 | 28.5 | 28 | 36.5 | 39.5 | 33.5 | 31.5
2 | 23 | 2030 | 2030-02-23 | 21.2 | 14.1 | 14.7 | 15.9 | 16.7 | 14.7 | 17.1 | 2 | 23 | 2030 | 2030-02-23 | 40.5 | 32.5 | 33.5 | 37 | 44.5 | 32.5 | 36.5
2 | 24 | 2030 | 2030-02-24 | 20.4 | 14.1 | 14.8 | 16.1 | 19.6 | 13.8 | 17.1 | 2 | 24 | 2030 | 2030-02-24 | 33.5 | 24.5 | 22 | 23 | 26.5 | 22.5 | 26
2 | 25 | 2030 | 2030-02-25 | 20.7 | 15.1 | 15.4 | 16.4 | 18.3 | 14 | 17.2 | 2 | 25 | 2030 | 2030-02-25 | 34.5 | 20 | 24.5 | 19.5 | 25 | 19 | 21.5
2 | 26 | 2030 | 2030-02-26 | 20.7 | 14.3 | 15 | 15.7 | 17.7 | 14.7 | 17.1 | 2 | 26 | 2030 | 2030-02-26 | 38.5 | 22 | 25.5 | 25.5 | 31 | 23.5 | 25.5
2 | 27 | 2030 | 2030-02-27 | 20.3 | 14.5 | 15.9 | 17 | 18.9 | 15.6 | 18 | 2 | 27 | 2030 | 2030-02-27 | 47.5 | 18 | 20.5 | 26 | 33 | 22 | 24
2 | 28 | 2030 | 2030-02-28 | 22 | 15.5 | 16.9 | 17 | 19.7 | 15.6 | 17.8 | 2 | 28 | 2030 | 2030-02-28 | 37 | 16 | 21 | 17 | 21 | 13.5 | 21
3 | 1 | 2030 | 2030-03-01 | 23.6 | 15.9 | 16.8 | 17.6 | 21.2 | 16.2 | 18.8 | 3 | 1 | 2030 | 2030-03-01 | 24.5 | 17 | 21 | 18 | 20.5 | 15.5 | 15.5
3 | 2 | 2030 | 2030-03-02 | 23.1 | 16.5 | 17.4 | 18.2 | 21.3 | 15.8 | 19.6 | 3 | 2 | 2030 | 2030-03-02 | 23 | 20.5 | 23 | 19.5 | 25 | 18.5 | 17
3 | 3 | 2030 | 2030-03-03 | 22.1 | 16 | 16.5 | 17.7 | 21.3 | 15.2 | 17.3 | 3 | 3 | 2030 | 2030-03-03 | 29.5 | 19.5 | 19.5 | 22.5 | 25 | 19.5 | 21
3 | 4 | 2030 | 2030-03-04 | 22.3 | 15.9 | 15.4 | 17.2 | 20 | 15.4 | 16.9 | 3 | 4 | 2030 | 2030-03-04 | 29 | 22 | 24 | 21 | 24.5 | 18.5 | 22
3 | 5 | 2030 | 2030-03-05 | 23 | 14.9 | 15.9 | 17.3 | 21 | 15.2 | 17.4 | 3 | 5 | 2030 | 2030-03-05 | 27.5 | 20.5 | 21 | 18 | 26 | 16.5 | 20
3 | 6 | 2030 | 2030-03-06 | 22.4 | 14.8 | 15.4 | 16.4 | 20.2 | 13.4 | 16.5 | 3 | 6 | 2030 | 2030-03-06 | 28 | 17 | 20 | 21 | 22 | 18.5 | 23
3 | 7 | 2030 | 2030-03-07 | 20.5 | 14.6 | 14.8 | 14.5 | 18.4 | 12.5 | 16.1 | 3 | 7 | 2030 | 2030-03-07 | 23.5 | 19.5 | 17.5 | 22.5 | 19 | 19.5 | 22.5
3 | 8 | 2030 | 2030-03-08 | 19.1 | 14.7 | 15 | 14.6 | 18.3 | 12 | 15.1 | 3 | 8 | 2030 | 2030-03-08 | 16 | 15.5 | 17.5 | 14.5 | 12 | 15.5 | 15
3 | 9 | 2030 | 2030-03-09 | 19.3 | 15.4 | 14.8 | 15.4 | 18.9 | 12.1 | 16.7 | 3 | 9 | 2030 | 2030-03-09 | 13 | 18.5 | 18.5 | 13 | 16.5 | 13 | 15.5
3 | 10 | 2030 | 2030-03-10 | 20.2 | 15 | 15.1 | 15.6 | 19.1 | 14.1 | 16.9 | 3 | 10 | 2030 | 2030-03-10 | 20 | 17.5 | 16 | 18.5 | 21.5 | 15 | 19.5
3 | 11 | 2030 | 2030-03-11 | 20.2 | 14.6 | 15.3 | 16.2 | 18.1 | 12.7 | 17.3 | 3 | 11 | 2030 | 2030-03-11 | 14 | 15 | 12 | 15.5 | 17 | 13.5 | 15
3 | 12 | 2030 | 2030-03-12 | 20.8 | 15.1 | 15.8 | 16.1 | 18.7 | 13.3 | 17.1 | 3 | 12 | 2030 | 2030-03-12 | 18.5 | 9.5 | 8.5 | 14 | 17 | 8 | 11
3 | 13 | 2030 | 2030-03-13 | 20.7 | 14.5 | 15.1 | 14.7 | 18.1 | 12.2 | 15.9 | 3 | 13 | 2030 | 2030-03-13 | 15 | 7 | 10.5 | 2.5 | 13 | 6.5 | 6
3 | 14 | 2030 | 2030-03-14 | 21.5 | 13.7 | 15.2 | 16.1 | 18.7 | 13.8 | 16.2 | 3 | 14 | 2030 | 2030-03-14 | 17.5 | 16.5 | 18 | 13 | 19 | 10 | 9
3 | 15 | 2030 | 2030-03-15 | 21 | 14.4 | 15.6 | 15.6 | 19.1 | 13.5 | 16.6 | 3 | 15 | 2030 | 2030-03-15 | 19 | 16 | 19 | 14 | 22.5 | 14 | 18
3 | 16 | 2030 | 2030-03-16 | 19.9 | 13.5 | 15.3 | 14.3 | 17.6 | 11.9 | 16.1 | 3 | 16 | 2030 | 2030-03-16 | 23.5 | 17 | 12.5 | 18.5 | 23.5 | 17 | 15.5
3 | 17 | 2030 | 2030-03-17 | 18.6 | 13.8 | 14.8 | 12.8 | 16.2 | 10.2 | 14.4 | 3 | 17 | 2030 | 2030-03-17 | 25.5 | 18.5 | 18.5 | 17.5 | 21.5 | 16.5 | 12
3 | 18 | 2030 | 2030-03-18 | 17.7 | 14.1 | 14.8 | 13.2 | 16.9 | 10.5 | 15.1 | 3 | 18 | 2030 | 2030-03-18 | 22 | 15.5 | 16.5 | 15.5 | 25 | 12.5 | 15
3 | 19 | 2030 | 2030-03-19 | 17.9 | 13.1 | 15 | 12.9 | 16.5 | 10.9 | 14.6 | 3 | 19 | 2030 | 2030-03-19 | 22 | 17 | 19.5 | 16 | 22.5 | 14.5 | 17.5
3 | 20 | 2030 | 2030-03-20 | 18.6 | 13.5 | 14.4 | 13.8 | 18.8 | 12.2 | 14.6 | 3 | 20 | 2030 | 2030-03-20 | 20 | 15.5 | 17.5 | 15.5 | 14 | 13 | 16.5
3 | 21 | 2030 | 2030-03-21 | 19.1 | 13 | 14.1 | 13.3 | 18.4 | 11.7 | 15.8 | 3 | 21 | 2030 | 2030-03-21 | 12.5 | 12.5 | 18 | 11.5 | 10.5 | 8.5 | 16.5
3 | 22 | 2030 | 2030-03-22 | 19.2 | 12.3 | 14.2 | 13.5 | 18.9 | 11.6 | 16.1 | 3 | 22 | 2030 | 2030-03-22 | 14 | 16 | 19.5 | 12 | 20.5 | 7.5 | 13
3 | 23 | 2030 | 2030-03-23 | 19.8 | 12 | 14.2 | 14.4 | 19 | 13.1 | 16.1 | 3 | 23 | 2030 | 2030-03-23 | 20.5 | 17.5 | 20 | 19.5 | 21.5 | 15 | 19.5
3 | 24 | 2030 | 2030-03-24 | 18.7 | 13.9 | 14.8 | 14 | 19.4 | 12.8 | 14.9 | 3 | 24 | 2030 | 2030-03-24 | 18 | 18.5 | 21 | 17 | 27 | 15 | 17.5
3 | 25 | 2030 | 2030-03-25 | 17.4 | 12.1 | 14.1 | 13.3 | 17.6 | 11.1 | 14.1 | 3 | 25 | 2030 | 2030-03-25 | 25.5 | 21 | 20 | 19.5 | 21 | 17 | 18.5
3 | 26 | 2030 | 2030-03-26 | 17.4 | 12.1 | 13.7 | 13.4 | 17.1 | 11.4 | 14.3 | 3 | 26 | 2030 | 2030-03-26 | 25.5 | 16.5 | 19 | 19 | 23.5 | 16 | 15.5
3 | 27 | 2030 | 2030-03-27 | 16.2 | 12.3 | 13 | 12 | 16.2 | 9.7 | 13.3 | 3 | 27 | 2030 | 2030-03-27 | 17.5 | 10.5 | 10 | 11 | 19.5 | 8.5 | 8
3 | 28 | 2030 | 2030-03-28 | 16.4 | 11.1 | 12.6 | 11.1 | 15 | 9.6 | 13.3 | 3 | 28 | 2030 | 2030-03-28 | 15 | 13 | 13.5 | 11 | 13.5 | 10.5 | 10.5
3 | 29 | 2030 | 2030-03-29 | 16 | 11.7 | 13.7 | 11.5 | 16.1 | 10.2 | 13.6 | 3 | 29 | 2030 | 2030-03-29 | 15.5 | 14 | 14 | 12.5 | 12 | 9.5 | 5.5
3 | 30 | 2030 | 2030-03-30 | 16 | 11.6 | 13.1 | 11.4 | 16.6 | 10 | 13.1 | 3 | 30 | 2030 | 2030-03-30 | 14.5 | 9.5 | 9 | 4.5 | 15.5 | 5 | 10
3 | 31 | 2030 | 2030-03-31 | 15.6 | 11.4 | 12.5 | 11.3 | 15.5 | 9.2 | 12 | 3 | 31 | 2030 | 2030-03-31 | 12 | 14 | 9.5 | 14 | 16.5 | 11 | 13
4 | 1 | 2030 | 2030-04-01 | 15 | 11.4 | 12.1 | 9.6 | 13.5 | 7.7 | 11.1 | 4 | 1 | 2030 | 2030-04-01 | 16.5 | 18 | 16.5 | 16 | 18 | 13 | 14.5
4 | 2 | 2030 | 2030-04-02 | 14.7 | 11.3 | 12 | 10.8 | 15.8 | 8.2 | 10.9 | 4 | 2 | 2030 | 2030-04-02 | 25.5 | 18 | 21.5 | 18 | 23.5 | 19 | 15.5
4 | 3 | 2030 | 2030-04-03 | 16.5 | 11.5 | 12.4 | 11 | 16.2 | 8.8 | 13 | 4 | 3 | 2030 | 2030-04-03 | 25 | 16 | 18.5 | 17 | 21.5 | 14.5 | 19
4 | 4 | 2030 | 2030-04-04 | 16.6 | 11.2 | 12.5 | 11.4 | 15.9 | 9.6 | 12 | 4 | 4 | 2030 | 2030-04-04 | 16 | 15.5 | 17 | 11.5 | 9 | 11.5 | 10
4 | 5 | 2030 | 2030-04-05 | 13.3 | 11.7 | 12 | 9.6 | 13.9 | 7.4 | 11.7 | 4 | 5 | 2030 | 2030-04-05 | 11.5 | 14.5 | 12.5 | 9.5 | 7 | 8 | 9
4 | 6 | 2030 | 2030-04-06 | 14.3 | 10.4 | 10.9 | 10.5 | 15.9 | 8.1 | 10.6 | 4 | 6 | 2030 | 2030-04-06 | 6.5 | 6.5 | 2.5 | 3.5 | 7 | 1.5 | 4.5
4 | 7 | 2030 | 2030-04-07 | 14.7 | 10.2 | 11.6 | 10.5 | 16.5 | 8.1 | 11.5 | 4 | 7 | 2030 | 2030-04-07 | 13.5 | 6.5 | 10.5 | 9 | 8.5 | 7 | 6
4 | 8 | 2030 | 2030-04-08 | 14.4 | 11.1 | 12.1 | 11.7 | 15.4 | 8.4 | 11.7 | 4 | 8 | 2030 | 2030-04-08 | 16.5 | 9.5 | 12 | 8 | 13 | 7.5 | 9.5
4 | 9 | 2030 | 2030-04-09 | 14.3 | 11.2 | 11.2 | 9.9 | 14.1 | 7.8 | 10.3 | 4 | 9 | 2030 | 2030-04-09 | 14 | 7 | 10 | 9 | 11 | 8 | 11.5
4 | 10 | 2030 | 2030-04-10 | 12.7 | 10.3 | 10.2 | 9.5 | 12.5 | 7.2 | 8.6 | 4 | 10 | 2030 | 2030-04-10 | 8 | 8.5 | 10 | 9 | 9 | 7.5 | 3
4 | 11 | 2030 | 2030-04-11 | 10.9 | 9.4 | 9.2 | 7.4 | 11 | 6.8 | 7.8 | 4 | 11 | 2030 | 2030-04-11 | 14.5 | 10 | 15 | 7 | 15 | 4.5 | 13.5
4 | 12 | 2030 | 2030-04-12 | 12.3 | 10 | 11.1 | 7.9 | 12.9 | 6.4 | 8.9 | 4 | 12 | 2030 | 2030-04-12 | 17 | 13.5 | 15 | 12.5 | 20.5 | 11 | 9
4 | 13 | 2030 | 2030-04-13 | 13.6 | 10.8 | 10.8 | 8.6 | 13.7 | 6.9 | 9.5 | 4 | 13 | 2030 | 2030-04-13 | 21.5 | 11.5 | 14.5 | 14.5 | 19.5 | 12 | 10.5
4 | 14 | 2030 | 2030-04-14 | 13.3 | 10 | 10.9 | 8.6 | 13.3 | 6.1 | 9.9 | 4 | 14 | 2030 | 2030-04-14 | 9.5 | 12 | 13.5 | 7 | 12.5 | 4 | 5
4 | 15 | 2030 | 2030-04-15 | 13.9 | 10.1 | 11 | 8.9 | 14 | 7 | 8.4 | 4 | 15 | 2030 | 2030-04-15 | 8 | 12 | 15 | 7 | 15 | 4 | 7.5
4 | 16 | 2030 | 2030-04-16 | 14.9 | 10.4 | 12 | 10.2 | 14.6 | 7.8 | 10.7 | 4 | 16 | 2030 | 2030-04-16 | 18 | 15 | 16.5 | 12 | 21.5 | 9.5 | 11.5
4 | 17 | 2030 | 2030-04-17 | 13.6 | 10.4 | 11.1 | 9 | 13.9 | 7 | 10.7 | 4 | 17 | 2030 | 2030-04-17 | 21.5 | 11.5 | 15 | 13 | 19.5 | 10.5 | 10.5
4 | 18 | 2030 | 2030-04-18 | 11.7 | 9.7 | 10.3 | 8.4 | 11.6 | 5.9 | 8.4 | 4 | 18 | 2030 | 2030-04-18 | 20.5 | 11.5 | 13.5 | 13.5 | 19 | 11 | 13
4 | 19 | 2030 | 2030-04-19 | 10.5 | 7.9 | 8.3 | 6.4 | 10.9 | 4.9 | 6.4 | 4 | 19 | 2030 | 2030-04-19 | 7.5 | 12.5 | 14.5 | 10.5 | 11.5 | 6.5 | 7
4 | 20 | 2030 | 2030-04-20 | 10.5 | 7.3 | 8.6 | 5.6 | 10.6 | 4.6 | 5.8 | 4 | 20 | 2030 | 2030-04-20 | 10 | 11 | 13 | 7 | 11.5 | 4 | 6.5
4 | 21 | 2030 | 2030-04-21 | 9.8 | 7.6 | 8.6 | 6.9 | 9.9 | 4.9 | 6.7 | 4 | 21 | 2030 | 2030-04-21 | 8.5 | 9 | 11.5 | 8.5 | 11.5 | 6.5 | 6
4 | 22 | 2030 | 2030-04-22 | 10.5 | 8 | 8.7 | 6.8 | 10.5 | 5.6 | 7.2 | 4 | 22 | 2030 | 2030-04-22 | 16.5 | 13 | 14.5 | 14.5 | 17.5 | 12 | 12
4 | 23 | 2030 | 2030-04-23 | 12.3 | 8.1 | 10 | 7 | 11.4 | 5.6 | 7.6 | 4 | 23 | 2030 | 2030-04-23 | 10 | 9 | 7 | 12.5 | 16 | 9.5 | 10
4 | 24 | 2030 | 2030-04-24 | 10.5 | 7.9 | 9.2 | 7.3 | 11.2 | 5.3 | 6.9 | 4 | 24 | 2030 | 2030-04-24 | 12 | 6.5 | 0 | 4 | 7 | 3 | 5.5
4 | 25 | 2030 | 2030-04-25 | 10 | 7.3 | 8.3 | 6.7 | 10.3 | 4.7 | 7 | 4 | 25 | 2030 | 2030-04-25 | 6 | 5 | 0 | 0 | 0 | 0 | 0
4 | 26 | 2030 | 2030-04-26 | 8.9 | 7.3 | 8.6 | 5.4 | 10.2 | 3.7 | 5.5 | 4 | 26 | 2030 | 2030-04-26 | 4.5 | 2 | 0 | 0 | 0.5 | 0 | 0
4 | 27 | 2030 | 2030-04-27 | 9.9 | 6.6 | 7.8 | 5.9 | 10.2 | 4.7 | 5.7 | 4 | 27 | 2030 | 2030-04-27 | 2 | 7 | 7 | 0 | 6 | 0 | 0
4 | 28 | 2030 | 2030-04-28 | 10.9 | 7.7 | 8.7 | 6.7 | 9.6 | 5.1 | 6.8 | 4 | 28 | 2030 | 2030-04-28 | 9 | 8.5 | 9.5 | 5 | 18 | 3 | 0.5
4 | 29 | 2030 | 2030-04-29 | 10.7 | 7.7 | 8.6 | 5.4 | 10.2 | 4.8 | 6.2 | 4 | 29 | 2030 | 2030-04-29 | 10.5 | 7 | 8 | 5.5 | 12.5 | 3.5 | 5.5
4 | 30 | 2030 | 2030-04-30 | 10.1 | 7.8 | 9.1 | 6.4 | 11.1 | 4.5 | 6.7 | 4 | 30 | 2030 | 2030-04-30 | 14 | 7.5 | 10 | 7 | 12.5 | 5 | 9
5 | 1 | 2030 | 2030-05-01 | 10.1 | 7.1 | 8.7 | 6.5 | 11.8 | 4.8 | 7.3 | 5 | 1 | 2030 | 2030-05-01 | 12.5 | 5 | 8 | 5.5 | 16.5 | 3.5 | 2
5 | 2 | 2030 | 2030-05-02 | 12 | 7.7 | 9.3 | 6.9 | 11.7 | 4.4 | 6.9 | 5 | 2 | 2030 | 2030-05-02 | 10.5 | 6 | 7 | 4 | 10.5 | 1 | 0
5 | 3 | 2030 | 2030-05-03 | 11 | 7.6 | 9.1 | 6.1 | 10.8 | 4.1 | 6.3 | 5 | 3 | 2030 | 2030-05-03 | 6 | 2 | 1.5 | 0 | 2 | 0 | 0
5 | 4 | 2030 | 2030-05-04 | 9.7 | 7.5 | 9.4 | 5.3 | 9.8 | 4.2 | 6.4 | 5 | 4 | 2030 | 2030-05-04 | 0 | 6.5 | 6.5 | 0 | 0 | 0 | 0
5 | 5 | 2030 | 2030-05-05 | 9.9 | 6.3 | 8 | 6 | 10 | 4.4 | 6.5 | 5 | 5 | 2030 | 2030-05-05 | 0 | 6 | 3.5 | 0 | 0 | 0 | 0
5 | 6 | 2030 | 2030-05-06 | 9.1 | 6.5 | 7.4 | 5 | 9.5 | 3.7 | 5 | 5 | 6 | 2030 | 2030-05-06 | 1.5 | 0 | 0 | 2 | 4.5 | 0 | 0
5 | 7 | 2030 | 2030-05-07 | 8.7 | 6.8 | 8.4 | 4.4 | 10.1 | 3.4 | 5.4 | 5 | 7 | 2030 | 2030-05-07 | 4.5 | 1 | 0.5 | 0 | 1.5 | 0 | 0
5 | 8 | 2030 | 2030-05-08 | 9 | 7.6 | 8.4 | 4.2 | 9.6 | 3.5 | 5.2 | 5 | 8 | 2030 | 2030-05-08 | 0 | 1.5 | 0 | 0 | 0 | 0 | 0
5 | 9 | 2030 | 2030-05-09 | 9 | 6.9 | 8.3 | 4.3 | 10.1 | 3.6 | 5.2 | 5 | 9 | 2030 | 2030-05-09 | 4 | 0 | 2.5 | 0 | 0 | 0 | 0
5 | 10 | 2030 | 2030-05-10 | 7.5 | 6.2 | 6.8 | 3.8 | 9.2 | 2.4 | 4.7 | 5 | 10 | 2030 | 2030-05-10 | 10 | 6 | 8 | 1.5 | 7.5 | 1.5 | 4.5
5 | 11 | 2030 | 2030-05-11 | 6.6 | 6 | 7.5 | 3.6 | 8.7 | 2.5 | 3.9 | 5 | 11 | 2030 | 2030-05-11 | 11 | 2.5 | 5 | 6.5 | 15 | 5.5 | 0
5 | 12 | 2030 | 2030-05-12 | 7.6 | 5.4 | 7.1 | 4.2 | 8.6 | 2.9 | 4 | 5 | 12 | 2030 | 2030-05-12 | 0 | 2.5 | 2.5 | 0.5 | 0.5 | 0 | 0
5 | 13 | 2030 | 2030-05-13 | 6.6 | 4.9 | 6.5 | 3 | 7.7 | 2.1 | 3.3 | 5 | 13 | 2030 | 2030-05-13 | 2.5 | 0 | 0 | 0 | 0 | 0 | 0
5 | 14 | 2030 | 2030-05-14 | 7.2 | 5.7 | 6.9 | 3.8 | 8.5 | 2.4 | 4.6 | 5 | 14 | 2030 | 2030-05-14 | 0.5 | 0 | 0 | 0 | 0 | 0 | 0
5 | 15 | 2030 | 2030-05-15 | 7.3 | 4.9 | 6.9 | 4.5 | 8.7 | 2.7 | 5.5 | 5 | 15 | 2030 | 2030-05-15 | 0 | 0 | 0 | 0 | 0 | 0 | 0
5 | 16 | 2030 | 2030-05-16 | 7 | 4.9 | 6.3 | 3.8 | 6.9 | 2.2 | 3.6 | 5 | 16 | 2030 | 2030-05-16 | 0.5 | 0.5 | 2.5 | 0 | 0 | 0 | 0
5 | 17 | 2030 | 2030-05-17 | 6.2 | 4.1 | 5.4 | 3.1 | 6.8 | 1.9 | 3 | 5 | 17 | 2030 | 2030-05-17 | 0 | 1.5 | 3 | 0 | 0 | 0 | 0
5 | 18 | 2030 | 2030-05-18 | 5.3 | 4.4 | 5.3 | 2.6 | 7 | 1.2 | 3 | 5 | 18 | 2030 | 2030-05-18 | 0 | 2 | 7 | 0 | 4 | 0 | 0
5 | 19 | 2030 | 2030-05-19 | 5.1 | 4 | 4.7 | 2.2 | 5.5 | 0.9 | 2.8 | 5 | 19 | 2030 | 2030-05-19 | 2 | 0 | 0 | 0 | 0 | 0 | 0
5 | 20 | 2030 | 2030-05-20 | 4.3 | 3.6 | 4.2 | 2.1 | 5.5 | 1.5 | 2.5 | 5 | 20 | 2030 | 2030-05-20 | 5 | 0.5 | 2 | 0 | 0 | 0 | 0
5 | 21 | 2030 | 2030-05-21 | 4.3 | 2.6 | 3.7 | 1.4 | 5.3 | 1 | 2.5 | 5 | 21 | 2030 | 2030-05-21 | 0 | 1 | 2 | 0 | 1 | 0 | 0
5 | 22 | 2030 | 2030-05-22 | 4.8 | 2.8 | 4.3 | 1.4 | 4.3 | 1.1 | 1.6 | 5 | 22 | 2030 | 2030-05-22 | 0 | 0 | 0 | 0 | 0 | 0 | 0
5 | 23 | 2030 | 2030-05-23 | 4.5 | 2.7 | 4 | 1.9 | 5 | 1 | 1.5 | 5 | 23 | 2030 | 2030-05-23 | 0 | 0 | 0 | 0 | 0 | 0 | 0
5 | 24 | 2030 | 2030-05-24 | 4.4 | 3.6 | 4.4 | 2 | 5.4 | 0.8 | 2.3 | 5 | 24 | 2030 | 2030-05-24 | 0 | 0 | 0 | 0 | 0 | 0 | 0
5 | 25 | 2030 | 2030-05-25 | 5.4 | 3.6 | 5.1 | 2.9 | 5.8 | 2.3 | 3.2 | 5 | 25 | 2030 | 2030-05-25 | 0 | 2 | 3 | 0 | 0.5 | 0 | 0
5 | 26 | 2030 | 2030-05-26 | 4.9 | 4.4 | 4.3 | 2.5 | 6 | 1.5 | 2.1 | 5 | 26 | 2030 | 2030-05-26 | 0.5 | 3.5 | 5 | 0 | 2 | 0 | 0
5 | 27 | 2030 | 2030-05-27 | 4.6 | 3.4 | 3.8 | 1.8 | 6.7 | 1.3 | 2.4 | 5 | 27 | 2030 | 2030-05-27 | 0 | 1 | 3 | 0 | 2 | 0 | 0
5 | 28 | 2030 | 2030-05-28 | 5.4 | 2.7 | 4.1 | 2 | 7.3 | 1.2 | 2.6 | 5 | 28 | 2030 | 2030-05-28 | 0 | 0.5 | 3.5 | 0 | 0 | 0 | 0
5 | 29 | 2030 | 2030-05-29 | 5.8 | 3.1 | 4.3 | 2.6 | 7.6 | 1.1 | 1.8 | 5 | 29 | 2030 | 2030-05-29 | 0.5 | 4 | 6.5 | 0 | 4 | 0 | 1.5
5 | 30 | 2030 | 2030-05-30 | 5.3 | 2.1 | 2.8 | 2 | 5.3 | 1.2 | 1.2 | 5 | 30 | 2030 | 2030-05-30 | 3.5 | 4.5 | 6 | 3.5 | 10 | 0 | 3.5
5 | 31 | 2030 | 2030-05-31 | 4.2 | 2 | 2.3 | 1.3 | 4.6 | 0.4 | 0.8 | 5 | 31 | 2030 | 2030-05-31 | 7.5 | 5.5 | 8.5 | 4.5 | 6.5 | 2 | 0.5
6 | 1 | 2030 | 2030-06-01 | 4.5 | 2.4 | 2.5 | 1.3 | 4.7 | 0.6 | 1.1 | 6 | 1 | 2030 | 2030-06-01 | 6 | 3 | 5 | 0 | 6 | 0 | 3
6 | 2 | 2030 | 2030-06-02 | 5.3 | 2 | 2.2 | 1 | 4.3 | 0.5 | 0.8 | 6 | 2 | 2030 | 2030-06-02 | 0 | 0 | 0 | 0 | 0 | 0 | 0
6 | 3 | 2030 | 2030-06-03 | 4.5 | 1.7 | 2.2 | 1.5 | 4.5 | 0.9 | 0.9 | 6 | 3 | 2030 | 2030-06-03 | 0 | 5 | 7.5 | 0 | 0 | 0 | 0
6 | 4 | 2030 | 2030-06-04 | 3.3 | 1.6 | 2.5 | 1.1 | 5.4 | 0.6 | 1.2 | 6 | 4 | 2030 | 2030-06-04 | 0 | 4.5 | 4.5 | 0 | 2.5 | 0 | 0
6 | 5 | 2030 | 2030-06-05 | 3.3 | 2.3 | 3.2 | 1 | 3.7 | 0.4 | 1.2 | 6 | 5 | 2030 | 2030-06-05 | 0 | 4 | 6.5 | 1 | 4 | 0 | 1.5
6 | 6 | 2030 | 2030-06-06 | 3.9 | 2 | 2.6 | 1 | 4.3 | 0.3 | 0.8 | 6 | 6 | 2030 | 2030-06-06 | 0 | 2.5 | 2.5 | 0 | 0 | 0 | 0
6 | 7 | 2030 | 2030-06-07 | 3.2 | 1.5 | 2.2 | 0.9 | 2.9 | 0.3 | 0.6 | 6 | 7 | 2030 | 2030-06-07 | 0 | 1 | 3 | 0 | 0 | 0 | 0
6 | 8 | 2030 | 2030-06-08 | 3.3 | 1 | 1.9 | 0.8 | 3.4 | 0.3 | 0.4 | 6 | 8 | 2030 | 2030-06-08 | 0 | 3 | 5.5 | 0 | 0.5 | 0 | 0
6 | 9 | 2030 | 2030-06-09 | 2.1 | 1 | 1.9 | 0.5 | 3.4 | 0.2 | 0.3 | 6 | 9 | 2030 | 2030-06-09 | 4.5 | 4.5 | 7 | 6 | 9 | 0.5 | 1
6 | 10 | 2030 | 2030-06-10 | 2.1 | 1.3 | 1.7 | 0.5 | 2.5 | 0.6 | 1 | 6 | 10 | 2030 | 2030-06-10 | 11.5 | 4.5 | 10 | 2.5 | 14.5 | 1.5 | 7.5
6 | 11 | 2030 | 2030-06-11 | 2 | 0.9 | 1.5 | 0.8 | 2.6 | 0.4 | 0.5 | 6 | 11 | 2030 | 2030-06-11 | 5 | 2.5 | 6 | 0.5 | 1.5 | 0.5 | 3.5
6 | 12 | 2030 | 2030-06-12 | 2.4 | 0.9 | 1.8 | 0.7 | 3.2 | 0.3 | 0.5 | 6 | 12 | 2030 | 2030-06-12 | 3 | 5.5 | 3.5 | 0 | 0 | 0 | 2
6 | 13 | 2030 | 2030-06-13 | 2.6 | 0.7 | 1.4 | 0.2 | 3 | 0.2 | 0.5 | 6 | 13 | 2030 | 2030-06-13 | 0 | 2 | 3 | 0 | 0 | 0 | 0
6 | 14 | 2030 | 2030-06-14 | 2.3 | 0.9 | 1.5 | 0 | 3.4 | 0 | 0.4 | 6 | 14 | 2030 | 2030-06-14 | 4 | 1.5 | 3 | 0 | 4 | 0 | 0
6 | 15 | 2030 | 2030-06-15 | 3.3 | 1.3 | 1.9 | 0.5 | 3.1 | 0.1 | 0.4 | 6 | 15 | 2030 | 2030-06-15 | 3 | 3.5 | 4.5 | 0 | 5 | 0 | 0
6 | 16 | 2030 | 2030-06-16 | 2.5 | 1 | 1.4 | 0.2 | 2.5 | 0 | 0.1 | 6 | 16 | 2030 | 2030-06-16 | 0 | 0 | 0 | 0 | 5.5 | 0 | 0
6 | 17 | 2030 | 2030-06-17 | 1.2 | 0.6 | 1.3 | 0.2 | 1.4 | 0 | 0.2 | 6 | 17 | 2030 | 2030-06-17 | 4 | 0 | 0 | 0 | 0 | 0 | 0
6 | 18 | 2030 | 2030-06-18 | 1 | 1 | 0.9 | 0.1 | 1.4 | 0 | 0.1 | 6 | 18 | 2030 | 2030-06-18 | 0 | 0 | 0 | 0 | 0 | 0 | 0
6 | 19 | 2030 | 2030-06-19 | 1.2 | 0.5 | 1.3 | 0.1 | 2.4 | 0 | 0 | 6 | 19 | 2030 | 2030-06-19 | 0 | 0 | 0 | 0 | 0 | 0 | 0
6 | 20 | 2030 | 2030-06-20 | 1.3 | 0.3 | 1.3 | 0.1 | 2.3 | 0.1 | 0.1 | 6 | 20 | 2030 | 2030-06-20 | 0 | 0 | 0 | 0 | 0 | 0 | 0
6 | 21 | 2030 | 2030-06-21 | 1.9 | 0.4 | 0.9 | 0 | 1.1 | 0 | 0 | 6 | 21 | 2030 | 2030-06-21 | 0 | 0 | 0 | 0 | 0 | 0 | 0
6 | 22 | 2030 | 2030-06-22 | 1.9 | 0.7 | 1.4 | 0.1 | 1.1 | 0 | 0.3 | 6 | 22 | 2030 | 2030-06-22 | 0 | 0 | 0.5 | 0 | 0 | 0 | 0
6 | 23 | 2030 | 2030-06-23 | 1 | 0.4 | 0.7 | 0 | 1.2 | 0 | 0.1 | 6 | 23 | 2030 | 2030-06-23 | 0 | 0 | 0 | 0 | 0 | 0 | 0
6 | 24 | 2030 | 2030-06-24 | 1.4 | 0.4 | 1.2 | 0 | 1.3 | 0 | 0.1 | 6 | 24 | 2030 | 2030-06-24 | 0 | 0 | 0 | 0 | 0 | 0 | 0
6 | 25 | 2030 | 2030-06-25 | 1.2 | 1 | 1.3 | 0 | 2 | 0 | 0.2 | 6 | 25 | 2030 | 2030-06-25 | 0 | 0 | 0 | 0 | 0 | 0 | 0
6 | 26 | 2030 | 2030-06-26 | 2.1 | 0.8 | 1.2 | 0 | 1.9 | 0 | 0.4 | 6 | 26 | 2030 | 2030-06-26 | 0 | 0 | 3 | 0 | 0.5 | 0 | 0
6 | 27 | 2030 | 2030-06-27 | 0.7 | 0.4 | 0.9 | 0 | 1.1 | 0 | 0.1 | 6 | 27 | 2030 | 2030-06-27 | 0 | 0.5 | 6.5 | 0 | 0 | 0 | 0
6 | 28 | 2030 | 2030-06-28 | 0.5 | 0.5 | 0.9 | 0 | 0.6 | 0 | 0.1 | 6 | 28 | 2030 | 2030-06-28 | 0 | 1 | 6 | 0 | 0 | 0 | 0
6 | 29 | 2030 | 2030-06-29 | 0.5 | 0.5 | 0.7 | 0 | 0.8 | 0 | 0 | 6 | 29 | 2030 | 2030-06-29 | 0 | 0 | 0 | 0 | 0 | 0 | 0
6 | 30 | 2030 | 2030-06-30 | 0.3 | 0.3 | 0.9 | 0 | 0.5 | 0 | 0 | 6 | 30 | 2030 | 2030-06-30 | 0 | 0.5 | 0 | 0 | 0 | 0 | 0
7 | 1 | 2030 | 2030-07-01 | 0.1 | 0.1 | 0.2 | 0 | 0.4 | 0 | 0 | 7 | 1 | 2030 | 2030-07-01 | 0 | 0 | 0 | 0 | 0 | 0 | 0
7 | 2 | 2030 | 2030-07-02 | 0.3 | 0 | 0.3 | 0.1 | 0.9 | 0 | 0 | 7 | 2 | 2030 | 2030-07-02 | 1.5 | 1 | 3.5 | 0 | 0 | 0 | 0
7 | 3 | 2030 | 2030-07-03 | 0.6 | 0.2 | 0 | 0.2 | 0.6 | 0 | 0.1 | 7 | 3 | 2030 | 2030-07-03 | 3 | 0 | 0.5 | 0 | 5 | 0 | 0
7 | 4 | 2030 | 2030-07-04 | 0.3 | 0.2 | 0.3 | 0 | 1 | 0 | 0 | 7 | 4 | 2030 | 2030-07-04 | 0 | 0 | 0 | 0 | 0 | 0 | 0
7 | 5 | 2030 | 2030-07-05 | 0.2 | 0.3 | 0.5 | 0 | 0.5 | 0 | 0 | 7 | 5 | 2030 | 2030-07-05 | 0 | 0 | 0 | 0 | 0 | 0 | 0
7 | 6 | 2030 | 2030-07-06 | 0.1 | 0.5 | 0.3 | 0 | 0.5 | 0 | 0 | 7 | 6 | 2030 | 2030-07-06 | 0 | 0 | 0 | 0 | 0 | 0 | 0
7 | 7 | 2030 | 2030-07-07 | 0 | 0.3 | 0.4 | 0 | 0.2 | 0 | 0 | 7 | 7 | 2030 | 2030-07-07 | 0 | 0 | 0 | 0 | 0 | 0 | 0
7 | 8 | 2030 | 2030-07-08 | 0.1 | 0.4 | 0.4 | 0 | 0.5 | 0 | 0.2 | 7 | 8 | 2030 | 2030-07-08 | 0 | 0 | 0 | 0 | 0 | 0 | 0
7 | 9 | 2030 | 2030-07-09 | 0.1 | 0.3 | 0.1 | 0 | 0.3 | 0 | 0 | 7 | 9 | 2030 | 2030-07-09 | 0 | 0 | 0 | 0 | 0 | 0 | 0
7 | 10 | 2030 | 2030-07-10 | 0 | 0.4 | 0.3 | 0 | 0 | 0 | 0 | 7 | 10 | 2030 | 2030-07-10 | 0 | 0 | 0 | 0 | 0 | 0 | 0
7 | 11 | 2030 | 2030-07-11 | 0 | 0.3 | 0.1 | 0 | 0 | 0 | 0 | 7 | 11 | 2030 | 2030-07-11 | 0 | 0 | 0 | 0 | 0 | 0 | 0
7 | 12 | 2030 | 2030-07-12 | 0 | 0 | 0 | 0 | 0 | 0 | 0 | 7 | 12 | 2030 | 2030-07-12 | 0 | 0 | 0 | 0 | 0 | 0 | 0
7 | 13 | 2030 | 2030-07-13 | 0 | 0.3 | 0.1 | 0 | 0.1 | 0 | 0 | 7 | 13 | 2030 | 2030-07-13 | 0 | 0 | 0 | 0 | 0 | 0 | 0
7 | 14 | 2030 | 2030-07-14 | 0 | 0.3 | 0.2 | 0 | 0.5 | 0 | 0 | 7 | 14 | 2030 | 2030-07-14 | 0 | 0 | 0 | 0 | 0 | 0 | 0
7 | 15 | 2030 | 2030-07-15 | 0.1 | 0.1 | 0.2 | 0 | 0.5 | 0 | 0 | 7 | 15 | 2030 | 2030-07-15 | 0 | 0 | 0 | 0 | 0 | 0 | 0
7 | 16 | 2030 | 2030-07-16 | 0 | 0 | 0.1 | 0 | 0.2 | 0 | 0 | 7 | 16 | 2030 | 2030-07-16 | 0 | 0 | 0 | 0 | 0 | 0 | 0
7 | 17 | 2030 | 2030-07-17 | 0 | 0 | 0 | 0 | 0.1 | 0 | 0 | 7 | 17 | 2030 | 2030-07-17 | 0 | 0 | 0 | 0 | 0 | 0 | 0
7 | 18 | 2030 | 2030-07-18 | 0 | 0.1 | 0 | 0 | 0 | 0 | 0 | 7 | 18 | 2030 | 2030-07-18 | 0 | 0 | 0 | 0 | 0 | 0 | 0
7 | 19 | 2030 | 2030-07-19 | 0 | 0 | 0 | 0 | 0 | 0 | 0 | 7 | 19 | 2030 | 2030-07-19 | 0 | 0 | 2 | 0 | 0 | 0 | 0
7 | 20 | 2030 | 2030-07-20 | 0 | 0.1 | 0 | 0 | 0.1 | 0 | 0 | 7 | 20 | 2030 | 2030-07-20 | 0 | 0 | 0 | 0 | 0 | 0 | 0
7 | 21 | 2030 | 2030-07-21 | 0 | 0 | 0.1 | 0 | 0.1 | 0 | 0 | 7 | 21 | 2030 | 2030-07-21 | 0 | 0 | 0 | 0 | 0 | 0 | 0
7 | 22 | 2030 | 2030-07-22 | 0 | 0 | 0.1 | 0 | 0 | 0 | 0 | 7 | 22 | 2030 | 2030-07-22 | 0 | 0 | 0 | 0 | 0 | 0 | 0
7 | 23 | 2030 | 2030-07-23 | 0 | 0.1 | 0.1 | 0 | 0.2 | 0 | 0 | 7 | 23 | 2030 | 2030-07-23 | 0 | 0 | 0 | 0 | 0 | 0 | 0
7 | 24 | 2030 | 2030-07-24 | 0 | 0 | 0 | 0 | 0 | 0 | 0 | 7 | 24 | 2030 | 2030-07-24 | 0 | 0 | 0 | 0 | 0 | 0 | 0
7 | 25 | 2030 | 2030-07-25 | 0 | 0 | 0 | 0 | 0 | 0 | 0 | 7 | 25 | 2030 | 2030-07-25 | 0 | 0 | 0 | 0 | 0 | 0 | 0
7 | 26 | 2030 | 2030-07-26 | 0 | 0 | 0 | 0 | 0 | 0 | 0 | 7 | 26 | 2030 | 2030-07-26 | 0 | 0 | 0 | 0 | 0 | 0 | 0
7 | 27 | 2030 | 2030-07-27 | 0 | 0 | 0 | 0 | 0 | 0 | 0 | 7 | 27 | 2030 | 2030-07-27 | 0 | 0 | 0 | 0 | 0 | 0 | 0
7 | 28 | 2030 | 2030-07-28 | 0 | 0 | 0.1 | 0 | 0.2 | 0 | 0 | 7 | 28 | 2030 | 2030-07-28 | 0 | 0 | 0 | 0 | 0 | 0 | 0
7 | 29 | 2030 | 2030-07-29 | 0.1 | 0.2 | 0.2 | 0 | 0.4 | 0 | 0 | 7 | 29 | 2030 | 2030-07-29 | 0 | 0 | 0 | 0 | 0 | 0 | 0
7 | 30 | 2030 | 2030-07-30 | 0.1 | 0 | 0.2 | 0 | 0.2 | 0 | 0 | 7 | 30 | 2030 | 2030-07-30 | 0 | 0 | 0 | 0 | 0 | 0 | 0
7 | 31 | 2030 | 2030-07-31 | 0.1 | 0.2 | 0 | 0 | 0 | 0 | 0 | 7 | 31 | 2030 | 2030-07-31 | 0 | 0 | 0 | 0 | 0 | 0 | 0
8 | 1 | 2030 | 2030-08-01 | 0 | 0 | 0 | 0 | 0.1 | 0 | 0 | 8 | 1 | 2030 | 2030-08-01 | 0 | 0 | 0 | 0 | 0 | 0 | 0
8 | 2 | 2030 | 2030-08-02 | 0 | 0 | 0 | 0 | 0 | 0 | 0 | 8 | 2 | 2030 | 2030-08-02 | 0 | 0 | 0 | 0 | 0 | 0 | 0
8 | 3 | 2030 | 2030-08-03 | 0 | 0 | 0 | 0 | 0 | 0 | 0 | 8 | 3 | 2030 | 2030-08-03 | 0 | 0 | 0 | 0 | 0 | 0 | 0
8 | 4 | 2030 | 2030-08-04 | 0 | 0 | 0 | 0 | 0 | 0 | 0 | 8 | 4 | 2030 | 2030-08-04 | 0 | 0 | 0 | 0 | 0 | 0 | 0
8 | 5 | 2030 | 2030-08-05 | 0 | 0 | 0 | 0 | 0 | 0 | 0 | 8 | 5 | 2030 | 2030-08-05 | 0 | 0 | 0 | 0 | 0 | 0 | 0
8 | 6 | 2030 | 2030-08-06 | 0 | 0 | 0 | 0 | 0 | 0 | 0 | 8 | 6 | 2030 | 2030-08-06 | 0 | 0 | 0 | 0 | 0 | 0 | 0
8 | 7 | 2030 | 2030-08-07 | 0 | 0 | 0.1 | 0 | 0 | 0 | 0 | 8 | 7 | 2030 | 2030-08-07 | 0 | 0 | 0 | 0 | 0 | 0 | 0
8 | 8 | 2030 | 2030-08-08 | 0 | 0 | 0.1 | 0 | 0 | 0 | 0 | 8 | 8 | 2030 | 2030-08-08 | 0 | 0 | 0 | 0 | 0 | 0 | 0
8 | 9 | 2030 | 2030-08-09 | 0 | 0 | 0.1 | 0 | 0 | 0 | 0 | 8 | 9 | 2030 | 2030-08-09 | 0 | 0 | 0 | 0 | 0 | 0 | 0
8 | 10 | 2030 | 2030-08-10 | 0.1 | 0 | 0 | 0 | 0.2 | 0 | 0 | 8 | 10 | 2030 | 2030-08-10 | 0 | 0 | 0 | 0 | 0 | 0 | 0
8 | 11 | 2030 | 2030-08-11 | 0.2 | 0 | 0 | 0 | 0 | 0 | 0 | 8 | 11 | 2030 | 2030-08-11 | 0 | 0 | 0 | 0 | 0 | 0 | 0
8 | 12 | 2030 | 2030-08-12 | 0.1 | 0.1 | 0 | 0 | 0.1 | 0 | 0 | 8 | 12 | 2030 | 2030-08-12 | 0 | 0 | 0 | 0 | 0 | 0 | 0
8 | 13 | 2030 | 2030-08-13 | 0.2 | 0 | 0.1 | 0 | 0 | 0 | 0 | 8 | 13 | 2030 | 2030-08-13 | 0 | 0 | 0 | 0 | 0 | 0 | 0
8 | 14 | 2030 | 2030-08-14 | 0.1 | 0 | 0 | 0 | 0 | 0 | 0 | 8 | 14 | 2030 | 2030-08-14 | 0 | 0 | 0 | 0 | 0 | 0 | 0
8 | 15 | 2030 | 2030-08-15 | 0 | 0 | 0.2 | 0 | 0.2 | 0 | 0 | 8 | 15 | 2030 | 2030-08-15 | 0 | 0 | 0 | 0 | 0 | 0 | 0
8 | 16 | 2030 | 2030-08-16 | 0 | 0 | 0 | 0 | 0.1 | 0 | 0 | 8 | 16 | 2030 | 2030-08-16 | 0 | 0 | 0 | 0 | 0 | 0 | 0
8 | 17 | 2030 | 2030-08-17 | 0.4 | 0 | 0 | 0 | 0.2 | 0 | 0 | 8 | 17 | 2030 | 2030-08-17 | 0 | 0 | 0 | 0 | 0 | 0 | 0
8 | 18 | 2030 | 2030-08-18 | 0.2 | 0.2 | 0.3 | 0 | 0.4 | 0 | 0 | 8 | 18 | 2030 | 2030-08-18 | 0 | 0 | 0 | 0 | 0 | 0 | 0
8 | 19 | 2030 | 2030-08-19 | 0.4 | 0.2 | 0.4 | 0.1 | 0.5 | 0 | 0 | 8 | 19 | 2030 | 2030-08-19 | 0 | 0 | 0 | 0 | 0 | 0 | 0
8 | 20 | 2030 | 2030-08-20 | 0.4 | 0.1 | 0.3 | 0 | 0.6 | 0 | 0.2 | 8 | 20 | 2030 | 2030-08-20 | 0 | 0 | 0 | 0 | 0 | 0 | 0
8 | 21 | 2030 | 2030-08-21 | 0.3 | 0.2 | 0.5 | 0 | 1.1 | 0 | 0.2 | 8 | 21 | 2030 | 2030-08-21 | 0 | 0 | 0 | 0 | 0 | 0 | 0
8 | 22 | 2030 | 2030-08-22 | 0.6 | 0.2 | 0.5 | 0 | 0.8 | 0 | 0 | 8 | 22 | 2030 | 2030-08-22 | 0 | 0 | 0 | 0 | 0 | 0 | 0
8 | 23 | 2030 | 2030-08-23 | 0.6 | 0.1 | 0.1 | 0.2 | 0.6 | 0.1 | 0 | 8 | 23 | 2030 | 2030-08-23 | 0 | 0 | 0 | 0 | 0 | 0 | 0
8 | 24 | 2030 | 2030-08-24 | 0.8 | 0.3 | 0.2 | 0 | 0.6 | 0 | 0.2 | 8 | 24 | 2030 | 2030-08-24 | 0 | 0 | 1 | 0 | 0.5 | 0 | 0
8 | 25 | 2030 | 2030-08-25 | 0.2 | 0.1 | 0.1 | 0 | 0.2 | 0 | 0.2 | 8 | 25 | 2030 | 2030-08-25 | 1 | 3.5 | 6 | 1 | 3 | 0 | 0
8 | 26 | 2030 | 2030-08-26 | 0.2 | 0 | 0.1 | 0 | 0.1 | 0 | 0 | 8 | 26 | 2030 | 2030-08-26 | 4.5 | 0.5 | 1 | 0 | 2.5 | 0 | 0
8 | 27 | 2030 | 2030-08-27 | 0.2 | 0 | 0 | 0 | 0.2 | 0 | 0.1 | 8 | 27 | 2030 | 2030-08-27 | 3.5 | 0 | 0 | 0 | 0 | 0 | 0
8 | 28 | 2030 | 2030-08-28 | 0.3 | 0 | 0 | 0 | 0.2 | 0 | 0 | 8 | 28 | 2030 | 2030-08-28 | 4 | 0 | 0 | 0 | 0 | 0 | 0
8 | 29 | 2030 | 2030-08-29 | 0.7 | 0.1 | 0.1 | 0 | 0.9 | 0 | 0 | 8 | 29 | 2030 | 2030-08-29 | 0 | 0 | 0 | 0 | 0 | 0 | 0
8 | 30 | 2030 | 2030-08-30 | 1.2 | 0.3 | 0.3 | 0.2 | 1.4 | 0.1 | 0.3 | 8 | 30 | 2030 | 2030-08-30 | 0 | 0 | 0 | 0 | 1.5 | 0 | 0
8 | 31 | 2030 | 2030-08-31 | 0.9 | 0 | 0 | 0.1 | 0.8 | 0 | 0.1 | 8 | 31 | 2030 | 2030-08-31 | 0 | 0 | 0 | 0 | 0.5 | 0 | 0
9 | 1 | 2030 | 2030-09-01 | 0.6 | 0.1 | 0.4 | 0.1 | 1.4 | 0.1 | 0.4 | 9 | 1 | 2030 | 2030-09-01 | 1 | 0 | 0.5 | 0 | 0 | 0 | 0
9 | 2 | 2030 | 2030-09-02 | 0.3 | 0.4 | 0.8 | 0 | 0.9 | 0 | 0.3 | 9 | 2 | 2030 | 2030-09-02 | 0.5 | 0 | 0 | 0 | 0 | 0 | 0
9 | 3 | 2030 | 2030-09-03 | 0.8 | 0.5 | 0.8 | 0.1 | 0.9 | 0 | 0.7 | 9 | 3 | 2030 | 2030-09-03 | 2.5 | 0 | 0 | 0 | 0 | 0 | 0
9 | 4 | 2030 | 2030-09-04 | 0.8 | 0.4 | 0.5 | 0 | 0.4 | 0 | 0.4 | 9 | 4 | 2030 | 2030-09-04 | 0 | 1.5 | 1.5 | 0 | 0.5 | 0 | 0
9 | 5 | 2030 | 2030-09-05 | 0.4 | 0.2 | 0.4 | 0 | 0.5 | 0 | 0.5 | 9 | 5 | 2030 | 2030-09-05 | 0 | 0 | 0 | 0 | 0 | 0 | 0
9 | 6 | 2030 | 2030-09-06 | 0.4 | 0.1 | 0.4 | 0 | 0.6 | 0 | 0 | 9 | 6 | 2030 | 2030-09-06 | 0 | 0 | 0 | 0 | 0 | 0 | 0
9 | 7 | 2030 | 2030-09-07 | 0.4 | 0 | 0.1 | 0 | 0.5 | 0 | 0 | 9 | 7 | 2030 | 2030-09-07 | 0 | 0 | 0 | 0 | 0 | 0 | 0
9 | 8 | 2030 | 2030-09-08 | 0.3 | 0.1 | 0.3 | 0 | 0.7 | 0 | 0 | 9 | 8 | 2030 | 2030-09-08 | 0 | 0 | 0 | 0 | 0 | 0 | 0
9 | 9 | 2030 | 2030-09-09 | 1.1 | 0.1 | 0.8 | 0 | 1.1 | 0 | 0.4 | 9 | 9 | 2030 | 2030-09-09 | 0 | 0 | 0 | 0 | 0 | 0 | 0
9 | 10 | 2030 | 2030-09-10 | 1.6 | 0.3 | 0.5 | 0 | 1.2 | 0 | 0.2 | 9 | 10 | 2030 | 2030-09-10 | 2.5 | 0 | 0 | 0 | 2.5 | 0 | 0
9 | 11 | 2030 | 2030-09-11 | 1.1 | 0.7 | 1.1 | 0 | 1.4 | 0 | 0.7 | 9 | 11 | 2030 | 2030-09-11 | 7.5 | 0 | 0.5 | 0 | 8 | 0 | 0
9 | 12 | 2030 | 2030-09-12 | 0.9 | 0.4 | 0.9 | 0 | 1.1 | 0 | 0.8 | 9 | 12 | 2030 | 2030-09-12 | 6.5 | 1.5 | 1.5 | 0 | 8 | 0 | 4.5
9 | 13 | 2030 | 2030-09-13 | 1.7 | 0.7 | 0.9 | 0 | 1.4 | 0 | 0.2 | 9 | 13 | 2030 | 2030-09-13 | 3 | 0 | 0.5 | 0 | 9.5 | 0 | 4.5
9 | 14 | 2030 | 2030-09-14 | 1.7 | 1 | 1.1 | 0.1 | 1.2 | 0 | 0.2 | 9 | 14 | 2030 | 2030-09-14 | 5 | 3 | 0.5 | 1 | 5 | 0 | 4.5
9 | 15 | 2030 | 2030-09-15 | 1.1 | 0.3 | 0.5 | 0.1 | 0.9 | 0 | 0.3 | 9 | 15 | 2030 | 2030-09-15 | 4 | 2.5 | 3.5 | 1 | 7.5 | 0.5 | 4.5
9 | 16 | 2030 | 2030-09-16 | 1.2 | 0.9 | 0.5 | 0.2 | 0.8 | 0.2 | 0.3 | 9 | 16 | 2030 | 2030-09-16 | 4 | 2 | 3.5 | 1 | 7 | 0 | 3.5
9 | 17 | 2030 | 2030-09-17 | 1.1 | 1.2 | 1.2 | 0.1 | 1.5 | 0.1 | 0.4 | 9 | 17 | 2030 | 2030-09-17 | 3.5 | 4 | 8 | 5.5 | 8 | 0 | 7.5
9 | 18 | 2030 | 2030-09-18 | 2.6 | 1.8 | 2 | 0.1 | 2.2 | 0.1 | 1.1 | 9 | 18 | 2030 | 2030-09-18 | 4 | 5.5 | 9 | 2.5 | 5 | 0 | 4.5
9 | 19 | 2030 | 2030-09-19 | 3.2 | 1.6 | 1.4 | 0.5 | 2.7 | 0.2 | 1.6 | 9 | 19 | 2030 | 2030-09-19 | 8.5 | 5.5 | 7 | 3 | 7.5 | 0 | 1
9 | 20 | 2030 | 2030-09-20 | 4.2 | 1.9 | 1.2 | 0.8 | 2.7 | 0.1 | 1.2 | 9 | 20 | 2030 | 2030-09-20 | 8.5 | 3.5 | 1 | 0 | 7.5 | 0 | 1
9 | 21 | 2030 | 2030-09-21 | 3.4 | 1.8 | 1.5 | 0.9 | 2.1 | 0.2 | 1.1 | 9 | 21 | 2030 | 2030-09-21 | 3 | 0.5 | 0 | 0 | 0 | 0 | 2.5
9 | 22 | 2030 | 2030-09-22 | 3.4 | 1.6 | 1.4 | 1.1 | 1.9 | 0.2 | 1 | 9 | 22 | 2030 | 2030-09-22 | 3 | 0 | 0.5 | 0 | 0 | 0 | 0
9 | 23 | 2030 | 2030-09-23 | 3.6 | 1.6 | 1.6 | 0.4 | 1.8 | 0.1 | 1 | 9 | 23 | 2030 | 2030-09-23 | 6 | 6 | 3 | 2 | 11 | 0.5 | 6
9 | 24 | 2030 | 2030-09-24 | 2.7 | 1.6 | 1.5 | 0.4 | 1.6 | 0.1 | 0.8 | 9 | 24 | 2030 | 2030-09-24 | 12.5 | 6.5 | 7.5 | 6 | 13 | 1.5 | 6
9 | 25 | 2030 | 2030-09-25 | 2 | 1 | 0.9 | 0.3 | 1.8 | 0 | 0.4 | 9 | 25 | 2030 | 2030-09-25 | 10 | 7.5 | 5 | 3 | 7 | 0 | 4.5
9 | 26 | 2030 | 2030-09-26 | 2.3 | 1.3 | 1.1 | 0.9 | 2.5 | 0.7 | 0.7 | 9 | 26 | 2030 | 2030-09-26 | 6 | 4 | 4.5 | 0 | 2.5 | 0 | 2
9 | 27 | 2030 | 2030-09-27 | 3.5 | 2.2 | 2.1 | 1.2 | 3.7 | 0.5 | 1.4 | 9 | 27 | 2030 | 2030-09-27 | 2.5 | 3 | 0 | 0 | 0 | 0 | 0
9 | 28 | 2030 | 2030-09-28 | 4.6 | 2.4 | 2.4 | 1.3 | 4.8 | 0.7 | 3.1 | 9 | 28 | 2030 | 2030-09-28 | 1.5 | 0 | 0 | 1 | 4 | 0 | 0
9 | 29 | 2030 | 2030-09-29 | 5.5 | 2.9 | 2.8 | 2.4 | 5.2 | 1.8 | 3.1 | 9 | 29 | 2030 | 2030-09-29 | 6 | 0 | 3.5 | 1 | 5 | 0 | 1.5
9 | 30 | 2030 | 2030-09-30 | 6.5 | 4 | 3.4 | 2.9 | 6.4 | 1.7 | 3.9 | 9 | 30 | 2030 | 2030-09-30 | 9.5 | 3 | 2 | 5 | 3 | 4 | 5.5
10 | 1 | 2030 | 2030-10-01 | 6.1 | 3.7 | 3.3 | 2.7 | 5.4 | 1.8 | 3 | 10 | 1 | 2030 | 2030-10-01 | 9 | 0 | 3 | 5 | 7.5 | 0 | 0
10 | 2 | 2030 | 2030-10-02 | 6.2 | 3.3 | 3.9 | 3.3 | 6 | 1.9 | 3.4 | 10 | 2 | 2030 | 2030-10-02 | 0 | 8.5 | 6 | 0 | 0 | 0 | 0
10 | 3 | 2030 | 2030-10-03 | 6.3 | 4.2 | 3.3 | 3 | 6.6 | 1.7 | 3.5 | 10 | 3 | 2030 | 2030-10-03 | 11 | 14.5 | 16.5 | 12.5 | 12.5 | 8.5 | 15.5
10 | 4 | 2030 | 2030-10-04 | 6.5 | 4.2 | 3.8 | 3.5 | 6.8 | 1.5 | 3.5 | 10 | 4 | 2030 | 2030-10-04 | 10.5 | 13 | 9.5 | 8.5 | 8 | 6.5 | 9
10 | 5 | 2030 | 2030-10-05 | 5.8 | 4.2 | 4.4 | 2.9 | 6.6 | 1.8 | 4.1 | 10 | 5 | 2030 | 2030-10-05 | 18.5 | 12.5 | 17 | 11.5 | 19.5 | 7.5 | 18
10 | 6 | 2030 | 2030-10-06 | 7.2 | 5.4 | 5.3 | 3.6 | 7.2 | 1.8 | 4.6 | 10 | 6 | 2030 | 2030-10-06 | 15 | 12 | 8.5 | 12 | 11.5 | 10.5 | 5.5
10 | 7 | 2030 | 2030-10-07 | 8.9 | 5.8 | 4.9 | 4.6 | 8.2 | 3.2 | 5.1 | 10 | 7 | 2030 | 2030-10-07 | 12 | 10 | 12 | 10 | 14 | 7.5 | 11
10 | 8 | 2030 | 2030-10-08 | 8.9 | 4.9 | 4.9 | 4.5 | 8 | 3.2 | 5 | 10 | 8 | 2030 | 2030-10-08 | 16 | 7.5 | 7 | 10 | 5.5 | 5 | 8
10 | 9 | 2030 | 2030-10-09 | 9.1 | 5.2 | 5.2 | 4.2 | 7.4 | 2.7 | 4.9 | 10 | 9 | 2030 | 2030-10-09 | 14 | 3.5 | 7.5 | 9.5 | 7.5 | 8.5 | 8
10 | 10 | 2030 | 2030-10-10 | 8.7 | 5.9 | 5.8 | 3.9 | 6.9 | 2.1 | 3.9 | 10 | 10 | 2030 | 2030-10-10 | 11 | 6.5 | 9 | 10 | 17 | 7 | 7
10 | 11 | 2030 | 2030-10-11 | 8.3 | 6.8 | 7.2 | 4.5 | 8.1 | 3.1 | 6 | 10 | 11 | 2030 | 2030-10-11 | 17.5 | 10.5 | 10 | 11.5 | 17 | 9.5 | 11
10 | 12 | 2030 | 2030-10-12 | 11.2 | 6.7 | 6.7 | 6.3 | 9.9 | 4 | 6.8 | 10 | 12 | 2030 | 2030-10-12 | 14 | 8 | 11 | 6.5 | 8.5 | 3.5 | 8
10 | 13 | 2030 | 2030-10-13 | 10.8 | 6.7 | 6.5 | 5.3 | 9.2 | 3.4 | 6.2 | 10 | 13 | 2030 | 2030-10-13 | 17 | 4.5 | 8 | 9 | 15.5 | 8 | 9
10 | 14 | 2030 | 2030-10-14 | 10.9 | 6.9 | 7.2 | 5.2 | 8.7 | 3.9 | 7.2 | 10 | 14 | 2030 | 2030-10-14 | 21 | 9 | 3.5 | 14.5 | 19 | 11.5 | 13
10 | 15 | 2030 | 2030-10-15 | 10.1 | 6.5 | 7 | 5 | 8.1 | 2.7 | 7 | 10 | 15 | 2030 | 2030-10-15 | 19.5 | 11 | 4 | 11.5 | 13.5 | 8.5 | 14
10 | 16 | 2030 | 2030-10-16 | 10.4 | 7.3 | 7.6 | 5.6 | 8.4 | 4.5 | 8 | 10 | 16 | 2030 | 2030-10-16 | 15.5 | 6.5 | 3.5 | 10 | 14.5 | 8.5 | 11
10 | 17 | 2030 | 2030-10-17 | 12.6 | 8 | 8.1 | 6.9 | 10.1 | 5.3 | 8.6 | 10 | 17 | 2030 | 2030-10-17 | 13 | 6.5 | 5 | 14 | 14 | 12 | 11
10 | 18 | 2030 | 2030-10-18 | 13 | 9.3 | 8.5 | 8.6 | 10.6 | 7.6 | 10.6 | 10 | 18 | 2030 | 2030-10-18 | 11 | 7 | 8 | 12.5 | 7.5 | 6.5 | 11.5
10 | 19 | 2030 | 2030-10-19 | 13.7 | 8.5 | 8.7 | 6.9 | 10.4 | 6.4 | 10.5 | 10 | 19 | 2030 | 2030-10-19 | 10 | 9 | 10.5 | 7.5 | 6 | 5.5 | 11
10 | 20 | 2030 | 2030-10-20 | 14.6 | 8.8 | 8.9 | 7.7 | 13.3 | 6.9 | 10.3 | 10 | 20 | 2030 | 2030-10-20 | 10 | 12.5 | 12.5 | 8 | 3.5 | 6.5 | 11.5
10 | 21 | 2030 | 2030-10-21 | 15.7 | 9.1 | 9.2 | 9.3 | 13.9 | 7.4 | 11 | 10 | 21 | 2030 | 2030-10-21 | 10.5 | 11.5 | 13 | 9.5 | 8.5 | 8.5 | 8.5
10 | 22 | 2030 | 2030-10-22 | 16.3 | 10.4 | 10.8 | 9 | 13.7 | 7.5 | 10.7 | 10 | 22 | 2030 | 2030-10-22 | 8.5 | 13 | 13 | 9.5 | 12 | 8.5 | 9
10 | 23 | 2030 | 2030-10-23 | 19 | 11.7 | 11.8 | 11.8 | 15 | 11.1 | 13.8 | 10 | 23 | 2030 | 2030-10-23 | 6.5 | 13.5 | 13.5 | 9 | 10 | 5.5 | 11.5
10 | 24 | 2030 | 2030-10-24 | 20.1 | 10.9 | 11.8 | 12.6 | 16.4 | 11.2 | 13.9 | 10 | 24 | 2030 | 2030-10-24 | 11.5 | 7 | 6 | 8 | 13 | 4 | 12
10 | 25 | 2030 | 2030-10-25 | 16.9 | 9.9 | 10.1 | 10.5 | 15.2 | 8.6 | 12.3 | 10 | 25 | 2030 | 2030-10-25 | 14.5 | 2.5 | 7.5 | 7 | 12 | 1 | 16.5
10 | 26 | 2030 | 2030-10-26 | 17.6 | 11.2 | 10.9 | 10.1 | 14.5 | 9.2 | 12.1 | 10 | 26 | 2030 | 2030-10-26 | 11 | 5 | 3 | 3.5 | 3.5 | 0 | 4.5
10 | 27 | 2030 | 2030-10-27 | 18.5 | 10.5 | 10.5 | 11.7 | 14.3 | 10.6 | 12.3 | 10 | 27 | 2030 | 2030-10-27 | 5.5 | 13 | 15 | 3 | 1 | 3 | 11.5
10 | 28 | 2030 | 2030-10-28 | 17.6 | 10 | 10.9 | 11.2 | 15.1 | 9.5 | 13.1 | 10 | 28 | 2030 | 2030-10-28 | 12 | 6 | 8 | 10.5 | 8.5 | 6 | 6.5
10 | 29 | 2030 | 2030-10-29 | 18.7 | 9.7 | 11.3 | 13.1 | 13.9 | 11.6 | 15.5 | 10 | 29 | 2030 | 2030-10-29 | 19 | 7.5 | 12.5 | 11 | 15.5 | 7.5 | 15.5
10 | 30 | 2030 | 2030-10-30 | 18.5 | 10.1 | 12.7 | 12.9 | 17.1 | 11.6 | 16.2 | 10 | 30 | 2030 | 2030-10-30 | 21.5 | 11 | 11 | 11.5 | 18.5 | 8 | 17.5
10 | 31 | 2030 | 2030-10-31 | 19.4 | 10.8 | 12.3 | 13.4 | 14.7 | 11.5 | 16.1 | 10 | 31 | 2030 | 2030-10-31 | 21 | 7 | 8 | 8 | 10 | 6.5 | 8.5
11 | 1 | 2030 | 2030-11-01 | 20.3 | 10.9 | 11.6 | 12.9 | 14.5 | 11 | 16.4 | 11 | 1 | 2030 | 2030-11-01 | 15.5 | 3 | 2.5 | 1 | 5 | 0.5 | 4
11 | 2 | 2030 | 2030-11-02 | 18.5 | 9.9 | 10.4 | 12 | 15.4 | 10.3 | 14.7 | 11 | 2 | 2030 | 2030-11-02 | 7.5 | 3.5 | 3.5 | 4.5 | 7.5 | 0 | 2.5
11 | 3 | 2030 | 2030-11-03 | 18.9 | 10.9 | 11 | 12.9 | 14.8 | 10.8 | 15.4 | 11 | 3 | 2030 | 2030-11-03 | 15.5 | 7 | 10 | 5.5 | 14.5 | 5.5 | 7.5
11 | 4 | 2030 | 2030-11-04 | 20.3 | 12.4 | 13.1 | 12.9 | 14.9 | 11.5 | 17.5 | 11 | 4 | 2030 | 2030-11-04 | 10.5 | 5 | 6.5 | 5 | 6.5 | 2.5 | 3.5
11 | 5 | 2030 | 2030-11-05 | 21.9 | 12 | 12.9 | 14 | 17.1 | 12.8 | 17.4 | 11 | 5 | 2030 | 2030-11-05 | 17 | 7.5 | 12.5 | 8.5 | 17.5 | 6.5 | 12
11 | 6 | 2030 | 2030-11-06 | 22.7 | 12.3 | 12.9 | 14.7 | 15.9 | 14.6 | 17.6 | 11 | 6 | 2030 | 2030-11-06 | 21.5 | 10.5 | 15 | 14 | 20.5 | 9 | 16
11 | 7 | 2030 | 2030-11-07 | 20.7 | 13.1 | 13.1 | 14.7 | 14.7 | 13.7 | 17.8 | 11 | 7 | 2030 | 2030-11-07 | 26 | 16 | 18.5 | 18.5 | 26.5 | 15.5 | 19
11 | 8 | 2030 | 2030-11-08 | 22.3 | 13.2 | 13.7 | 14.9 | 16.2 | 15.1 | 17.3 | 11 | 8 | 2030 | 2030-11-08 | 26 | 20.5 | 21.5 | 20.5 | 27 | 19 | 25
11 | 9 | 2030 | 2030-11-09 | 22.1 | 12.5 | 15.1 | 16.3 | 17.9 | 15.1 | 19.4 | 11 | 9 | 2030 | 2030-11-09 | 31 | 21 | 25 | 28 | 22 | 22.5 | 27
11 | 10 | 2030 | 2030-11-10 | 22.5 | 13.7 | 15.3 | 16.6 | 18.2 | 15.4 | 20.1 | 11 | 10 | 2030 | 2030-11-10 | 26.5 | 17 | 15.5 | 23.5 | 28 | 23.5 | 25.5
11 | 11 | 2030 | 2030-11-11 | 21.8 | 13.8 | 15 | 16.4 | 18.9 | 14.4 | 19 | 11 | 11 | 2030 | 2030-11-11 | 30.5 | 19 | 15.5 | 25 | 30 | 32.5 | 27.5
11 | 12 | 2030 | 2030-11-12 | 21.8 | 13.1 | 14.4 | 14.6 | 17.5 | 13.2 | 17.3 | 11 | 12 | 2030 | 2030-11-12 | 29.5 | 18.5 | 15 | 33 | 31.5 | 29.5 | 31.5
11 | 13 | 2030 | 2030-11-13 | 22.5 | 12.9 | 13.7 | 13 | 18.7 | 11.7 | 16.7 | 11 | 13 | 2030 | 2030-11-13 | 28.5 | 18.5 | 16.5 | 32.5 | 24 | 30.5 | 32.5
11 | 14 | 2030 | 2030-11-14 | 23.2 | 12.7 | 15.1 | 15.2 | 21.5 | 14.4 | 17.8 | 11 | 14 | 2030 | 2030-11-14 | 25.5 | 8.5 | 13 | 22 | 17 | 19 | 29
11 | 15 | 2030 | 2030-11-15 | 24.6 | 14.8 | 15.2 | 17.1 | 21.6 | 15.9 | 18.3 | 11 | 15 | 2030 | 2030-11-15 | 22 | 8 | 10.5 | 17 | 16.5 | 20 | 23
11 | 16 | 2030 | 2030-11-16 | 25.6 | 15.7 | 17.1 | 18 | 20.8 | 16.6 | 20 | 11 | 16 | 2030 | 2030-11-16 | 22.5 | 8 | 11 | 19.5 | 17.5 | 16 | 16
11 | 17 | 2030 | 2030-11-17 | 24.4 | 17 | 16.7 | 16.5 | 19.2 | 16.3 | 21.2 | 11 | 17 | 2030 | 2030-11-17 | 26.5 | 18 | 13.5 | 25.5 | 24.5 | 23.5 | 22.5
11 | 18 | 2030 | 2030-11-18 | 23.2 | 15.7 | 15.8 | 16.9 | 17.8 | 15.3 | 20.3 | 11 | 18 | 2030 | 2030-11-18 | 30.5 | 20 | 17.5 | 28 | 28.5 | 31.5 | 27
11 | 19 | 2030 | 2030-11-19 | 25.2 | 15.6 | 16.2 | 18.2 | 19.1 | 17.3 | 20.9 | 11 | 19 | 2030 | 2030-11-19 | 29 | 19 | 18.5 | 29.5 | 28 | 29.5 | 28
11 | 20 | 2030 | 2030-11-20 | 25.2 | 16 | 15.8 | 18.3 | 19.4 | 16.9 | 20.6 | 11 | 20 | 2030 | 2030-11-20 | 26.5 | 20 | 20.5 | 34 | 26 | 33.5 | 29.5
11 | 21 | 2030 | 2030-11-21 | 24 | 15.8 | 16.3 | 17.8 | 20 | 16.9 | 21 | 11 | 21 | 2030 | 2030-11-21 | 24.5 | 13 | 18 | 31.5 | 18 | 29.5 | 30.5
11 | 22 | 2030 | 2030-11-22 | 27.6 | 17.6 | 17.7 | 19.4 | 22.6 | 17.7 | 23 | 11 | 22 | 2030 | 2030-11-22 | 16.5 | 10.5 | 15 | 19.5 | 16.5 | 17 | 32.5
11 | 23 | 2030 | 2030-11-23 | 27.8 | 17.4 | 18.4 | 20.8 | 23.6 | 20.1 | 24.5 | 11 | 23 | 2030 | 2030-11-23 | 22 | 13.5 | 20 | 14 | 17.5 | 12.5 | 26.5
11 | 24 | 2030 | 2030-11-24 | 29.2 | 18.5 | 18.6 | 22 | 25.3 | 20.6 | 24.2 | 11 | 24 | 2030 | 2030-11-24 | 25.5 | 14.5 | 21 | 18.5 | 24.5 | 15.5 | 23.5
11 | 25 | 2030 | 2030-11-25 | 30.3 | 18.4 | 18.8 | 22.5 | 25.5 | 20.9 | 25.1 | 11 | 25 | 2030 | 2030-11-25 | 29.5 | 15 | 21 | 25.5 | 22 | 21.5 | 26.5
11 | 26 | 2030 | 2030-11-26 | 30.8 | 16.8 | 17.9 | 22.7 | 25.5 | 21.1 | 25.2 | 11 | 26 | 2030 | 2030-11-26 | 28 | 6.5 | 13 | 20 | 15 | 14.5 | 26.5
11 | 27 | 2030 | 2030-11-27 | 29.6 | 17.7 | 17.6 | 21.3 | 24.5 | 20.3 | 24.2 | 11 | 27 | 2030 | 2030-11-27 | 23.5 | 7 | 8.5 | 10.5 | 15 | 6 | 19
11 | 28 | 2030 | 2030-11-28 | 28.9 | 16.8 | 18.3 | 20.9 | 24.2 | 19 | 25.3 | 11 | 28 | 2030 | 2030-11-28 | 24.5 | 12 | 12 | 12.5 | 18.5 | 10 | 24.5
11 | 29 | 2030 | 2030-11-29 | 30.5 | 17.9 | 19.9 | 23.4 | 25.3 | 22.9 | 26.7 | 11 | 29 | 2030 | 2030-11-29 | 23.5 | 12 | 15.5 | 19 | 26 | 17.5 | 18
11 | 30 | 2030 | 2030-11-30 | 32.1 | 18.2 | 19.3 | 24.2 | 26 | 23.2 | 26.6 | 11 | 30 | 2030 | 2030-11-30 | 22.5 | 13.5 | 17 | 16.5 | 23 | 17 | 20.5
12 | 1 | 2030 | 2030-12-01 | 31.1 | 17.3 | 18.2 | 23 | 23.8 | 22.1 | 25.8 | 12 | 1 | 2030 | 2030-12-01 | 30.5 | 19 | 21.5 | 23.5 | 24.5 | 19.5 | 24.5
12 | 2 | 2030 | 2030-12-02 | 28.5 | 17 | 17.7 | 21.4 | 22.4 | 21.2 | 26.2 | 12 | 2 | 2030 | 2030-12-02 | 28 | 22.5 | 22.5 | 24.5 | 27 | 21 | 23
12 | 3 | 2030 | 2030-12-03 | 28.2 | 16.9 | 18.4 | 21.4 | 21.8 | 20.9 | 25.6 | 12 | 3 | 2030 | 2030-12-03 | 36 | 24 | 22.5 | 28 | 33 | 24.5 | 24
12 | 4 | 2030 | 2030-12-04 | 28.6 | 19.4 | 18.4 | 21 | 22.3 | 19.7 | 25.4 | 12 | 4 | 2030 | 2030-12-04 | 36 | 26 | 23.5 | 27 | 37.5 | 29 | 30
12 | 5 | 2030 | 2030-12-05 | 28.5 | 17.5 | 18.6 | 21.2 | 23 | 20 | 24.5 | 12 | 5 | 2030 | 2030-12-05 | 41 | 25.5 | 23.5 | 35 | 43.5 | 32.5 | 32.5
12 | 6 | 2030 | 2030-12-06 | 29.3 | 17 | 17.8 | 21.1 | 23.1 | 20.3 | 26.2 | 12 | 6 | 2030 | 2030-12-06 | 44 | 29 | 28 | 34 | 37 | 33.5 | 30.5
12 | 7 | 2030 | 2030-12-07 | 29.9 | 17.2 | 19.2 | 22.5 | 24.1 | 20.7 | 26.4 | 12 | 7 | 2030 | 2030-12-07 | 35 | 28.5 | 29.5 | 33.5 | 35 | 32.5 | 32
12 | 8 | 2030 | 2030-12-08 | 31.3 | 19 | 19.2 | 24.1 | 24.4 | 23.7 | 27.4 | 12 | 8 | 2030 | 2030-12-08 | 34 | 24.5 | 23 | 34.5 | 27 | 31.5 | 30.5
12 | 9 | 2030 | 2030-12-09 | 32.1 | 18.3 | 19.2 | 25.5 | 26.8 | 24.1 | 27.5 | 12 | 9 | 2030 | 2030-12-09 | 30.5 | 19.5 | 21.5 | 35 | 25 | 33.5 | 27.5
12 | 10 | 2030 | 2030-12-10 | 30.5 | 18.9 | 19.2 | 23.7 | 24.6 | 23.8 | 29.2 | 12 | 10 | 2030 | 2030-12-10 | 27.5 | 16.5 | 16 | 25 | 22.5 | 24 | 30
12 | 11 | 2030 | 2030-12-11 | 29.5 | 17.7 | 17.9 | 23 | 23.9 | 23.1 | 26.9 | 12 | 11 | 2030 | 2030-12-11 | 30 | 13 | 16 | 22 | 21 | 19 | 28
12 | 12 | 2030 | 2030-12-12 | 28.8 | 16.8 | 17.5 | 20.7 | 23.1 | 19.8 | 26.4 | 12 | 12 | 2030 | 2030-12-12 | 31 | 17.5 | 23 | 19 | 24 | 16.5 | 18.5
12 | 13 | 2030 | 2030-12-13 | 27.2 | 16.5 | 17.7 | 20.8 | 23.6 | 19.3 | 25.8 | 12 | 13 | 2030 | 2030-12-13 | 36 | 10 | 16 | 12.5 | 14.5 | 9 | 14.5
12 | 14 | 2030 | 2030-12-14 | 29 | 16.9 | 18.4 | 20.9 | 23.4 | 19.8 | 25.7 | 12 | 14 | 2030 | 2030-12-14 | 28.5 | 7 | 16 | 11.5 | 11.5 | 7.5 | 24
12 | 15 | 2030 | 2030-12-15 | 29.1 | 16.8 | 17.8 | 20.9 | 23.9 | 19.9 | 25.9 | 12 | 15 | 2030 | 2030-12-15 | 26 | 14 | 18.5 | 16.5 | 21.5 | 14 | 21
12 | 16 | 2030 | 2030-12-16 | 29.3 | 16.9 | 17.9 | 22.2 | 24.8 | 19.7 | 27.2 | 12 | 16 | 2030 | 2030-12-16 | 21 | 9.5 | 15 | 13.5 | 11 | 10.5 | 23.5
12 | 17 | 2030 | 2030-12-17 | 30 | 17.4 | 18.7 | 21 | 24.1 | 21 | 26.7 | 12 | 17 | 2030 | 2030-12-17 | 21.5 | 9.5 | 14 | 12 | 19.5 | 9.5 | 26
12 | 18 | 2030 | 2030-12-18 | 32.5 | 17.4 | 19 | 23.2 | 24.9 | 22.2 | 26.6 | 12 | 18 | 2030 | 2030-12-18 | 19.5 | 11.5 | 13.5 | 9 | 18.5 | 8 | 17
12 | 19 | 2030 | 2030-12-19 | 34 | 17.4 | 18.6 | 25.7 | 26.7 | 23.8 | 28.2 | 12 | 19 | 2030 | 2030-12-19 | 21 | 13.5 | 15 | 14.5 | 18.5 | 12 | 21
12 | 20 | 2030 | 2030-12-20 | 33.4 | 19 | 19.3 | 26.2 | 26.9 | 23.6 | 28.2 | 12 | 20 | 2030 | 2030-12-20 | 24.5 | 13.5 | 20.5 | 12 | 19 | 10 | 18.5
12 | 21 | 2030 | 2030-12-21 | 68.81 | 41.69 | 40.78 | 58.15 | 59.53 | 60.73 | 56.55 | 12 | 21 | 2030 | 2030-12-21 | 28 | 21.5 | 26.5 | 20.5 | 27.5 | 18.5 | 26
12 | 22 | 2030 | 2030-12-22 | 32.6 | 18.8 | 19.2 | 25.5 | 27.1 | 24.5 | 29.8 | 12 | 22 | 2030 | 2030-12-22 | 32.5 | 18 | 20 | 22 | 27.5 | 20 | 30.5
12 | 23 | 2030 | 2030-12-23 | 33.3 | 18.2 | 19.2 | 24.6 | 26.4 | 23.1 | 28.1 | 12 | 23 | 2030 | 2030-12-23 | 28 | 16 | 17.5 | 20 | 19 | 18.5 | 27
12 | 24 | 2030 | 2030-12-24 | 33 | 19 | 19.2 | 25 | 25.9 | 24.3 | 28.2 | 12 | 24 | 2030 | 2030-12-24 | 27 | 22 | 19.5 | 22.5 | 25 | 24 | 26.5
12 | 25 | 2030 | 2030-12-25 | 31.5 | 17.8 | 18.5 | 23.3 | 25.4 | 22.2 | 28.1 | 12 | 25 | 2030 | 2030-12-25 | 30.5 | 25.5 | 21.5 | 27 | 28 | 24.5 | 26
12 | 26 | 2030 | 2030-12-26 | 31.6 | 19.5 | 18.7 | 23 | 26.2 | 22.5 | 28.5 | 12 | 26 | 2030 | 2030-12-26 | 35.5 | 21.5 | 22.5 | 25.5 | 27.5 | 21.5 | 27.5
12 | 27 | 2030 | 2030-12-27 | 32.9 | 19.2 | 20 | 23.6 | 26.8 | 23 | 27.8 | 12 | 27 | 2030 | 2030-12-27 | 31.5 | 21.5 | 22 | 27 | 27.5 | 26 | 28.5
12 | 28 | 2030 | 2030-12-28 | 31.7 | 18.4 | 19 | 23.6 | 25.6 | 22.7 | 27.3 | 12 | 28 | 2030 | 2030-12-28 | 32.5 | 20.5 | 20.5 | 26 | 27.5 | 25 | 33
12 | 29 | 2030 | 2030-12-29 | 32.1 | 19.5 | 19.3 | 24.1 | 25.7 | 23.5 | 27.4 | 12 | 29 | 2030 | 2030-12-29 | 31 | 14.5 | 14.5 | 13.5 | 18.5 | 12 | 16.5
12 | 30 | 2030 | 2030-12-30 | 33.8 | 20.5 | 20.9 | 25.7 | 29 | 24.5 | 29.6 | 12 | 30 | 2030 | 2030-12-30 | 29 | 20 | 22 | 18.5 | 23.5 | 18 | 18.5
12 | 31 | 2030 | 2030-12-31 | 34.2 | 20.2 | 20.2 | 23.9 | 27.1 | 24.1 | 28.9 | 12 | 31 | 2030 | 2030-12-31 | 35 | 24 | 25 | 31 | 33 | 28.5 | 27.5
1 | 1 | 2031 | 2031-01-01 | 33.6 | 19.8 | 19.7 | 25.1 | 25.4 | 24.4 | 28.4 | 1 | 1 | 2031 | 2031-01-01 | 46.5 | 24 | 25.5 | 29.5 | 32 | 26.5 | 32
1 | 2 | 2031 | 2031-01-02 | 33.8 | 19.5 | 19.8 | 24 | 25.9 | 22.8 | 28.4 | 1 | 2 | 2031 | 2031-01-02 | 44 | 20 | 25.5 | 29 | 25.5 | 30 | 33.5
1 | 3 | 2031 | 2031-01-03 | 33 | 17.7 | 17.9 | 22.5 | 24.8 | 22.3 | 25.8 | 1 | 3 | 2031 | 2031-01-03 | 38 | 10 | 15.5 | 16.5 | 17 | 14 | 20.5
1 | 4 | 2031 | 2031-01-04 | 31.1 | 18.7 | 18.3 | 22.9 | 24.6 | 22.1 | 25.8 | 1 | 4 | 2031 | 2031-01-04 | 31.5 | 10 | 15 | 13.5 | 19.5 | 9.5 | 15
1 | 5 | 2031 | 2031-01-05 | 29.8 | 18.6 | 19.1 | 23.3 | 24.2 | 22.5 | 27 | 1 | 5 | 2031 | 2031-01-05 | 29 | 15 | 17 | 15.5 | 20.5 | 15 | 23
1 | 6 | 2031 | 2031-01-06 | 30.1 | 17.8 | 18.5 | 21 | 23 | 19.9 | 27.6 | 1 | 6 | 2031 | 2031-01-06 | 24.5 | 19.5 | 21.5 | 14.5 | 25.5 | 11 | 22
1 | 7 | 2031 | 2031-01-07 | 29 | 16.1 | 16.9 | 19.3 | 20.9 | 18.2 | 24.2 | 1 | 7 | 2031 | 2031-01-07 | 31 | 23.5 | 25 | 23 | 30.5 | 21 | 22.5
1 | 8 | 2031 | 2031-01-08 | 28.1 | 15.5 | 17.2 | 18.8 | 20.5 | 17.5 | 23.3 | 1 | 8 | 2031 | 2031-01-08 | 31.5 | 24 | 22 | 27 | 27.5 | 26.5 | 29.5
1 | 9 | 2031 | 2031-01-09 | 28.8 | 15.3 | 17.1 | 20 | 21.9 | 18.7 | 23.7 | 1 | 9 | 2031 | 2031-01-09 | 19.5 | 13 | 16 | 25.5 | 18 | 25.5 | 26
1 | 10 | 2031 | 2031-01-10 | 29.1 | 15.5 | 17.5 | 21.1 | 21.2 | 18.6 | 23.8 | 1 | 10 | 2031 | 2031-01-10 | 21.5 | 10.5 | 13.5 | 16.5 | 17 | 14.5 | 27.5
1 | 11 | 2031 | 2031-01-11 | 28.5 | 16.1 | 17.9 | 21.2 | 21.5 | 19.4 | 24.7 | 1 | 11 | 2031 | 2031-01-11 | 26 | 16.5 | 15 | 28 | 26.5 | 25 | 24
1 | 12 | 2031 | 2031-01-12 | 27 | 15 | 16.5 | 19.9 | 20.8 | 17.6 | 23.3 | 1 | 12 | 2031 | 2031-01-12 | 28 | 18.5 | 18 | 27.5 | 24.5 | 26 | 26.5
1 | 13 | 2031 | 2031-01-13 | 28.2 | 15 | 15.7 | 18 | 20.6 | 16.3 | 22 | 1 | 13 | 2031 | 2031-01-13 | 34.5 | 19.5 | 19 | 28.5 | 27.5 | 28 | 33.5
1 | 14 | 2031 | 2031-01-14 | 28.6 | 15.5 | 16.2 | 19.5 | 21.7 | 17.7 | 22.5 | 1 | 14 | 2031 | 2031-01-14 | 30 | 20.5 | 21 | 29.5 | 29 | 29 | 29.5
1 | 15 | 2031 | 2031-01-15 | 30.1 | 16.7 | 18 | 22 | 23.5 | 19.8 | 24.5 | 1 | 15 | 2031 | 2031-01-15 | 33 | 23.5 | 25.5 | 32 | 29 | 30.5 | 29.5
1 | 16 | 2031 | 2031-01-16 | 31.8 | 17.5 | 18.2 | 22.8 | 23.9 | 20.8 | 24.7 | 1 | 16 | 2031 | 2031-01-16 | 25 | 21 | 22 | 31 | 31 | 29 | 30
1 | 17 | 2031 | 2031-01-17 | 31.2 | 17.6 | 18 | 22.6 | 24.6 | 20 | 25.7 | 1 | 17 | 2031 | 2031-01-17 | 20 | 13.5 | 16 | 27 | 23 | 21.5 | 24
1 | 18 | 2031 | 2031-01-18 | 30.4 | 18.7 | 18.3 | 23.2 | 24.3 | 21.2 | 26.4 | 1 | 18 | 2031 | 2031-01-18 | 24.5 | 12 | 16.5 | 16.5 | 25.5 | 12 | 25
1 | 19 | 2031 | 2031-01-19 | 30.4 | 18.9 | 18.6 | 22.1 | 23.3 | 21 | 26.4 | 1 | 19 | 2031 | 2031-01-19 | 24.5 | 13 | 18.5 | 14.5 | 17 | 9.5 | 23
1 | 20 | 2031 | 2031-01-20 | 29.6 | 18.2 | 18.9 | 21.7 | 23.4 | 20.9 | 25.4 | 1 | 20 | 2031 | 2031-01-20 | 20.5 | 21 | 22.5 | 23.5 | 22.5 | 21 | 24.5
1 | 21 | 2031 | 2031-01-21 | 30 | 18.6 | 18.2 | 22.5 | 23.7 | 20.7 | 25.3 | 1 | 21 | 2031 | 2031-01-21 | 26.5 | 24 | 23.5 | 23.5 | 25.5 | 21.5 | 24.5
1 | 22 | 2031 | 2031-01-22 | 31 | 19.3 | 18.9 | 23.9 | 24.7 | 21.6 | 26.7 | 1 | 22 | 2031 | 2031-01-22 | 31.5 | 20 | 18.5 | 22.5 | 26 | 19 | 26
1 | 23 | 2031 | 2031-01-23 | 31.2 | 18.2 | 18.5 | 24.1 | 24.6 | 23.6 | 26.3 | 1 | 23 | 2031 | 2031-01-23 | 27 | 20 | 13.5 | 13 | 15.5 | 12.5 | 16.5
1 | 24 | 2031 | 2031-01-24 | 30.8 | 18 | 17.3 | 22.5 | 22.6 | 22.3 | 25.3 | 1 | 24 | 2031 | 2031-01-24 | 23.5 | 19.5 | 19 | 15.5 | 21.5 | 15 | 23.5
1 | 25 | 2031 | 2031-01-25 | 29.2 | 17.5 | 17.3 | 21.6 | 22.2 | 20.8 | 24.1 | 1 | 25 | 2031 | 2031-01-25 | 26 | 17.5 | 20 | 21 | 18.5 | 22.5 | 23.5
1 | 26 | 2031 | 2031-01-26 | 29.2 | 17.5 | 17.7 | 21.8 | 23.1 | 20.7 | 24.5 | 1 | 26 | 2031 | 2031-01-26 | 25 | 17 | 20.5 | 20.5 | 17 | 26.5 | 30
1 | 27 | 2031 | 2031-01-27 | 30.4 | 16.9 | 18.7 | 23.9 | 23.6 | 22.5 | 24.8 | 1 | 27 | 2031 | 2031-01-27 | 22.5 | 23 | 22.5 | 20.5 | 12 | 20 | 26
1 | 28 | 2031 | 2031-01-28 | 30.7 | 19 | 19.6 | 25.4 | 26.3 | 23.8 | 25.5 | 1 | 28 | 2031 | 2031-01-28 | 26 | 20 | 15.5 | 26 | 25 | 25 | 27
1 | 29 | 2031 | 2031-01-29 | 32 | 18.6 | 18.9 | 26.2 | 25.7 | 25.9 | 25.7 | 1 | 29 | 2031 | 2031-01-29 | 30.5 | 22.5 | 16.5 | 29 | 30 | 28 | 27.5
1 | 30 | 2031 | 2031-01-30 | 32.4 | 18.9 | 19.7 | 25.1 | 26.6 | 24.7 | 26.3 | 1 | 30 | 2031 | 2031-01-30 | 30 | 23 | 20.5 | 29.5 | 23.5 | 28.5 | 33
1 | 31 | 2031 | 2031-01-31 | 31 | 18.2 | 19.7 | 23.5 | 24 | 22.1 | 26.5 | 1 | 31 | 2031 | 2031-01-31 | 28.5 | 17 | 18.5 | 29 | 17.5 | 27.5 | 29.5
2 | 1 | 2031 | 2031-02-01 | 27.2 | 17.1 | 17.3 | 20.3 | 21.7 | 20 | 24.5 | 2 | 1 | 2031 | 2031-02-01 | 23 | 15 | 14 | 28.5 | 13 | 26 | 28
2 | 2 | 2031 | 2031-02-02 | 28.4 | 16.2 | 17.2 | 19.8 | 21.9 | 18.2 | 23.4 | 2 | 2 | 2031 | 2031-02-02 | 19 | 17 | 18.5 | 16.5 | 15.5 | 14.5 | 25.5
2 | 3 | 2031 | 2031-02-03 | 28 | 16.8 | 18.3 | 20.7 | 20.9 | 19 | 23.6 | 2 | 3 | 2031 | 2031-02-03 | 19.5 | 31 | 25.5 | 21.5 | 22 | 20.5 | 26
2 | 4 | 2031 | 2031-02-04 | 27.9 | 15.8 | 17 | 20.6 | 19.9 | 18.6 | 23.6 | 2 | 4 | 2031 | 2031-02-04 | 26.5 | 39.5 | 33.5 | 32 | 31 | 30 | 30
2 | 5 | 2031 | 2031-02-05 | 26.3 | 14.5 | 15.8 | 20.2 | 18.3 | 17.6 | 21.5 | 2 | 5 | 2031 | 2031-02-05 | 34 | 35.5 | 34.5 | 38.5 | 34.5 | 38.5 | 40
2 | 6 | 2031 | 2031-02-06 | 23.5 | 13.2 | 16.2 | 17.2 | 18.6 | 15.7 | 19.7 | 2 | 6 | 2031 | 2031-02-06 | 40 | 31.5 | 34 | 45.5 | 38 | 42 | 48
2 | 7 | 2031 | 2031-02-07 | 24.9 | 14.5 | 16.2 | 18.2 | 19.8 | 16.1 | 19.1 | 2 | 7 | 2031 | 2031-02-07 | 43 | 33 | 33 | 48 | 40 | 44.5 | 51
2 | 8 | 2031 | 2031-02-08 | 25.4 | 15.8 | 16.2 | 18.8 | 20.6 | 15.7 | 19.9 | 2 | 8 | 2031 | 2031-02-08 | 39.5 | 30 | 30.5 | 42.5 | 34 | 39.5 | 43
2 | 9 | 2031 | 2031-02-09 | 26.2 | 15.6 | 16.4 | 19.2 | 20.4 | 16.9 | 20.9 | 2 | 9 | 2031 | 2031-02-09 | 31 | 34.5 | 30.5 | 37 | 35 | 37.5 | 36.5
2 | 10 | 2031 | 2031-02-10 | 24.6 | 14.6 | 15.7 | 18.8 | 19.8 | 17 | 20.2 | 2 | 10 | 2031 | 2031-02-10 | 39 | 35 | 36 | 37.5 | 38 | 35 | 38
2 | 11 | 2031 | 2031-02-11 | 22.8 | 14.1 | 15.8 | 18.3 | 18.9 | 15.5 | 20.6 | 2 | 11 | 2031 | 2031-02-11 | 34 | 36.5 | 30.5 | 33 | 24.5 | 31 | 44.5
2 | 12 | 2031 | 2031-02-12 | 24.3 | 13.9 | 15.6 | 17.4 | 18.8 | 15.7 | 19.7 | 2 | 12 | 2031 | 2031-02-12 | 28 | 33 | 26 | 28.5 | 20 | 27 | 37
2 | 13 | 2031 | 2031-02-13 | 23.4 | 15 | 16 | 16.6 | 19.2 | 14.8 | 19.9 | 2 | 13 | 2031 | 2031-02-13 | 24.5 | 28.5 | 26 | 27 | 20 | 25.5 | 34
2 | 14 | 2031 | 2031-02-14 | 22.7 | 15.1 | 16 | 17.3 | 18.7 | 15.6 | 19.7 | 2 | 14 | 2031 | 2031-02-14 | 21.5 | 29.5 | 24 | 33.5 | 28.5 | 32 | 30.5
2 | 15 | 2031 | 2031-02-15 | 22.7 | 15.9 | 16.5 | 17.9 | 19.1 | 16.5 | 19.6 | 2 | 15 | 2031 | 2031-02-15 | 25 | 22.5 | 23.5 | 29.5 | 24 | 27 | 30
2 | 16 | 2031 | 2031-02-16 | 23 | 15 | 16.6 | 17.1 | 19.5 | 15.4 | 20.5 | 2 | 16 | 2031 | 2031-02-16 | 28 | 24 | 24.5 | 27.5 | 24.5 | 31 | 28
2 | 17 | 2031 | 2031-02-17 | 23.7 | 16.1 | 16.4 | 19.3 | 22.1 | 16.5 | 20.8 | 2 | 17 | 2031 | 2031-02-17 | 30 | 24.5 | 25 | 29.5 | 30 | 27.5 | 27
2 | 18 | 2031 | 2031-02-18 | 25.3 | 16.3 | 17.2 | 18.9 | 22.2 | 18 | 20.8 | 2 | 18 | 2031 | 2031-02-18 | 31 | 29.5 | 24.5 | 32 | 27 | 31 | 37
2 | 19 | 2031 | 2031-02-19 | 24.5 | 16.7 | 17.7 | 18.6 | 21.7 | 17.8 | 20.4 | 2 | 19 | 2031 | 2031-02-19 | 32 | 25 | 23 | 26.5 | 30 | 28.5 | 40
2 | 20 | 2031 | 2031-02-20 | 23.6 | 16.4 | 17.5 | 17.8 | 20 | 16.6 | 19.3 | 2 | 20 | 2031 | 2031-02-20 | 31 | 22.5 | 23 | 29.5 | 26 | 30 | 39
2 | 21 | 2031 | 2031-02-21 | 22.4 | 15.5 | 16.9 | 16.7 | 20.8 | 16 | 18.4 | 2 | 21 | 2031 | 2031-02-21 | 33 | 22.5 | 24 | 33.5 | 34.5 | 36.5 | 33
2 | 22 | 2031 | 2031-02-22 | 23.1 | 15.6 | 16.5 | 17.7 | 21.2 | 16.3 | 19.3 | 2 | 22 | 2031 | 2031-02-22 | 35.5 | 23 | 26.5 | 30 | 32 | 30.5 | 37
2 | 23 | 2031 | 2031-02-23 | 22 | 15.2 | 15.5 | 17.3 | 19.9 | 16.2 | 18.4 | 2 | 23 | 2031 | 2031-02-23 | 29 | 21 | 22.5 | 24 | 22 | 27 | 37.5
2 | 24 | 2031 | 2031-02-24 | 22.1 | 13.6 | 15.6 | 16.7 | 19.7 | 14.7 | 18.2 | 2 | 24 | 2031 | 2031-02-24 | 25.5 | 21.5 | 22 | 31.5 | 28 | 33 | 33
2 | 25 | 2031 | 2031-02-25 | 21.7 | 14.2 | 15 | 16.2 | 19.1 | 13.8 | 17.1 | 2 | 25 | 2031 | 2031-02-25 | 34 | 26 | 23.5 | 35.5 | 45.5 | 33 | 35
2 | 26 | 2031 | 2031-02-26 | 21.4 | 14.3 | 15 | 15.5 | 17.6 | 15.1 | 17.3 | 2 | 26 | 2031 | 2031-02-26 | 42.5 | 27 | 25 | 39.5 | 44 | 38.5 | 38.5
2 | 27 | 2031 | 2031-02-27 | 20.9 | 13 | 14.7 | 15.3 | 17 | 13.6 | 17.4 | 2 | 27 | 2031 | 2031-02-27 | 28 | 22 | 24.5 | 37.5 | 43.5 | 36.5 | 31.5
2 | 28 | 2031 | 2031-02-28 | 21.3 | 13 | 14.3 | 14.9 | 18.4 | 13.3 | 16.9 | 2 | 28 | 2031 | 2031-02-28 | 31.5 | 23.5 | 24.5 | 39 | 46 | 34.5 | 41
3 | 1 | 2031 | 2031-03-01 | 22 | 15.2 | 16 | 15.4 | 19 | 13.2 | 17.5 | 3 | 1 | 2031 | 2031-03-01 | 34 | 23.5 | 22.5 | 41 | 35.5 | 40.5 | 38.5
3 | 2 | 2031 | 2031-03-02 | 20.9 | 14.5 | 15.1 | 14.4 | 18.1 | 13.2 | 16.8 | 3 | 2 | 2031 | 2031-03-02 | 36.5 | 25 | 19 | 39 | 37 | 40 | 34
3 | 3 | 2031 | 2031-03-03 | 21.1 | 14.2 | 15.1 | 15.4 | 18.2 | 13.6 | 16.7 | 3 | 3 | 2031 | 2031-03-03 | 38 | 23 | 24 | 40 | 43 | 38 | 39
3 | 4 | 2031 | 2031-03-04 | 21.2 | 14.3 | 14.8 | 16.2 | 19.4 | 13.3 | 16.3 | 3 | 4 | 2031 | 2031-03-04 | 37.5 | 23 | 28 | 48.5 | 43.5 | 43 | 43
3 | 5 | 2031 | 2031-03-05 | 18.9 | 12.6 | 13.5 | 14.5 | 18.4 | 11.5 | 14.8 | 3 | 5 | 2031 | 2031-03-05 | 30.5 | 22.5 | 26 | 48.5 | 41.5 | 45.5 | 41.5
3 | 6 | 2031 | 2031-03-06 | 19.3 | 13.6 | 13.1 | 13.6 | 17.7 | 10.7 | 14 | 3 | 6 | 2031 | 2031-03-06 | 21 | 26.5 | 24.5 | 39 | 35 | 36.5 | 33.5
3 | 7 | 2031 | 2031-03-07 | 17.5 | 12.6 | 13.6 | 13 | 16.7 | 10.5 | 14.2 | 3 | 7 | 2031 | 2031-03-07 | 29 | 21 | 24.5 | 28.5 | 33.5 | 26 | 29.5
3 | 8 | 2031 | 2031-03-08 | 18.1 | 12.4 | 13.5 | 12.4 | 15.9 | 9.6 | 14.4 | 3 | 8 | 2031 | 2031-03-08 | 33.5 | 23 | 27.5 | 29.5 | 32.5 | 28.5 | 36.5
3 | 9 | 2031 | 2031-03-09 | 19.8 | 13.2 | 14.3 | 13.6 | 17.7 | 10.5 | 15.7 | 3 | 9 | 2031 | 2031-03-09 | 35.5 | 24.5 | 25.5 | 35.5 | 34.5 | 33.5 | 39
3 | 10 | 2031 | 2031-03-10 | 21.6 | 12.9 | 15.2 | 15.1 | 18.9 | 12.4 | 16.4 | 3 | 10 | 2031 | 2031-03-10 | 31 | 23 | 23 | 32.5 | 34.5 | 30 | 38.5
3 | 11 | 2031 | 2031-03-11 | 21.4 | 14.5 | 15.1 | 15 | 18.9 | 12.4 | 17.5 | 3 | 11 | 2031 | 2031-03-11 | 30 | 20.5 | 24 | 36.5 | 30.5 | 34 | 40.5
3 | 12 | 2031 | 2031-03-12 | 21.3 | 13.3 | 14.4 | 14.3 | 17.5 | 12.4 | 16.2 | 3 | 12 | 2031 | 2031-03-12 | 25 | 19.5 | 19 | 27 | 21.5 | 27 | 25.5
3 | 13 | 2031 | 2031-03-13 | 20.7 | 13.9 | 15 | 14.6 | 18.2 | 12.3 | 16.7 | 3 | 13 | 2031 | 2031-03-13 | 27 | 18 | 21 | 22 | 28.5 | 21.5 | 22
3 | 14 | 2031 | 2031-03-14 | 20.9 | 13.5 | 15.7 | 14.6 | 18.3 | 13.5 | 16.2 | 3 | 14 | 2031 | 2031-03-14 | 30.5 | 16.5 | 16.5 | 26.5 | 25 | 21.5 | 28
3 | 15 | 2031 | 2031-03-15 | 20.9 | 13.7 | 15 | 14.5 | 18.4 | 12 | 16.3 | 3 | 15 | 2031 | 2031-03-15 | 24 | 12 | 14.5 | 24 | 21.5 | 23 | 22.5
3 | 16 | 2031 | 2031-03-16 | 19.1 | 13.7 | 14.6 | 13.5 | 16.9 | 11.1 | 16.2 | 3 | 16 | 2031 | 2031-03-16 | 21 | 12.5 | 7 | 25.5 | 19 | 23 | 23.5
3 | 17 | 2031 | 2031-03-17 | 18.7 | 12.6 | 13.6 | 13.2 | 15.9 | 11 | 14.7 | 3 | 17 | 2031 | 2031-03-17 | 20 | 12 | 8.5 | 21.5 | 23.5 | 19.5 | 20.5
3 | 18 | 2031 | 2031-03-18 | 17.7 | 11.1 | 13 | 11.7 | 15 | 9.3 | 13.5 | 3 | 18 | 2031 | 2031-03-18 | 19.5 | 11.5 | 0 | 20.5 | 26 | 19.5 | 17
3 | 19 | 2031 | 2031-03-19 | 16.5 | 11 | 11.9 | 10.4 | 13.8 | 8.3 | 12.6 | 3 | 19 | 2031 | 2031-03-19 | 17 | 7.5 | 0 | 18.5 | 21.5 | 14 | 14
3 | 20 | 2031 | 2031-03-20 | 15.4 | 11 | 11.6 | 10.8 | 13.7 | 8.3 | 11.6 | 3 | 20 | 2031 | 2031-03-20 | 16 | 6 | 0 | 13.5 | 16.5 | 11 | 11.5
3 | 21 | 2031 | 2031-03-21 | 16.1 | 11.1 | 12.7 | 11.7 | 15.5 | 9.6 | 12.4 | 3 | 21 | 2031 | 2031-03-21 | 14.5 | 12 | 12 | 11 | 12.5 | 9.5 | 9
3 | 22 | 2031 | 2031-03-22 | 16.2 | 11.9 | 13.5 | 11.9 | 17.5 | 9.6 | 13.9 | 3 | 22 | 2031 | 2031-03-22 | 12 | 8.5 | 12.5 | 7.5 | 17.5 | 2.5 | 9
3 | 23 | 2031 | 2031-03-23 | 15.7 | 10.9 | 12.8 | 11.6 | 16.3 | 9.9 | 13.5 | 3 | 23 | 2031 | 2031-03-23 | 16 | 9 | 10 | 9 | 17 | 5.5 | 11.5
3 | 24 | 2031 | 2031-03-24 | 14.9 | 11.4 | 12 | 11.7 | 15.7 | 10.5 | 12.9 | 3 | 24 | 2031 | 2031-03-24 | 17 | 13 | 14.5 | 14 | 15 | 10.5 | 12
3 | 25 | 2031 | 2031-03-25 | 16.3 | 12.2 | 13.3 | 11.5 | 16.6 | 10.1 | 13.5 | 3 | 25 | 2031 | 2031-03-25 | 15.5 | 12 | 14 | 8.5 | 15.5 | 5.5 | 14.5
3 | 26 | 2031 | 2031-03-26 | 15.6 | 12.2 | 13.5 | 11.8 | 16.1 | 10.5 | 12.9 | 3 | 26 | 2031 | 2031-03-26 | 13 | 10 | 12 | 13.5 | 18.5 | 8.5 | 15
3 | 27 | 2031 | 2031-03-27 | 15.7 | 11.7 | 13 | 11.2 | 16 | 9.9 | 12.6 | 3 | 27 | 2031 | 2031-03-27 | 16.5 | 7.5 | 10 | 18 | 18.5 | 15.5 | 16
3 | 28 | 2031 | 2031-03-28 | 14.5 | 11 | 12.3 | 10.3 | 14.4 | 7.3 | 11.2 | 3 | 28 | 2031 | 2031-03-28 | 18.5 | 8 | 11 | 13.5 | 14.5 | 9 | 15
3 | 29 | 2031 | 2031-03-29 | 14 | 10.4 | 11.2 | 10 | 13.9 | 7.9 | 10.3 | 3 | 29 | 2031 | 2031-03-29 | 18.5 | 9.5 | 13 | 14.5 | 17 | 11 | 10.5
3 | 30 | 2031 | 2031-03-30 | 13.8 | 10.9 | 11.4 | 9.7 | 15.1 | 8.3 | 10.7 | 3 | 30 | 2031 | 2031-03-30 | 18.5 | 10.5 | 11 | 12.5 | 17.5 | 9 | 13.5
3 | 31 | 2031 | 2031-03-31 | 17 | 11 | 13.1 | 11.1 | 16.1 | 9.6 | 12.5 | 3 | 31 | 2031 | 2031-03-31 | 16 | 11.5 | 10 | 9.5 | 12 | 5.5 | 12
4 | 1 | 2031 | 2031-04-01 | 16.1 | 11.6 | 13.3 | 11.4 | 16.1 | 9.4 | 12.5 | 4 | 1 | 2031 | 2031-04-01 | 13 | 7 | 2.5 | 7.5 | 10.5 | 5 | 8
4 | 2 | 2031 | 2031-04-02 | 15.5 | 11.5 | 13.2 | 11.2 | 16 | 9.2 | 12.7 | 4 | 2 | 2031 | 2031-04-02 | 12.5 | 4.5 | 2 | 6.5 | 10.5 | 4.5 | 1.5
4 | 3 | 2031 | 2031-04-03 | 16 | 11.8 | 13.1 | 10.6 | 16.1 | 8.8 | 12.6 | 4 | 3 | 2031 | 2031-04-03 | 9.5 | 7.5 | 10 | 4.5 | 11 | 2 | 5
4 | 4 | 2031 | 2031-04-04 | 15.6 | 10.8 | 11.7 | 10.7 | 15.1 | 8.6 | 11.6 | 4 | 4 | 2031 | 2031-04-04 | 11 | 4 | 12 | 6.5 | 8.5 | 4.5 | 8.5
4 | 5 | 2031 | 2031-04-05 | 14.8 | 10.9 | 11.3 | 9.3 | 13.7 | 8.5 | 11.9 | 4 | 5 | 2031 | 2031-04-05 | 10 | 6.5 | 11.5 | 5 | 14.5 | 2.5 | 8
4 | 6 | 2031 | 2031-04-06 | 14.6 | 10.8 | 11.7 | 10.1 | 14.3 | 7.6 | 11 | 4 | 6 | 2031 | 2031-04-06 | 18.5 | 10.5 | 14.5 | 13 | 13 | 11.5 | 13.5
4 | 7 | 2031 | 2031-04-07 | 15.2 | 10.4 | 11.6 | 9.5 | 13.4 | 8.3 | 10.5 | 4 | 7 | 2031 | 2031-04-07 | 7.5 | 10 | 13.5 | 6.5 | 9 | 5.5 | 10.5
4 | 8 | 2031 | 2031-04-08 | 14.3 | 11.2 | 11.4 | 9.7 | 13.1 | 8.5 | 11.1 | 4 | 8 | 2031 | 2031-04-08 | 8 | 12 | 11 | 8.5 | 10.5 | 7 | 10.5
4 | 9 | 2031 | 2031-04-09 | 12.7 | 11.6 | 11.2 | 9.6 | 12 | 7.3 | 9.5 | 4 | 9 | 2031 | 2031-04-09 | 14 | 9.5 | 7.5 | 12 | 16.5 | 10.5 | 11.5
4 | 10 | 2031 | 2031-04-10 | 12.3 | 10 | 11.6 | 8.6 | 11.8 | 6.4 | 8.5 | 4 | 10 | 2031 | 2031-04-10 | 15 | 12 | 15 | 13.5 | 19.5 | 11 | 10
4 | 11 | 2031 | 2031-04-11 | 14.2 | 10.6 | 11 | 8.9 | 13.8 | 6.9 | 9.8 | 4 | 11 | 2031 | 2031-04-11 | 15 | 13.5 | 12 | 10.5 | 13 | 11 | 12
4 | 12 | 2031 | 2031-04-12 | 14.9 | 10 | 11.3 | 10.1 | 14.6 | 7.8 | 10.8 | 4 | 12 | 2031 | 2031-04-12 | 14.5 | 10 | 9.5 | 8.5 | 14.5 | 9.5 | 11.5
4 | 13 | 2031 | 2031-04-13 | 14.3 | 10.3 | 10.8 | 10 | 13.7 | 7.7 | 9.6 | 4 | 13 | 2031 | 2031-04-13 | 15 | 12 | 14 | 12 | 14 | 9.5 | 13
4 | 14 | 2031 | 2031-04-14 | 14.1 | 10.3 | 11.6 | 9.7 | 14.2 | 7.2 | 10.6 | 4 | 14 | 2031 | 2031-04-14 | 17.5 | 12.5 | 16 | 15.5 | 17.5 | 14 | 13.5
4 | 15 | 2031 | 2031-04-15 | 14.4 | 9.9 | 10.7 | 10.1 | 14 | 7.3 | 9.7 | 4 | 15 | 2031 | 2031-04-15 | 17.5 | 11 | 13.5 | 13.5 | 19 | 9 | 17.5
4 | 16 | 2031 | 2031-04-16 | 14.7 | 9.1 | 9.4 | 8.3 | 13.9 | 6.7 | 8.6 | 4 | 16 | 2031 | 2031-04-16 | 13.5 | 13 | 13 | 8.5 | 12 | 8 | 6
4 | 17 | 2031 | 2031-04-17 | 14.3 | 8.2 | 9 | 8.2 | 13.3 | 6.5 | 8.2 | 4 | 17 | 2031 | 2031-04-17 | 11.5 | 6.5 | 6 | 4 | 4 | 2.5 | 4.5
4 | 18 | 2031 | 2031-04-18 | 13.6 | 8.8 | 8.3 | 8.6 | 13 | 6.5 | 7.7 | 4 | 18 | 2031 | 2031-04-18 | 7 | 5.5 | 6 | 0.5 | 1.5 | 0 | 1
4 | 19 | 2031 | 2031-04-19 | 11.2 | 8.3 | 7.6 | 7 | 11.5 | 4.7 | 7.5 | 4 | 19 | 2031 | 2031-04-19 | 0.5 | 7 | 7.5 | 0 | 0 | 0 | 0
4 | 20 | 2031 | 2031-04-20 | 11.9 | 8 | 9.2 | 8.2 | 12 | 5.9 | 8 | 4 | 20 | 2031 | 2031-04-20 | 8 | 10 | 7.5 | 5.5 | 9 | 3 | 0
4 | 21 | 2031 | 2031-04-21 | 12.3 | 7.6 | 10.1 | 8.3 | 13.3 | 5.8 | 8.4 | 4 | 21 | 2031 | 2031-04-21 | 7.5 | 9 | 10.5 | 5.5 | 12 | 4 | 1.5
4 | 22 | 2031 | 2031-04-22 | 12.2 | 7.4 | 9.8 | 8.1 | 11.9 | 6.2 | 8.4 | 4 | 22 | 2031 | 2031-04-22 | 10.5 | 9 | 13 | 5.5 | 8 | 2 | 6
4 | 23 | 2031 | 2031-04-23 | 11.5 | 7.7 | 9 | 7 | 11.8 | 5.9 | 7.4 | 4 | 23 | 2031 | 2031-04-23 | 1.5 | 6 | 4.5 | 0 | 0 | 0 | 0
4 | 24 | 2031 | 2031-04-24 | 10.6 | 7.5 | 8.5 | 6.1 | 10.2 | 4.5 | 7 | 4 | 24 | 2031 | 2031-04-24 | 4 | 9.5 | 11 | 4 | 4.5 | 2.5 | 1.5
4 | 25 | 2031 | 2031-04-25 | 10.3 | 7.9 | 8.5 | 6.7 | 11 | 4.8 | 7.4 | 4 | 25 | 2031 | 2031-04-25 | 12 | 13 | 8 | 8 | 10.5 | 3.5 | 7
4 | 26 | 2031 | 2031-04-26 | 11.1 | 6.6 | 8.2 | 7 | 12.1 | 4.9 | 6.9 | 4 | 26 | 2031 | 2031-04-26 | 8 | 9.5 | 9 | 3.5 | 7 | 0 | 0
4 | 27 | 2031 | 2031-04-27 | 10.4 | 6.4 | 8.7 | 6.3 | 11.7 | 4.8 | 6 | 4 | 27 | 2031 | 2031-04-27 | 12.5 | 11 | 16 | 10.5 | 13.5 | 8.5 | 12
4 | 28 | 2031 | 2031-04-28 | 11 | 6.4 | 8.2 | 5.9 | 11 | 4.6 | 6.2 | 4 | 28 | 2031 | 2031-04-28 | 19.5 | 13 | 15.5 | 17 | 20 | 11.5 | 12.5
4 | 29 | 2031 | 2031-04-29 | 9.4 | 6.6 | 7.7 | 4.7 | 10.5 | 3.6 | 5.2 | 4 | 29 | 2031 | 2031-04-29 | 22 | 10 | 6.5 | 15.5 | 18 | 12.5 | 7.5
4 | 30 | 2031 | 2031-04-30 | 8.6 | 5.7 | 6.7 | 4.4 | 10.3 | 3.1 | 4.5 | 4 | 30 | 2031 | 2031-04-30 | 18 | 9.5 | 5.5 | 16 | 18.5 | 11.5 | 10.5
5 | 1 | 2031 | 2031-05-01 | 9.8 | 5.5 | 7.7 | 4.8 | 11 | 3.9 | 5.5 | 5 | 1 | 2031 | 2031-05-01 | 18.5 | 6 | 11.5 | 13 | 15.5 | 6.5 | 11.5
5 | 2 | 2031 | 2031-05-02 | 10.9 | 6.4 | 7.9 | 5.9 | 11 | 4.1 | 5.6 | 5 | 2 | 2031 | 2031-05-02 | 15.5 | 6.5 | 12.5 | 7 | 13.5 | 6.5 | 5
5 | 3 | 2031 | 2031-05-03 | 9 | 6.8 | 7.8 | 5.9 | 11 | 4.3 | 4.9 | 5 | 3 | 2031 | 2031-05-03 | 9.5 | 5 | 11 | 6.5 | 6.5 | 2 | 5.5
5 | 4 | 2031 | 2031-05-04 | 8.9 | 5.5 | 7 | 5 | 9.2 | 3.8 | 5.1 | 5 | 4 | 2031 | 2031-05-04 | 6.5 | 8 | 8.5 | 3.5 | 4 | 0 | 2
5 | 5 | 2031 | 2031-05-05 | 9.8 | 4.8 | 6.2 | 4.6 | 9.4 | 2.7 | 4.2 | 5 | 5 | 2031 | 2031-05-05 | 3 | 5 | 6 | 0 | 1 | 0 | 0
5 | 6 | 2031 | 2031-05-06 | 8.9 | 4.9 | 6 | 4.2 | 9.7 | 2.5 | 4.3 | 5 | 6 | 2031 | 2031-05-06 | 1.5 | 2 | 3 | 0.5 | 2.5 | 0 | 0
5 | 7 | 2031 | 2031-05-07 | 8 | 4.1 | 5.6 | 3.3 | 8.9 | 2.6 | 2.9 | 5 | 7 | 2031 | 2031-05-07 | 3.5 | 3 | 2 | 0 | 1 | 0 | 0
5 | 8 | 2031 | 2031-05-08 | 9.5 | 4.3 | 6.1 | 3.3 | 8.9 | 2.7 | 2.7 | 5 | 8 | 2031 | 2031-05-08 | 4 | 1.5 | 2 | 0 | 2 | 0 | 0
5 | 9 | 2031 | 2031-05-09 | 8.4 | 4.9 | 5.7 | 3.8 | 9.2 | 2.9 | 3.1 | 5 | 9 | 2031 | 2031-05-09 | 4.5 | 0 | 0 | 0 | 5.5 | 0 | 0
5 | 10 | 2031 | 2031-05-10 | 9.2 | 5.1 | 5.9 | 4.4 | 10 | 3 | 3.7 | 5 | 10 | 2031 | 2031-05-10 | 5.5 | 0 | 0 | 0 | 1.5 | 0 | 0
5 | 11 | 2031 | 2031-05-11 | 8.9 | 5 | 6.5 | 3.5 | 10.3 | 2.7 | 3.6 | 5 | 11 | 2031 | 2031-05-11 | 0 | 0 | 0 | 0 | 0 | 0 | 0
5 | 12 | 2031 | 2031-05-12 | 9.3 | 5.1 | 6.9 | 3.4 | 9.6 | 2.3 | 4.5 | 5 | 12 | 2031 | 2031-05-12 | 0 | 4 | 3 | 0 | 0 | 0 | 0
5 | 13 | 2031 | 2031-05-13 | 8.8 | 4.7 | 6 | 3.4 | 8.5 | 2.3 | 4.1 | 5 | 13 | 2031 | 2031-05-13 | 0 | 7.5 | 5 | 0 | 1 | 0 | 0
5 | 14 | 2031 | 2031-05-14 | 9.2 | 3.9 | 6.3 | 3.4 | 9.4 | 2.4 | 3.5 | 5 | 14 | 2031 | 2031-05-14 | 0 | 5.5 | 8.5 | 1 | 5 | 0 | 0.5
5 | 15 | 2031 | 2031-05-15 | 7 | 4.5 | 6.7 | 3.3 | 7.7 | 2 | 3.8 | 5 | 15 | 2031 | 2031-05-15 | 5.5 | 2 | 6 | 4.5 | 5 | 1 | 10
5 | 16 | 2031 | 2031-05-16 | 6.3 | 4.7 | 6.8 | 3 | 7.3 | 1.5 | 3.5 | 5 | 16 | 2031 | 2031-05-16 | 11 | 2.5 | 4.5 | 4.5 | 3.5 | 3 | 0.5
5 | 17 | 2031 | 2031-05-17 | 7.2 | 4.6 | 5.8 | 3.6 | 7.1 | 2 | 3.6 | 5 | 17 | 2031 | 2031-05-17 | 10 | 4.5 | 4 | 4.5 | 7.5 | 3.5 | 0
5 | 18 | 2031 | 2031-05-18 | 6.1 | 3.7 | 5.4 | 2.2 | 5.8 | 1.2 | 2.7 | 5 | 18 | 2031 | 2031-05-18 | 10.5 | 1.5 | 3.5 | 4.5 | 7.5 | 1.5 | 6.5
5 | 19 | 2031 | 2031-05-19 | 4.6 | 3.8 | 4.5 | 1.5 | 4.5 | 0.9 | 2.1 | 5 | 19 | 2031 | 2031-05-19 | 6.5 | 0.5 | 0.5 | 3.5 | 12.5 | 0 | 0
5 | 20 | 2031 | 2031-05-20 | 5.5 | 3.4 | 4.4 | 2.1 | 5 | 1.1 | 2.5 | 5 | 20 | 2031 | 2031-05-20 | 4.5 | 4.5 | 7 | 4 | 12.5 | 1.5 | 2
5 | 21 | 2031 | 2031-05-21 | 5.6 | 4.3 | 5.2 | 2.7 | 6.4 | 1.7 | 2.9 | 5 | 21 | 2031 | 2031-05-21 | 9 | 4 | 5 | 8 | 13 | 6 | 2.5
5 | 22 | 2031 | 2031-05-22 | 5.8 | 3.6 | 5.3 | 2.2 | 6.9 | 1.3 | 3.3 | 5 | 22 | 2031 | 2031-05-22 | 5 | 0.5 | 1 | 4.5 | 5.5 | 0 | 0
5 | 23 | 2031 | 2031-05-23 | 5.5 | 3 | 4.2 | 1.7 | 5.9 | 0.8 | 1.5 | 5 | 23 | 2031 | 2031-05-23 | 5 | 0 | 0 | 0 | 0 | 0 | 0
5 | 24 | 2031 | 2031-05-24 | 4.6 | 3 | 4.5 | 2.5 | 5.7 | 1.3 | 2.4 | 5 | 24 | 2031 | 2031-05-24 | 9 | 2.5 | 6 | 0.5 | 2.5 | 0 | 0
5 | 25 | 2031 | 2031-05-25 | 4 | 3 | 4.1 | 1.6 | 5.4 | 1.3 | 1.8 | 5 | 25 | 2031 | 2031-05-25 | 5.5 | 6 | 8.5 | 1.5 | 10.5 | 0 | 1
5 | 26 | 2031 | 2031-05-26 | 3.5 | 2.6 | 3.5 | 0.8 | 4.6 | 0.6 | 1.6 | 5 | 26 | 2031 | 2031-05-26 | 2 | 2.5 | 3.5 | 2.5 | 7 | 0 | 0
5 | 27 | 2031 | 2031-05-27 | 4.7 | 3.1 | 4 | 1.5 | 5.4 | 0.6 | 1.5 | 5 | 27 | 2031 | 2031-05-27 | 4.5 | 0 | 0 | 0 | 0.5 | 0 | 0
5 | 28 | 2031 | 2031-05-28 | 5.8 | 3.6 | 4.2 | 2.3 | 5.8 | 1.6 | 2.8 | 5 | 28 | 2031 | 2031-05-28 | 0 | 0.5 | 2 | 0 | 0 | 0 | 0
5 | 29 | 2031 | 2031-05-29 | 5.2 | 3 | 3.8 | 2 | 5.2 | 1.2 | 2.4 | 5 | 29 | 2031 | 2031-05-29 | 0 | 1 | 1 | 0 | 0 | 0 | 0
5 | 30 | 2031 | 2031-05-30 | 3.3 | 1.9 | 2.3 | 1.1 | 2.8 | 0.9 | 1.4 | 5 | 30 | 2031 | 2031-05-30 | 0 | 0 | 0 | 0 | 0.5 | 0 | 0
5 | 31 | 2031 | 2031-05-31 | 2.1 | 1.8 | 2 | 0.7 | 2.1 | 0.5 | 0.5 | 5 | 31 | 2031 | 2031-05-31 | 0 | 0 | 0 | 0 | 0 | 0 | 0
6 | 1 | 2031 | 2031-06-01 | 2.4 | 2.1 | 2.1 | 0.8 | 3.2 | 0.2 | 0.7 | 6 | 1 | 2031 | 2031-06-01 | 0 | 0 | 0 | 0 | 0 | 0 | 0
6 | 2 | 2031 | 2031-06-02 | 2.6 | 1.8 | 2.2 | 0.4 | 3.2 | 0.2 | 0.3 | 6 | 2 | 2031 | 2031-06-02 | 0 | 0 | 0.5 | 0 | 0 | 0 | 0
6 | 3 | 2031 | 2031-06-03 | 2 | 1.5 | 1.6 | 0.6 | 2.6 | 0.2 | 0.1 | 6 | 3 | 2031 | 2031-06-03 | 0 | 1 | 1.5 | 0 | 0 | 0 | 0
6 | 4 | 2031 | 2031-06-04 | 2.7 | 1.2 | 1.3 | 0.4 | 2.7 | 0.3 | 0.3 | 6 | 4 | 2031 | 2031-06-04 | 2 | 3 | 4.5 | 0 | 0 | 0 | 0
6 | 5 | 2031 | 2031-06-05 | 3.2 | 1.5 | 2.1 | 0.5 | 2.4 | 0.3 | 0.8 | 6 | 5 | 2031 | 2031-06-05 | 0 | 2.5 | 6.5 | 0 | 0 | 0 | 0
6 | 6 | 2031 | 2031-06-06 | 3.4 | 1.5 | 2.2 | 0.7 | 2.8 | 0.5 | 0.9 | 6 | 6 | 2031 | 2031-06-06 | 7.5 | 3 | 7.5 | 2 | 6.5 | 0.5 | 1.5
6 | 7 | 2031 | 2031-06-07 | 2.9 | 1.2 | 1.7 | 0.4 | 3 | 0 | 0.4 | 6 | 7 | 2031 | 2031-06-07 | 13.5 | 4.5 | 9 | 6 | 12.5 | 3.5 | 8.5
6 | 8 | 2031 | 2031-06-08 | 2.2 | 0.8 | 1.4 | 0.2 | 2.4 | 0.1 | 0.2 | 6 | 8 | 2031 | 2031-06-08 | 9 | 2 | 3 | 2 | 9.5 | 0 | 3
6 | 9 | 2031 | 2031-06-09 | 2.2 | 0.6 | 0.8 | 0.2 | 2.2 | 0 | 0.1 | 6 | 9 | 2031 | 2031-06-09 | 6 | 3.5 | 2 | 0 | 0.5 | 0 | 0
6 | 10 | 2031 | 2031-06-10 | 2.2 | 1 | 1.2 | 0.2 | 2.6 | 0.1 | 0.5 | 6 | 10 | 2031 | 2031-06-10 | 0 | 0 | 0 | 0 | 0 | 0 | 0
6 | 11 | 2031 | 2031-06-11 | 2.5 | 1.2 | 1.7 | 0.5 | 3 | 0.5 | 0.5 | 6 | 11 | 2031 | 2031-06-11 | 0 | 0 | 0 | 0 | 0 | 0 | 0
6 | 12 | 2031 | 2031-06-12 | 3 | 1.3 | 1.7 | 0.8 | 3.9 | 0.4 | 0.5 | 6 | 12 | 2031 | 2031-06-12 | 0 | 0 | 0 | 0 | 0 | 0 | 0
6 | 13 | 2031 | 2031-06-13 | 2.4 | 0.9 | 1.6 | 0.1 | 2.6 | 0.1 | 0.3 | 6 | 13 | 2031 | 2031-06-13 | 0 | 0 | 0 | 0 | 0 | 0 | 0
6 | 14 | 2031 | 2031-06-14 | 2.7 | 1.1 | 1.7 | 0.4 | 2.4 | 0.4 | 0.5 | 6 | 14 | 2031 | 2031-06-14 | 0 | 0 | 2 | 0 | 0 | 0 | 0
6 | 15 | 2031 | 2031-06-15 | 2.8 | 1.4 | 1.9 | 0.2 | 2.4 | 0.2 | 0.5 | 6 | 15 | 2031 | 2031-06-15 | 0 | 0 | 1 | 0 | 0 | 0 | 0
6 | 16 | 2031 | 2031-06-16 | 2 | 1.7 | 2.6 | 0.2 | 3.3 | 0.1 | 0.9 | 6 | 16 | 2031 | 2031-06-16 | 0 | 0 | 0 | 0 | 0 | 0 | 0
6 | 17 | 2031 | 2031-06-17 | 2.8 | 1.3 | 2.3 | 0.8 | 4.2 | 0.3 | 0.9 | 6 | 17 | 2031 | 2031-06-17 | 0 | 0 | 0 | 0 | 0 | 0 | 0
6 | 18 | 2031 | 2031-06-18 | 2.1 | 1.1 | 1.4 | 0.4 | 2.9 | 0.2 | 0.4 | 6 | 18 | 2031 | 2031-06-18 | 0 | 0 | 0 | 0 | 0 | 0 | 0
6 | 19 | 2031 | 2031-06-19 | 1.2 | 0.9 | 1.1 | 0 | 1.8 | 0 | 0.1 | 6 | 19 | 2031 | 2031-06-19 | 1.5 | 1 | 2 | 0 | 1.5 | 0 | 0
6 | 20 | 2031 | 2031-06-20 | 2.2 | 1 | 1.4 | 0.1 | 2 | 0 | 0.3 | 6 | 20 | 2031 | 2031-06-20 | 9.5 | 2.5 | 3.5 | 1 | 5.5 | 1 | 0
6 | 21 | 2031 | 2031-06-21 | 2 | 0.4 | 1.1 | 0 | 1.9 | 0 | 0.1 | 6 | 21 | 2031 | 2031-06-21 | 9.5 | 0 | 1 | 1.5 | 6 | 0 | 0
6 | 22 | 2031 | 2031-06-22 | 0.8 | 0.7 | 1.2 | 0 | 1.6 | 0 | 0.2 | 6 | 22 | 2031 | 2031-06-22 | 6.5 | 1 | 2.5 | 0 | 0 | 0 | 0
6 | 23 | 2031 | 2031-06-23 | 0.4 | 0.9 | 0.9 | 0 | 1.5 | 0 | 0.3 | 6 | 23 | 2031 | 2031-06-23 | 2 | 1 | 2.5 | 0 | 0.5 | 0 | 0
6 | 24 | 2031 | 2031-06-24 | 0.6 | 1.1 | 1.2 | 0 | 1.4 | 0 | 0.2 | 6 | 24 | 2031 | 2031-06-24 | 5 | 1 | 1 | 0 | 1.5 | 0 | 0
6 | 25 | 2031 | 2031-06-25 | 1.9 | 0.6 | 1 | 0 | 1.5 | 0 | 0.1 | 6 | 25 | 2031 | 2031-06-25 | 0 | 1 | 1.5 | 0 | 1.5 | 0 | 0
6 | 26 | 2031 | 2031-06-26 | 0.4 | 0.2 | 0.7 | 0 | 1.2 | 0 | 0.2 | 6 | 26 | 2031 | 2031-06-26 | 0 | 0 | 0 | 0 | 3 | 0 | 0
6 | 27 | 2031 | 2031-06-27 | 1.1 | 0.4 | 0.8 | 0 | 0.7 | 0 | 0 | 6 | 27 | 2031 | 2031-06-27 | 6 | 0 | 0 | 0 | 6 | 0 | 0
6 | 28 | 2031 | 2031-06-28 | 0.9 | 0.2 | 0.6 | 0 | 1 | 0 | 0.1 | 6 | 28 | 2031 | 2031-06-28 | 2.5 | 0 | 0 | 0 | 7 | 0 | 1
6 | 29 | 2031 | 2031-06-29 | 0.8 | 0.5 | 0.7 | 0.1 | 1.5 | 0 | 0.3 | 6 | 29 | 2031 | 2031-06-29 | 0 | 0 | 0 | 0 | 0 | 0 | 0
6 | 30 | 2031 | 2031-06-30 | 0.8 | 0.4 | 0.5 | 0 | 1.1 | 0 | 0.1 | 6 | 30 | 2031 | 2031-06-30 | 0 | 0 | 0 | 0 | 0 | 0 | 0
7 | 1 | 2031 | 2031-07-01 | 0.2 | 0.3 | 0.4 | 0 | 0.8 | 0 | 0 | 7 | 1 | 2031 | 2031-07-01 | 0 | 0 | 0 | 0 | 0 | 0 | 0
7 | 2 | 2031 | 2031-07-02 | 0.4 | 0.5 | 0.4 | 0 | 0.4 | 0 | 0 | 7 | 2 | 2031 | 2031-07-02 | 0 | 0.5 | 2.5 | 0 | 0 | 0 | 0
7 | 3 | 2031 | 2031-07-03 | 0.1 | 0.2 | 0.6 | 0 | 0.6 | 0 | 0 | 7 | 3 | 2031 | 2031-07-03 | 0 | 0 | 0 | 0 | 1 | 0 | 0
7 | 4 | 2031 | 2031-07-04 | 0 | 0.4 | 0.4 | 0 | 0.3 | 0 | 0 | 7 | 4 | 2031 | 2031-07-04 | 0 | 0 | 0 | 0 | 0 | 0 | 0
7 | 5 | 2031 | 2031-07-05 | 0 | 0.4 | 0.2 | 0 | 0 | 0 | 0 | 7 | 5 | 2031 | 2031-07-05 | 0 | 0 | 0 | 0 | 0 | 0 | 0
7 | 6 | 2031 | 2031-07-06 | 0.1 | 0.1 | 0.2 | 0 | 0.2 | 0 | 0 | 7 | 6 | 2031 | 2031-07-06 | 0 | 0 | 2.5 | 0 | 0 | 0 | 0
7 | 7 | 2031 | 2031-07-07 | 0 | 0.1 | 0.1 | 0 | 0.2 | 0 | 0 | 7 | 7 | 2031 | 2031-07-07 | 0 | 0 | 0 | 0 | 0 | 0 | 0
7 | 8 | 2031 | 2031-07-08 | 0 | 0.1 | 0 | 0 | 0 | 0 | 0 | 7 | 8 | 2031 | 2031-07-08 | 0 | 0 | 0 | 0 | 0 | 0 | 0
7 | 9 | 2031 | 2031-07-09 | 0 | 0.2 | 0 | 0 | 0.1 | 0 | 0 | 7 | 9 | 2031 | 2031-07-09 | 0 | 0 | 0 | 0 | 0 | 0 | 0
7 | 10 | 2031 | 2031-07-10 | 0 | 0.2 | 0.1 | 0.1 | 0.3 | 0 | 0 | 7 | 10 | 2031 | 2031-07-10 | 0 | 0 | 0 | 0 | 0 | 0 | 0
7 | 11 | 2031 | 2031-07-11 | 0 | 0.2 | 0.2 | 0 | 0.1 | 0 | 0 | 7 | 11 | 2031 | 2031-07-11 | 0 | 0 | 0 | 0 | 0 | 0 | 0
7 | 12 | 2031 | 2031-07-12 | 0 | 0.2 | 0.1 | 0 | 0.2 | 0 | 0 | 7 | 12 | 2031 | 2031-07-12 | 0 | 0 | 0 | 0 | 0 | 0 | 0
7 | 13 | 2031 | 2031-07-13 | 0 | 0 | 0 | 0 | 0.2 | 0 | 0 | 7 | 13 | 2031 | 2031-07-13 | 0 | 0 | 0 | 0 | 0 | 0 | 0
7 | 14 | 2031 | 2031-07-14 | 0 | 0.1 | 0 | 0 | 0.2 | 0 | 0 | 7 | 14 | 2031 | 2031-07-14 | 0 | 0 | 0 | 0 | 0 | 0 | 0
7 | 15 | 2031 | 2031-07-15 | 0 | 0.2 | 0.2 | 0 | 0.1 | 0 | 0.1 | 7 | 15 | 2031 | 2031-07-15 | 0 | 0 | 0 | 0 | 0 | 0 | 0
7 | 16 | 2031 | 2031-07-16 | 0 | 0 | 0 | 0 | 0 | 0 | 0 | 7 | 16 | 2031 | 2031-07-16 | 0 | 0 | 0 | 0 | 0 | 0 | 0
7 | 17 | 2031 | 2031-07-17 | 0 | 0 | 0 | 0 | 0 | 0 | 0 | 7 | 17 | 2031 | 2031-07-17 | 0 | 0 | 0 | 0 | 0 | 0 | 0
7 | 18 | 2031 | 2031-07-18 | 0 | 0 | 0 | 0 | 0.1 | 0 | 0 | 7 | 18 | 2031 | 2031-07-18 | 0 | 0 | 0 | 0 | 0 | 0 | 0
7 | 19 | 2031 | 2031-07-19 | 0 | 0 | 0 | 0 | 0 | 0 | 0 | 7 | 19 | 2031 | 2031-07-19 | 0 | 0 | 0 | 0 | 2 | 0 | 0
7 | 20 | 2031 | 2031-07-20 | 0 | 0 | 0.1 | 0 | 0 | 0 | 0 | 7 | 20 | 2031 | 2031-07-20 | 0 | 0 | 0 | 0 | 0 | 0 | 0
7 | 21 | 2031 | 2031-07-21 | 0 | 0 | 0.1 | 0 | 0 | 0 | 0 | 7 | 21 | 2031 | 2031-07-21 | 0 | 0 | 0 | 0 | 0 | 0 | 0
7 | 22 | 2031 | 2031-07-22 | 0 | 0 | 0.3 | 0 | 0.2 | 0 | 0 | 7 | 22 | 2031 | 2031-07-22 | 0 | 0 | 0 | 0 | 0 | 0 | 0
7 | 23 | 2031 | 2031-07-23 | 0.1 | 0.1 | 0.1 | 0 | 0.2 | 0 | 0 | 7 | 23 | 2031 | 2031-07-23 | 0 | 0 | 0 | 0 | 0 | 0 | 0
7 | 24 | 2031 | 2031-07-24 | 0 | 0 | 0.1 | 0 | 0 | 0 | 0 | 7 | 24 | 2031 | 2031-07-24 | 0 | 0 | 0 | 0 | 0 | 0 | 0
7 | 25 | 2031 | 2031-07-25 | 0.1 | 0 | 0.1 | 0 | 0 | 0 | 0 | 7 | 25 | 2031 | 2031-07-25 | 0 | 0 | 0 | 0 | 0 | 0 | 0
7 | 26 | 2031 | 2031-07-26 | 0.1 | 0 | 0.2 | 0 | 0 | 0 | 0 | 7 | 26 | 2031 | 2031-07-26 | 0 | 0 | 0 | 0 | 0 | 0 | 0
7 | 27 | 2031 | 2031-07-27 | 0.1 | 0 | 0.2 | 0 | 0 | 0 | 0 | 7 | 27 | 2031 | 2031-07-27 | 0 | 0 | 0 | 0 | 0 | 0 | 0
7 | 28 | 2031 | 2031-07-28 | 0 | 0 | 0.1 | 0 | 0 | 0 | 0 | 7 | 28 | 2031 | 2031-07-28 | 0 | 0 | 0 | 0 | 0 | 0 | 0
7 | 29 | 2031 | 2031-07-29 | 0 | 0 | 0 | 0 | 0.1 | 0 | 0 | 7 | 29 | 2031 | 2031-07-29 | 0 | 0 | 0 | 0 | 0 | 0 | 0
7 | 30 | 2031 | 2031-07-30 | 0 | 0.1 | 0 | 0 | 0 | 0 | 0 | 7 | 30 | 2031 | 2031-07-30 | 0 | 0 | 0 | 0 | 0 | 0 | 0
7 | 31 | 2031 | 2031-07-31 | 0 | 0.1 | 0.1 | 0 | 0 | 0 | 0 | 7 | 31 | 2031 | 2031-07-31 | 0 | 0 | 0 | 0 | 0 | 0 | 0
8 | 1 | 2031 | 2031-08-01 | 0 | 0.1 | 0 | 0 | 0 | 0 | 0 | 8 | 1 | 2031 | 2031-08-01 | 0 | 0 | 0 | 0 | 0 | 0 | 0
8 | 2 | 2031 | 2031-08-02 | 0.1 | 0.1 | 0 | 0 | 0 | 0 | 0 | 8 | 2 | 2031 | 2031-08-02 | 0 | 0 | 0 | 0 | 0 | 0 | 0
8 | 3 | 2031 | 2031-08-03 | 0 | 0 | 0.1 | 0 | 0 | 0 | 0 | 8 | 3 | 2031 | 2031-08-03 | 0 | 0 | 0 | 0 | 0 | 0 | 0
8 | 4 | 2031 | 2031-08-04 | 0 | 0.3 | 0 | 0 | 0 | 0 | 0 | 8 | 4 | 2031 | 2031-08-04 | 0 | 0 | 0 | 0 | 0 | 0 | 0
8 | 5 | 2031 | 2031-08-05 | 0 | 0.1 | 0.1 | 0 | 0.2 | 0 | 0 | 8 | 5 | 2031 | 2031-08-05 | 0 | 0 | 0 | 0 | 0 | 0 | 0
8 | 6 | 2031 | 2031-08-06 | 0 | 0.1 | 0.1 | 0 | 0.4 | 0 | 0 | 8 | 6 | 2031 | 2031-08-06 | 0 | 0 | 0 | 0 | 0 | 0 | 0
8 | 7 | 2031 | 2031-08-07 | 0 | 0.1 | 0 | 0 | 0.2 | 0 | 0 | 8 | 7 | 2031 | 2031-08-07 | 0 | 0 | 0 | 0 | 0 | 0 | 0
8 | 8 | 2031 | 2031-08-08 | 0.4 | 0 | 0 | 0 | 0 | 0 | 0 | 8 | 8 | 2031 | 2031-08-08 | 0 | 0 | 0 | 0 | 0 | 0 | 0
8 | 9 | 2031 | 2031-08-09 | 0 | 0.2 | 0.1 | 0 | 0 | 0 | 0 | 8 | 9 | 2031 | 2031-08-09 | 0 | 0 | 0 | 0 | 0 | 0 | 0
8 | 10 | 2031 | 2031-08-10 | 0 | 0 | 0.1 | 0 | 0.1 | 0 | 0 | 8 | 10 | 2031 | 2031-08-10 | 0 | 0 | 0 | 0 | 0 | 0 | 0
8 | 11 | 2031 | 2031-08-11 | 0.1 | 0 | 0.2 | 0 | 0.3 | 0 | 0 | 8 | 11 | 2031 | 2031-08-11 | 0 | 0 | 0 | 0 | 0 | 0 | 0
8 | 12 | 2031 | 2031-08-12 | 0 | 0.5 | 0.2 | 0 | 0.3 | 0 | 0 | 8 | 12 | 2031 | 2031-08-12 | 0 | 0 | 0 | 0 | 0 | 0 | 0
8 | 13 | 2031 | 2031-08-13 | 0 | 0.2 | 0.1 | 0 | 0.2 | 0 | 0 | 8 | 13 | 2031 | 2031-08-13 | 0 | 0 | 0 | 0 | 0 | 0 | 0
8 | 14 | 2031 | 2031-08-14 | 0.1 | 0.3 | 0.1 | 0.1 | 0.1 | 0 | 0 | 8 | 14 | 2031 | 2031-08-14 | 0 | 0 | 0 | 0 | 0 | 0 | 0
8 | 15 | 2031 | 2031-08-15 | 0.2 | 0 | 0 | 0 | 0 | 0 | 0 | 8 | 15 | 2031 | 2031-08-15 | 0 | 0 | 0 | 0 | 0 | 0 | 0
8 | 16 | 2031 | 2031-08-16 | 0 | 0 | 0 | 0 | 0 | 0 | 0 | 8 | 16 | 2031 | 2031-08-16 | 0 | 0 | 0 | 0 | 0 | 0 | 0
8 | 17 | 2031 | 2031-08-17 | 0 | 0 | 0 | 0 | 0 | 0 | 0 | 8 | 17 | 2031 | 2031-08-17 | 0 | 0 | 0 | 0 | 0 | 0 | 0
8 | 18 | 2031 | 2031-08-18 | 0 | 0.1 | 0 | 0 | 0.1 | 0 | 0 | 8 | 18 | 2031 | 2031-08-18 | 0 | 0 | 0 | 0 | 0 | 0 | 0
8 | 19 | 2031 | 2031-08-19 | 0.3 | 0.1 | 0.2 | 0 | 0.2 | 0 | 0 | 8 | 19 | 2031 | 2031-08-19 | 0 | 0 | 0 | 0 | 0 | 0 | 0
8 | 20 | 2031 | 2031-08-20 | 0.4 | 0 | 0.2 | 0 | 0.3 | 0 | 0 | 8 | 20 | 2031 | 2031-08-20 | 0 | 0 | 0 | 0 | 0 | 0 | 0
8 | 21 | 2031 | 2031-08-21 | 0.1 | 0.1 | 0 | 0 | 0.2 | 0 | 0 | 8 | 21 | 2031 | 2031-08-21 | 0 | 0 | 0 | 0 | 0 | 0 | 0
8 | 22 | 2031 | 2031-08-22 | 0 | 0.3 | 0.2 | 0 | 0.3 | 0 | 0 | 8 | 22 | 2031 | 2031-08-22 | 0 | 0 | 0 | 0 | 0 | 0 | 0
8 | 23 | 2031 | 2031-08-23 | 0.2 | 0.2 | 0.2 | 0 | 0.2 | 0 | 0.1 | 8 | 23 | 2031 | 2031-08-23 | 0 | 0 | 0 | 0 | 0 | 0 | 0
8 | 24 | 2031 | 2031-08-24 | 0.2 | 0.1 | 0.1 | 0 | 0.2 | 0 | 0 | 8 | 24 | 2031 | 2031-08-24 | 0 | 0 | 0 | 0 | 0 | 0 | 0
8 | 25 | 2031 | 2031-08-25 | 0 | 0.1 | 0.1 | 0 | 0.1 | 0 | 0 | 8 | 25 | 2031 | 2031-08-25 | 0 | 0 | 0 | 0 | 0 | 0 | 0
8 | 26 | 2031 | 2031-08-26 | 0 | 0.2 | 0 | 0 | 0.2 | 0 | 0.1 | 8 | 26 | 2031 | 2031-08-26 | 0 | 0 | 0 | 0 | 0 | 0 | 0
8 | 27 | 2031 | 2031-08-27 | 0.1 | 0.1 | 0.1 | 0 | 0.3 | 0 | 0.1 | 8 | 27 | 2031 | 2031-08-27 | 0 | 0 | 0 | 0 | 0 | 0 | 0
8 | 28 | 2031 | 2031-08-28 | 0.3 | 0.2 | 0.1 | 0.1 | 0.8 | 0 | 0 | 8 | 28 | 2031 | 2031-08-28 | 0 | 0 | 0 | 0 | 0 | 0 | 0
8 | 29 | 2031 | 2031-08-29 | 0.4 | 0.5 | 0.4 | 0 | 1 | 0 | 0.1 | 8 | 29 | 2031 | 2031-08-29 | 0 | 0 | 0 | 0 | 0 | 0 | 0
8 | 30 | 2031 | 2031-08-30 | 0.9 | 0.6 | 0.9 | 0.2 | 1.8 | 0.1 | 0.4 | 8 | 30 | 2031 | 2031-08-30 | 0 | 0 | 0 | 0 | 0 | 0 | 0
8 | 31 | 2031 | 2031-08-31 | 0.7 | 0.8 | 0.6 | 0.2 | 1.6 | 0 | 0.4 | 8 | 31 | 2031 | 2031-08-31 | 0 | 0 | 0 | 0 | 0 | 0 | 0
9 | 1 | 2031 | 2031-09-01 | 0.8 | 0.4 | 0.4 | 0 | 1.2 | 0 | 0 | 9 | 1 | 2031 | 2031-09-01 | 0 | 0 | 0 | 0 | 0 | 0 | 0
9 | 2 | 2031 | 2031-09-02 | 1.1 | 0.1 | 0.3 | 0.1 | 1.5 | 0 | 0.1 | 9 | 2 | 2031 | 2031-09-02 | 0 | 0 | 0 | 0 | 0 | 0 | 0
9 | 3 | 2031 | 2031-09-03 | 1.7 | 0.1 | 0.4 | 0.1 | 1.4 | 0.2 | 0.2 | 9 | 3 | 2031 | 2031-09-03 | 0 | 0 | 0 | 0 | 0 | 0 | 0
9 | 4 | 2031 | 2031-09-04 | 1.5 | 0.4 | 0.3 | 0.1 | 1 | 0 | 0 | 9 | 4 | 2031 | 2031-09-04 | 0 | 0 | 0 | 0 | 0 | 0 | 0
9 | 5 | 2031 | 2031-09-05 | 1.8 | 0.3 | 0.7 | 0 | 1.8 | 0 | 0.6 | 9 | 5 | 2031 | 2031-09-05 | 0 | 0 | 0 | 0 | 0 | 0 | 0
9 | 6 | 2031 | 2031-09-06 | 2.4 | 0.5 | 0.3 | 0.2 | 1.5 | 0.1 | 0.9 | 9 | 6 | 2031 | 2031-09-06 | 0 | 0 | 0 | 0 | 0 | 0 | 0
9 | 7 | 2031 | 2031-09-07 | 1.8 | 0.2 | 0.3 | 0.4 | 1.4 | 0.1 | 0.9 | 9 | 7 | 2031 | 2031-09-07 | 0 | 0 | 0 | 0 | 0 | 0 | 0
9 | 8 | 2031 | 2031-09-08 | 2.3 | 0.3 | 1 | 0.4 | 1.9 | 0.2 | 1.1 | 9 | 8 | 2031 | 2031-09-08 | 2.5 | 0 | 0 | 0 | 1 | 0 | 0
9 | 9 | 2031 | 2031-09-09 | 2.1 | 0.3 | 0.5 | 0.1 | 1.6 | 0 | 0.9 | 9 | 9 | 2031 | 2031-09-09 | 0 | 0 | 0.5 | 0 | 1.5 | 0 | 0
9 | 10 | 2031 | 2031-09-10 | 1.6 | 1.1 | 1 | 0.2 | 1.7 | 0 | 0.8 | 9 | 10 | 2031 | 2031-09-10 | 4.5 | 0 | 0 | 0 | 1 | 0 | 0
9 | 11 | 2031 | 2031-09-11 | 2.2 | 1 | 1.7 | 0.2 | 2.9 | 0 | 1.1 | 9 | 11 | 2031 | 2031-09-11 | 2.5 | 0 | 0.5 | 0 | 2 | 0 | 0
9 | 12 | 2031 | 2031-09-12 | 3.1 | 1.1 | 1.7 | 0.5 | 3.5 | 0.2 | 1.2 | 9 | 12 | 2031 | 2031-09-12 | 0 | 0 | 0 | 0 | 0 | 0 | 0
9 | 13 | 2031 | 2031-09-13 | 3.3 | 0.7 | 1.1 | 0.1 | 2.4 | 0 | 1 | 9 | 13 | 2031 | 2031-09-13 | 0 | 0 | 0 | 0 | 0 | 0 | 0
9 | 14 | 2031 | 2031-09-14 | 2.4 | 0.4 | 0.7 | 0.2 | 1.2 | 0 | 0.2 | 9 | 14 | 2031 | 2031-09-14 | 0 | 0 | 0 | 0 | 0 | 0 | 0
9 | 15 | 2031 | 2031-09-15 | 2.5 | 0.6 | 0.8 | 0 | 1.7 | 0 | 0.4 | 9 | 15 | 2031 | 2031-09-15 | 0 | 0.5 | 3.5 | 0 | 0 | 0 | 1
9 | 16 | 2031 | 2031-09-16 | 1.9 | 0.5 | 0.8 | 0 | 1.3 | 0.1 | 0.3 | 9 | 16 | 2031 | 2031-09-16 | 5 | 0.5 | 0.5 | 4.5 | 5.5 | 1.5 | 2.5
9 | 17 | 2031 | 2031-09-17 | 3.3 | 1.3 | 1.7 | 0.6 | 2.8 | 0.4 | 1.3 | 9 | 17 | 2031 | 2031-09-17 | 5.5 | 0 | 3.5 | 1.5 | 11 | 0 | 7
9 | 18 | 2031 | 2031-09-18 | 3.9 | 1.1 | 1.4 | 0.4 | 2.5 | 0.5 | 1 | 9 | 18 | 2031 | 2031-09-18 | 4.5 | 0 | 2.5 | 0 | 7.5 | 0 | 2.5
9 | 19 | 2031 | 2031-09-19 | 2.7 | 1.8 | 1.5 | 0.5 | 2.9 | 0.2 | 0.8 | 9 | 19 | 2031 | 2031-09-19 | 7.5 | 4.5 | 5 | 0 | 4 | 0 | 1.5
9 | 20 | 2031 | 2031-09-20 | 3.9 | 1.6 | 1.5 | 0.6 | 2.9 | 0.4 | 0.9 | 9 | 20 | 2031 | 2031-09-20 | 8.5 | 0 | 0 | 0 | 5 | 0 | 0
9 | 21 | 2031 | 2031-09-21 | 3.3 | 1.9 | 1.8 | 0.8 | 3.1 | 0.5 | 1.4 | 9 | 21 | 2031 | 2031-09-21 | 6.5 | 0 | 2 | 0 | 3 | 0 | 0
9 | 22 | 2031 | 2031-09-22 | 3.2 | 2.1 | 2 | 0.8 | 2.2 | 0.5 | 0.9 | 9 | 22 | 2031 | 2031-09-22 | 5.5 | 0 | 1 | 0 | 5.5 | 0 | 2
9 | 23 | 2031 | 2031-09-23 | 4.3 | 1.6 | 1.7 | 0.8 | 2.5 | 0.4 | 1.2 | 9 | 23 | 2031 | 2031-09-23 | 2 | 1 | 4.5 | 0 | 2.5 | 0 | 3
9 | 24 | 2031 | 2031-09-24 | 3.8 | 1.4 | 1.1 | 0.7 | 2.8 | 0.3 | 1.3 | 9 | 24 | 2031 | 2031-09-24 | 0 | 0 | 0 | 0 | 0 | 0 | 0
9 | 25 | 2031 | 2031-09-25 | 4.1 | 2 | 1.9 | 0.6 | 2.8 | 0.3 | 1.2 | 9 | 25 | 2031 | 2031-09-25 | 4.5 | 0.5 | 2 | 1.5 | 3.5 | 0 | 0
9 | 26 | 2031 | 2031-09-26 | 4.4 | 2.7 | 2.8 | 1.4 | 4.5 | 1.1 | 2 | 9 | 26 | 2031 | 2031-09-26 | 9 | 3 | 0 | 0 | 0 | 0 | 0
9 | 27 | 2031 | 2031-09-27 | 4.9 | 2.9 | 2.3 | 1.1 | 3.8 | 0.7 | 2 | 9 | 27 | 2031 | 2031-09-27 | 7.5 | 6.5 | 5.5 | 4.5 | 9 | 0.5 | 5
9 | 28 | 2031 | 2031-09-28 | 3.3 | 2.5 | 3 | 0.8 | 3.1 | 0.4 | 2.2 | 9 | 28 | 2031 | 2031-09-28 | 16.5 | 6.5 | 8.5 | 13 | 16 | 13 | 16
9 | 29 | 2031 | 2031-09-29 | 5.5 | 2.9 | 2.7 | 1.5 | 5.3 | 0.8 | 2.6 | 9 | 29 | 2031 | 2031-09-29 | 21 | 6 | 11 | 20.5 | 19 | 17 | 17.5
9 | 30 | 2031 | 2031-09-30 | 6 | 3.4 | 3.4 | 2.8 | 5.6 | 1.4 | 3.9 | 9 | 30 | 2031 | 2031-09-30 | 20 | 12 | 14 | 19.5 | 20 | 17.5 | 14.5
10 | 1 | 2031 | 2031-10-01 | 7.4 | 3.9 | 3.5 | 3.3 | 6.1 | 2.1 | 3.7 | 10 | 1 | 2031 | 2031-10-01 | 19.5 | 11.5 | 13.5 | 13.5 | 20 | 10 | 17
10 | 2 | 2031 | 2031-10-02 | 7 | 3.7 | 3.3 | 3 | 6.4 | 2 | 3.6 | 10 | 2 | 2031 | 2031-10-02 | 20.5 | 8 | 13 | 13.5 | 19.5 | 9.5 | 16
10 | 3 | 2031 | 2031-10-03 | 6.7 | 3.2 | 3.4 | 2.3 | 6.4 | 1.6 | 3.5 | 10 | 3 | 2031 | 2031-10-03 | 8.5 | 3.5 | 9.5 | 6.5 | 11.5 | 6 | 9.5
10 | 4 | 2031 | 2031-10-04 | 7.7 | 3.9 | 3.6 | 2.9 | 6.8 | 1.8 | 3.4 | 10 | 4 | 2031 | 2031-10-04 | 14 | 8 | 6.5 | 5 | 15 | 5 | 10
10 | 5 | 2031 | 2031-10-05 | 8.8 | 4.9 | 4.1 | 3.6 | 7.2 | 2.5 | 3.5 | 10 | 5 | 2031 | 2031-10-05 | 15.5 | 7 | 9 | 6 | 15.5 | 2.5 | 6.5
10 | 6 | 2031 | 2031-10-06 | 7.4 | 4.3 | 3.8 | 4.1 | 7.2 | 1.7 | 3.6 | 10 | 6 | 2031 | 2031-10-06 | 17.5 | 9.5 | 11 | 6 | 11 | 5 | 11.5
10 | 7 | 2031 | 2031-10-07 | 7.9 | 5.4 | 4.3 | 3.6 | 6.7 | 2.4 | 4.4 | 10 | 7 | 2031 | 2031-10-07 | 12.5 | 3 | 10.5 | 2.5 | 5 | 0 | 7.5
10 | 8 | 2031 | 2031-10-08 | 8.4 | 5.4 | 4.3 | 3.7 | 7.1 | 1.7 | 4.1 | 10 | 8 | 2031 | 2031-10-08 | 14.5 | 12 | 15 | 6.5 | 11 | 6 | 6
10 | 9 | 2031 | 2031-10-09 | 7.3 | 5 | 4.3 | 3.5 | 5.7 | 1.3 | 3.7 | 10 | 9 | 2031 | 2031-10-09 | 25.5 | 15.5 | 19 | 20 | 24 | 17.5 | 19
10 | 10 | 2031 | 2031-10-10 | 8.5 | 5.5 | 5 | 3.2 | 6.5 | 1.8 | 4.9 | 10 | 10 | 2031 | 2031-10-10 | 26.5 | 17 | 18.5 | 22 | 25 | 17 | 22.5
10 | 11 | 2031 | 2031-10-11 | 9 | 6.2 | 5.9 | 4 | 7.8 | 2.4 | 5.9 | 10 | 11 | 2031 | 2031-10-11 | 24 | 13 | 9.5 | 17.5 | 22.5 | 14.5 | 19
10 | 12 | 2031 | 2031-10-12 | 9.9 | 6.7 | 5.9 | 5.1 | 8.6 | 3 | 6 | 10 | 12 | 2031 | 2031-10-12 | 20 | 12.5 | 12 | 17 | 17 | 16.5 | 18
10 | 13 | 2031 | 2031-10-13 | 9.3 | 6.4 | 5.8 | 4.7 | 6.1 | 2.6 | 5.5 | 10 | 13 | 2031 | 2031-10-13 | 15.5 | 8.5 | 8.5 | 11.5 | 9 | 9.5 | 12
10 | 14 | 2031 | 2031-10-14 | 8 | 5.6 | 5 | 3.6 | 6 | 2.2 | 5.2 | 10 | 14 | 2031 | 2031-10-14 | 13 | 10 | 12.5 | 9 | 13.5 | 6.5 | 12.5
10 | 15 | 2031 | 2031-10-15 | 8.2 | 5.6 | 4.8 | 3 | 6.2 | 1.7 | 4.9 | 10 | 15 | 2031 | 2031-10-15 | 15 | 8.5 | 11 | 12 | 9 | 10.5 | 14
10 | 16 | 2031 | 2031-10-16 | 9.2 | 8 | 7 | 5.9 | 8.4 | 4.7 | 7.5 | 10 | 16 | 2031 | 2031-10-16 | 3 | 3 | 9 | 6.5 | 0 | 3 | 8.5
10 | 17 | 2031 | 2031-10-17 | 11.1 | 8.6 | 8.4 | 6.9 | 10 | 5.7 | 8.5 | 10 | 17 | 2031 | 2031-10-17 | 12.5 | 6 | 9.5 | 5 | 13.5 | 4 | 6.5
10 | 18 | 2031 | 2031-10-18 | 13.2 | 8.6 | 7.4 | 8 | 11.9 | 7.2 | 9.7 | 10 | 18 | 2031 | 2031-10-18 | 12 | 8 | 13.5 | 8.5 | 13 | 5.5 | 9
10 | 19 | 2031 | 2031-10-19 | 12.7 | 7.6 | 7.1 | 8.2 | 10.7 | 6.2 | 9 | 10 | 19 | 2031 | 2031-10-19 | 16.5 | 9.5 | 14.5 | 13 | 17.5 | 12.5 | 13
10 | 20 | 2031 | 2031-10-20 | 11.8 | 8.1 | 7.8 | 7.6 | 10.7 | 6 | 8.9 | 10 | 20 | 2031 | 2031-10-20 | 23 | 9.5 | 15 | 12.5 | 14.5 | 12 | 17
10 | 21 | 2031 | 2031-10-21 | 12.7 | 7.9 | 8.4 | 8.1 | 10.6 | 6.7 | 9.3 | 10 | 21 | 2031 | 2031-10-21 | 20.5 | 5 | 7 | 7.5 | 5.5 | 6 | 17.5
10 | 22 | 2031 | 2031-10-22 | 12.8 | 8.3 | 8.9 | 7.3 | 10.9 | 5.2 | 10.3 | 10 | 22 | 2031 | 2031-10-22 | 7 | 6.5 | 6.5 | 0 | 4.5 | 0 | 2.5
10 | 23 | 2031 | 2031-10-23 | 14.8 | 9.7 | 9.3 | 8.3 | 12.7 | 5.8 | 11.2 | 10 | 23 | 2031 | 2031-10-23 | 15 | 9.5 | 13.5 | 11.5 | 15.5 | 11 | 12.5
10 | 24 | 2031 | 2031-10-24 | 15.9 | 9.1 | 10.5 | 9.9 | 12.9 | 7.9 | 12.1 | 10 | 24 | 2031 | 2031-10-24 | 19 | 9.5 | 10.5 | 8.5 | 11.5 | 7.5 | 13.5
10 | 25 | 2031 | 2031-10-25 | 14.7 | 9.7 | 9.9 | 8.8 | 13.5 | 7.5 | 10.6 | 10 | 25 | 2031 | 2031-10-25 | 15 | 5 | 13 | 1 | 2.5 | 4 | 6.5
10 | 26 | 2031 | 2031-10-26 | 15.3 | 9.3 | 9.9 | 10.7 | 14 | 8.4 | 12.5 | 10 | 26 | 2031 | 2031-10-26 | 17.5 | 12 | 15 | 15.5 | 23 | 14.5 | 13
10 | 27 | 2031 | 2031-10-27 | 15.4 | 10.3 | 10.6 | 10.1 | 13.1 | 8.7 | 11.6 | 10 | 27 | 2031 | 2031-10-27 | 25 | 13.5 | 15.5 | 23.5 | 25 | 22.5 | 20
10 | 28 | 2031 | 2031-10-28 | 16.8 | 9.3 | 11 | 11.1 | 14.6 | 10.2 | 12.5 | 10 | 28 | 2031 | 2031-10-28 | 31 | 17.5 | 21.5 | 20.5 | 24.5 | 21.5 | 21
10 | 29 | 2031 | 2031-10-29 | 17.1 | 9.5 | 11.7 | 12 | 14.6 | 11.7 | 13.5 | 10 | 29 | 2031 | 2031-10-29 | 36.5 | 19.5 | 22 | 33.5 | 31.5 | 32.5 | 32
10 | 30 | 2031 | 2031-10-30 | 19.2 | 10.9 | 11.6 | 12.7 | 15.6 | 11.6 | 14.9 | 10 | 30 | 2031 | 2031-10-30 | 36 | 20.5 | 20 | 31 | 31 | 30.5 | 33.5
10 | 31 | 2031 | 2031-10-31 | 19.5 | 10.4 | 12.5 | 12.2 | 16.2 | 12.2 | 14.6 | 10 | 31 | 2031 | 2031-10-31 | 30.5 | 19 | 20 | 29 | 20 | 27.5 | 28.5
11 | 1 | 2031 | 2031-11-01 | 17.8 | 10.2 | 12.1 | 11.4 | 13.2 | 11.1 | 14.2 | 11 | 1 | 2031 | 2031-11-01 | 28 | 17.5 | 15.5 | 24 | 25 | 25 | 24.5
11 | 2 | 2031 | 2031-11-02 | 17.9 | 11.6 | 11.9 | 11 | 12.6 | 10.4 | 14.4 | 11 | 2 | 2031 | 2031-11-02 | 24.5 | 15.5 | 13 | 23.5 | 19.5 | 25.5 | 23
11 | 3 | 2031 | 2031-11-03 | 16.9 | 11.8 | 12 | 11.1 | 11.3 | 10 | 14.6 | 11 | 3 | 2031 | 2031-11-03 | 22.5 | 13.5 | 17 | 19.5 | 11.5 | 20 | 21
11 | 4 | 2031 | 2031-11-04 | 17.8 | 10.3 | 12.3 | 11.9 | 11.6 | 9.6 | 14.1 | 11 | 4 | 2031 | 2031-11-04 | 19 | 12.5 | 17.5 | 15 | 10 | 17 | 20
11 | 5 | 2031 | 2031-11-05 | 17.7 | 10.6 | 11.7 | 12.6 | 13.3 | 11.7 | 14.5 | 11 | 5 | 2031 | 2031-11-05 | 19.5 | 14.5 | 16.5 | 12.5 | 10 | 16 | 20
11 | 6 | 2031 | 2031-11-06 | 19.5 | 10.5 | 11.6 | 13.2 | 15.3 | 12.2 | 16 | 11 | 6 | 2031 | 2031-11-06 | 21.5 | 13.5 | 13.5 | 18 | 20.5 | 19.5 | 17.5
11 | 7 | 2031 | 2031-11-07 | 20.3 | 10.9 | 12.4 | 13.7 | 15.3 | 12.9 | 15.6 | 11 | 7 | 2031 | 2031-11-07 | 23.5 | 14.5 | 15.5 | 20 | 23 | 21 | 21.5
11 | 8 | 2031 | 2031-11-08 | 20.8 | 12 | 13.1 | 14.9 | 17.5 | 14.4 | 17.4 | 11 | 8 | 2031 | 2031-11-08 | 18 | 15 | 16.5 | 20.5 | 13 | 20.5 | 22
11 | 9 | 2031 | 2031-11-09 | 20.3 | 12.4 | 13.2 | 13.5 | 17.5 | 11.6 | 16.9 | 11 | 9 | 2031 | 2031-11-09 | 20.5 | 8 | 11.5 | 14 | 9 | 20 | 20
11 | 10 | 2031 | 2031-11-10 | 21.8 | 13.3 | 14 | 15.9 | 18.8 | 12.8 | 17.4 | 11 | 10 | 2031 | 2031-11-10 | 15 | 8.5 | 12 | 14.5 | 8.5 | 16.5 | 13.5
11 | 11 | 2031 | 2031-11-11 | 23.8 | 14 | 14.6 | 16.7 | 17.9 | 15.3 | 17.8 | 11 | 11 | 2031 | 2031-11-11 | 22 | 12 | 10 | 18 | 17 | 24 | 19
11 | 12 | 2031 | 2031-11-12 | 22.7 | 13.1 | 13.1 | 13.7 | 16.9 | 12.7 | 16.3 | 11 | 12 | 2031 | 2031-11-12 | 22 | 11 | 13.5 | 23.5 | 12 | 24.5 | 22
11 | 13 | 2031 | 2031-11-13 | 22.3 | 14.5 | 14.5 | 15.4 | 15.2 | 14.1 | 17.8 | 11 | 13 | 2031 | 2031-11-13 | 17.5 | 10 | 10.5 | 20.5 | 16 | 25 | 24.5
11 | 14 | 2031 | 2031-11-14 | 21.7 | 14.3 | 15.7 | 14.7 | 15.3 | 13.3 | 19.1 | 11 | 14 | 2031 | 2031-11-14 | 22.5 | 12.5 | 15.5 | 20 | 19 | 20.5 | 19
11 | 15 | 2031 | 2031-11-15 | 21.8 | 12.3 | 13 | 13.5 | 16.2 | 13.4 | 17.6 | 11 | 15 | 2031 | 2031-11-15 | 18 | 8.5 | 10.5 | 13.5 | 13 | 14.5 | 19
11 | 16 | 2031 | 2031-11-16 | 22 | 12.9 | 13.8 | 14.7 | 18 | 14 | 18.8 | 11 | 16 | 2031 | 2031-11-16 | 19 | 7.5 | 14 | 11.5 | 17.5 | 12.5 | 20.5
11 | 17 | 2031 | 2031-11-17 | 23.8 | 14.2 | 14.9 | 16 | 20.4 | 14.7 | 19.2 | 11 | 17 | 2031 | 2031-11-17 | 19.5 | 5.5 | 8.5 | 6 | 11 | 8 | 8.5
11 | 18 | 2031 | 2031-11-18 | 23.7 | 14.5 | 14.9 | 15.8 | 18.8 | 13.7 | 19.5 | 11 | 18 | 2031 | 2031-11-18 | 22.5 | 10 | 11 | 9 | 12 | 10 | 18.5
11 | 19 | 2031 | 2031-11-19 | 24.1 | 14.9 | 16 | 17.9 | 19.5 | 15.2 | 20.2 | 11 | 19 | 2031 | 2031-11-19 | 15.5 | 12 | 17.5 | 17 | 17 | 15 | 17.5
11 | 20 | 2031 | 2031-11-20 | 26.8 | 16.1 | 18 | 19.1 | 21 | 16.8 | 21.5 | 11 | 20 | 2031 | 2031-11-20 | 26 | 17.5 | 21 | 25.5 | 30 | 25 | 22.5
11 | 21 | 2031 | 2031-11-21 | 26.7 | 16.4 | 17.4 | 19.1 | 21.1 | 17.1 | 22 | 11 | 21 | 2031 | 2031-11-21 | 30.5 | 19.5 | 23.5 | 27 | 29.5 | 27.5 | 26.5
11 | 22 | 2031 | 2031-11-22 | 26 | 14.9 | 16.2 | 18.5 | 21.1 | 18.5 | 21 | 11 | 22 | 2031 | 2031-11-22 | 41 | 27 | 28 | 34 | 38 | 32 | 41
11 | 23 | 2031 | 2031-11-23 | 27 | 15.4 | 16.8 | 19.5 | 22.6 | 18.2 | 22.2 | 11 | 23 | 2031 | 2031-11-23 | 26 | 11 | 17.5 | 22.5 | 16.5 | 21 | 30.5
11 | 24 | 2031 | 2031-11-24 | 29.4 | 18 | 19.5 | 22.2 | 22.9 | 19.8 | 24.6 | 11 | 24 | 2031 | 2031-11-24 | 22 | 11.5 | 16.5 | 13.5 | 20 | 14 | 20.5
11 | 25 | 2031 | 2031-11-25 | 28.5 | 18.8 | 18.4 | 23.1 | 24.9 | 21.7 | 25 | 11 | 25 | 2031 | 2031-11-25 | 29.5 | 18 | 20 | 21 | 26.5 | 23 | 27
11 | 26 | 2031 | 2031-11-26 | 29.2 | 17.9 | 18.2 | 23.5 | 24.6 | 21 | 25.8 | 11 | 26 | 2031 | 2031-11-26 | 30.5 | 19.5 | 21.5 | 22 | 29.5 | 22 | 31.5
11 | 27 | 2031 | 2031-11-27 | 29.2 | 18.6 | 18.4 | 20.1 | 23.6 | 20.7 | 26.1 | 11 | 27 | 2031 | 2031-11-27 | 29.5 | 21.5 | 20.5 | 24 | 34.5 | 23.5 | 25
11 | 28 | 2031 | 2031-11-28 | 28.1 | 19.3 | 19.1 | 21 | 24.5 | 21.5 | 26 | 11 | 28 | 2031 | 2031-11-28 | 34.5 | 24 | 24 | 35.5 | 38 | 34 | 35.5
11 | 29 | 2031 | 2031-11-29 | 30.5 | 19.3 | 19.3 | 22.3 | 24.1 | 21.5 | 27.1 | 11 | 29 | 2031 | 2031-11-29 | 44.5 | 27.5 | 31 | 39 | 49 | 37.5 | 38
11 | 30 | 2031 | 2031-11-30 | 31.4 | 18.4 | 19.2 | 23.8 | 25.8 | 22.7 | 27 | 11 | 30 | 2031 | 2031-11-30 | 41.5 | 25 | 29.5 | 33.5 | 46 | 32.5 | 38
12 | 1 | 2031 | 2031-12-01 | 32.3 | 17.6 | 18.7 | 23.5 | 26.1 | 23.3 | 25.3 | 12 | 1 | 2031 | 2031-12-01 | 30.5 | 22.5 | 24 | 31 | 40.5 | 34.5 | 36
12 | 2 | 2031 | 2031-12-02 | 29.9 | 16.4 | 18 | 22.9 | 24.8 | 22.4 | 26.8 | 12 | 2 | 2031 | 2031-12-02 | 26 | 17.5 | 21 | 36 | 32 | 33 | 33.5
12 | 3 | 2031 | 2031-12-03 | 31.1 | 18 | 19.1 | 22.7 | 25.7 | 22.9 | 25.9 | 12 | 3 | 2031 | 2031-12-03 | 27 | 8.5 | 13 | 26.5 | 20.5 | 30.5 | 32.5
12 | 4 | 2031 | 2031-12-04 | 30.7 | 17.9 | 19.2 | 24.7 | 24.3 | 24.2 | 27.1 | 12 | 4 | 2031 | 2031-12-04 | 30 | 13.5 | 13 | 20 | 24 | 24 | 30
12 | 5 | 2031 | 2031-12-05 | 31.5 | 18.9 | 19.8 | 26 | 25.6 | 25.3 | 28.2 | 12 | 5 | 2031 | 2031-12-05 | 27 | 15 | 15 | 26 | 22.5 | 25.5 | 24
12 | 6 | 2031 | 2031-12-06 | 32.8 | 18.8 | 20.4 | 25 | 26.8 | 23.9 | 28.7 | 12 | 6 | 2031 | 2031-12-06 | 21 | 14 | 13.5 | 28 | 18.5 | 29.5 | 20
12 | 7 | 2031 | 2031-12-07 | 31.9 | 18 | 19 | 24.3 | 24.9 | 22.8 | 29 | 12 | 7 | 2031 | 2031-12-07 | 20.5 | 12 | 14 | 23 | 18 | 25 | 21.5
12 | 8 | 2031 | 2031-12-08 | 29.9 | 16.4 | 18.5 | 22.3 | 23.3 | 21.5 | 27.1 | 12 | 8 | 2031 | 2031-12-08 | 23.5 | 17.5 | 16 | 21 | 20.5 | 23 | 26.5
12 | 9 | 2031 | 2031-12-09 | 28.4 | 16.5 | 18.3 | 20.8 | 22.4 | 20.5 | 24.8 | 12 | 9 | 2031 | 2031-12-09 | 27 | 21 | 18.5 | 23.5 | 21.5 | 24.5 | 29
12 | 10 | 2031 | 2031-12-10 | 29 | 17.6 | 19 | 21.8 | 23.6 | 22 | 25.9 | 12 | 10 | 2031 | 2031-12-10 | 27 | 18 | 18 | 26 | 24 | 26.5 | 26.5
12 | 11 | 2031 | 2031-12-11 | 31.4 | 19.7 | 20 | 23.1 | 24.1 | 23.2 | 27.4 | 12 | 11 | 2031 | 2031-12-11 | 22.5 | 12.5 | 15.5 | 20 | 20.5 | 21 | 26
12 | 12 | 2031 | 2031-12-12 | 32.1 | 19.2 | 20.1 | 24 | 25.7 | 23.4 | 28.7 | 12 | 12 | 2031 | 2031-12-12 | 21 | 11.5 | 16.5 | 13 | 19 | 13.5 | 30
12 | 13 | 2031 | 2031-12-13 | 32.9 | 18.9 | 20 | 24 | 26.7 | 23.6 | 28.6 | 12 | 13 | 2031 | 2031-12-13 | 25.5 | 14.5 | 19.5 | 19.5 | 26.5 | 19.5 | 27.5
12 | 14 | 2031 | 2031-12-14 | 33.3 | 19.5 | 20.9 | 25.9 | 26.3 | 23.7 | 29.8 | 12 | 14 | 2031 | 2031-12-14 | 27 | 17 | 23.5 | 24.5 | 31.5 | 24 | 32
12 | 15 | 2031 | 2031-12-15 | 33.6 | 19.7 | 20.5 | 26.2 | 26.6 | 25.4 | 29 | 12 | 15 | 2031 | 2031-12-15 | 34.5 | 20 | 25 | 26 | 31.5 | 31.5 | 35
12 | 16 | 2031 | 2031-12-16 | 33.1 | 18.9 | 20.8 | 26.3 | 25.7 | 26.2 | 30.1 | 12 | 16 | 2031 | 2031-12-16 | 36 | 19 | 23.5 | 27 | 29 | 35.5 | 35.5
12 | 17 | 2031 | 2031-12-17 | 30.2 | 18.9 | 21.5 | 26 | 25.7 | 25.4 | 29.9 | 12 | 17 | 2031 | 2031-12-17 | 34 | 17.5 | 22.5 | 32.5 | 28 | 33.5 | 33.5
12 | 18 | 2031 | 2031-12-18 | 31.9 | 19.5 | 20.3 | 24.8 | 26.7 | 25.6 | 29.5 | 12 | 18 | 2031 | 2031-12-18 | 31 | 14.5 | 20.5 | 27.5 | 27.5 | 25 | 32
12 | 19 | 2031 | 2031-12-19 | 32 | 19.2 | 20.3 | 26 | 27.6 | 25.6 | 29.8 | 12 | 19 | 2031 | 2031-12-19 | 25 | 13.5 | 13 | 16 | 13.5 | 14 | 30.5
12 | 20 | 2031 | 2031-12-20 | 33.6 | 19.8 | 20.5 | 27.3 | 28.2 | 26.1 | 31.4 | 12 | 20 | 2031 | 2031-12-20 | 18 | 17 | 13 | 1.5 | 9 | 1 | 17.5
12 | 21 | 2031 | 2031-12-21 | 68.81 | 41.69 | 40.78 | 58.15 | 59.53 | 60.73 | 56.55 | 12 | 21 | 2031 | 2031-12-21 | 18.5 | 19.5 | 18.5 | 11 | 16 | 10.5 | 12
12 | 22 | 2031 | 2031-12-22 | 35.2 | 20.1 | 20.5 | 26.9 | 28.9 | 27.2 | 29.5 | 12 | 22 | 2031 | 2031-12-22 | 18.5 | 22 | 19 | 19 | 25.5 | 21.5 | 21
12 | 23 | 2031 | 2031-12-23 | 34.3 | 20.6 | 20.9 | 27.5 | 28.8 | 27 | 31.5 | 12 | 23 | 2031 | 2031-12-23 | 29 | 23.5 | 21 | 23 | 29 | 23.5 | 23.5
12 | 24 | 2031 | 2031-12-24 | 34.6 | 20.9 | 21.6 | 28 | 27.4 | 26.6 | 31.4 | 12 | 24 | 2031 | 2031-12-24 | 36.5 | 23.5 | 24.5 | 28.5 | 31.5 | 27 | 26
12 | 25 | 2031 | 2031-12-25 | 32.7 | 19.6 | 21.2 | 27 | 25.9 | 26.1 | 29.9 | 12 | 25 | 2031 | 2031-12-25 | 34.5 | 23.5 | 24 | 32 | 29.5 | 31 | 25
12 | 26 | 2031 | 2031-12-26 | 31.8 | 19.9 | 20.1 | 26 | 25.2 | 25.4 | 29.3 | 12 | 26 | 2031 | 2031-12-26 | 35.5 | 24 | 25 | 29.5 | 32 | 28 | 29
12 | 27 | 2031 | 2031-12-27 | 32.2 | 19.5 | 19.7 | 24.8 | 26.2 | 24.4 | 28.1 | 12 | 27 | 2031 | 2031-12-27 | 34 | 19.5 | 21 | 23.5 | 26.5 | 25 | 28
12 | 28 | 2031 | 2031-12-28 | 34 | 19.3 | 19.7 | 26.2 | 26.6 | 25.7 | 28.5 | 12 | 28 | 2031 | 2031-12-28 | 27 | 19 | 19.5 | 24.5 | 23.5 | 27 | 27
12 | 29 | 2031 | 2031-12-29 | 33.6 | 19.8 | 19.6 | 26 | 26.4 | 24.3 | 28.8 | 12 | 29 | 2031 | 2031-12-29 | 27 | 14 | 14 | 26.5 | 30.5 | 28.5 | 24.5
12 | 30 | 2031 | 2031-12-30 | 33.2 | 19.5 | 19.8 | 27.1 | 25.9 | 25.1 | 28.7 | 12 | 30 | 2031 | 2031-12-30 | 25.5 | 13 | 16.5 | 23 | 28 | 22 | 24
12 | 31 | 2031 | 2031-12-31 | 35.1 | 20.3 | 20.7 | 27.1 | 27.2 | 26.4 | 29.8 | 12 | 31 | 2031 | 2031-12-31 | 26.5 | 9.5 | 12.5 | 14 | 17.5 | 12 | 16
1 | 1 | 2032 | 2032-01-01 | 34.4 | 19.4 | 20.4 | 27.4 | 26.6 | 26.4 | 29.5 | 1 | 1 | 2032 | 2032-01-01 | 20 | 13.5 | 15.5 | 11.5 | 19 | 13.5 | 12.5
1 | 2 | 2032 | 2032-01-02 | 33.5 | 19.9 | 19.7 | 27.7 | 24.6 | 25.6 | 29.2 | 1 | 2 | 2032 | 2032-01-02 | 26 | 15 | 18.5 | 16 | 21.5 | 15.5 | 22.5
1 | 3 | 2032 | 2032-01-03 | 32.6 | 20.2 | 19.9 | 26.9 | 23 | 26.2 | 29.3 | 1 | 3 | 2032 | 2032-01-03 | 26.5 | 7.5 | 16.5 | 8.5 | 12 | 7.5 | 19
1 | 4 | 2032 | 2032-01-04 | 32.2 | 17.8 | 18.8 | 24.8 | 22.4 | 24.5 | 28.9 | 1 | 4 | 2032 | 2032-01-04 | 23.5 | 15 | 20 | 19.5 | 21.5 | 19.5 | 18.5
1 | 5 | 2032 | 2032-01-05 | 28.7 | 16 | 17.3 | 21.4 | 20.1 | 20.5 | 26.9 | 1 | 5 | 2032 | 2032-01-05 | 27 | 14.5 | 17.5 | 19 | 24 | 18 | 21.5
1 | 6 | 2032 | 2032-01-06 | 29 | 16.9 | 17.4 | 20.4 | 21.5 | 18.4 | 24.7 | 1 | 6 | 2032 | 2032-01-06 | 27.5 | 16 | 12.5 | 9 | 17.5 | 12.5 | 17
1 | 7 | 2032 | 2032-01-07 | 29.3 | 18 | 18.9 | 22.5 | 22.8 | 19.2 | 25.7 | 1 | 7 | 2032 | 2032-01-07 | 23.5 | 13.5 | 17.5 | 10.5 | 20.5 | 11.5 | 17
1 | 8 | 2032 | 2032-01-08 | 29.1 | 17.9 | 18 | 22.7 | 22.2 | 20.7 | 26.2 | 1 | 8 | 2032 | 2032-01-08 | 27.5 | 23 | 27 | 22.5 | 28.5 | 21.5 | 25
1 | 9 | 2032 | 2032-01-09 | 28.3 | 17.3 | 17.9 | 20.5 | 21.5 | 19.8 | 25.8 | 1 | 9 | 2032 | 2032-01-09 | 38 | 22 | 26 | 24.5 | 30.5 | 25 | 28.5
1 | 10 | 2032 | 2032-01-10 | 29.2 | 16.1 | 18.3 | 20.9 | 22.3 | 19.4 | 25.4 | 1 | 10 | 2032 | 2032-01-10 | 33.5 | 17.5 | 20 | 18.5 | 18.5 | 18.5 | 28
1 | 11 | 2032 | 2032-01-11 | 30.6 | 17.1 | 17.7 | 21.6 | 23.1 | 20.2 | 25.5 | 1 | 11 | 2032 | 2032-01-11 | 28.5 | 19.5 | 19.5 | 17.5 | 24 | 20.5 | 22
1 | 12 | 2032 | 2032-01-12 | 31.8 | 18.3 | 18.7 | 23.2 | 23.9 | 20.7 | 26.6 | 1 | 12 | 2032 | 2032-01-12 | 29.5 | 29 | 26 | 20.5 | 24.5 | 22.5 | 25.5
1 | 13 | 2032 | 2032-01-13 | 31.6 | 18.8 | 19.7 | 23 | 23.8 | 21.3 | 26.8 | 1 | 13 | 2032 | 2032-01-13 | 34 | 42 | 29.5 | 36.5 | 29 | 35.5 | 34
1 | 14 | 2032 | 2032-01-14 | 30.1 | 17.9 | 19.1 | 22.9 | 22.1 | 20.8 | 27.1 | 1 | 14 | 2032 | 2032-01-14 | 41.5 | 43 | 29 | 37.5 | 36.5 | 37 | 43
1 | 15 | 2032 | 2032-01-15 | 28.7 | 17.3 | 17.9 | 21 | 21.3 | 19.4 | 24.9 | 1 | 15 | 2032 | 2032-01-15 | 33 | 29 | 25 | 25.5 | 28.5 | 29 | 40.5
1 | 16 | 2032 | 2032-01-16 | 29.5 | 17.5 | 17 | 19.5 | 20.6 | 17.9 | 24.2 | 1 | 16 | 2032 | 2032-01-16 | 34.5 | 36 | 25.5 | 35.5 | 33.5 | 33.5 | 42
1 | 17 | 2032 | 2032-01-17 | 30.4 | 16.8 | 17.6 | 20.4 | 22.9 | 18.1 | 24.3 | 1 | 17 | 2032 | 2032-01-17 | 40 | 36.5 | 27.5 | 28.5 | 29 | 28.5 | 41
1 | 18 | 2032 | 2032-01-18 | 30.1 | 17.5 | 17.9 | 20.5 | 23.2 | 18.6 | 24.3 | 1 | 18 | 2032 | 2032-01-18 | 36.5 | 19.5 | 20.5 | 21.5 | 21.5 | 25.5 | 28.5
1 | 19 | 2032 | 2032-01-19 | 30.8 | 17.8 | 18.2 | 21.6 | 23.1 | 19.5 | 25 | 1 | 19 | 2032 | 2032-01-19 | 31.5 | 18.5 | 17.5 | 26 | 15.5 | 30 | 23.5
1 | 20 | 2032 | 2032-01-20 | 30.4 | 18.1 | 18 | 20.8 | 22.7 | 20.4 | 24.5 | 1 | 20 | 2032 | 2032-01-20 | 24 | 15.5 | 16.5 | 26.5 | 18.5 | 28 | 23
1 | 21 | 2032 | 2032-01-21 | 30 | 17.5 | 18.4 | 21.3 | 22.7 | 19.4 | 25 | 1 | 21 | 2032 | 2032-01-21 | 26 | 12.5 | 16.5 | 21.5 | 18 | 22 | 28
1 | 22 | 2032 | 2032-01-22 | 31.6 | 18.4 | 19.2 | 21.7 | 24.2 | 21 | 25.8 | 1 | 22 | 2032 | 2032-01-22 | 28 | 12 | 13.5 | 14.5 | 16.5 | 12 | 25.5
1 | 23 | 2032 | 2032-01-23 | 32.3 | 18.9 | 18.7 | 23 | 24.1 | 22.7 | 25.3 | 1 | 23 | 2032 | 2032-01-23 | 22.5 | 7 | 10.5 | 8.5 | 15.5 | 8 | 20.5
1 | 24 | 2032 | 2032-01-24 | 31.6 | 19 | 18.4 | 23.5 | 25.5 | 22.9 | 26 | 1 | 24 | 2032 | 2032-01-24 | 21.5 | 14.5 | 13.5 | 11 | 17 | 13 | 16
1 | 25 | 2032 | 2032-01-25 | 32.1 | 17.6 | 18.1 | 22.3 | 24.2 | 22.2 | 25.1 | 1 | 25 | 2032 | 2032-01-25 | 18.5 | 13 | 13.5 | 12.5 | 11.5 | 14.5 | 16.5
1 | 26 | 2032 | 2032-01-26 | 29.9 | 16.1 | 16.8 | 21.3 | 23.8 | 20.7 | 23.1 | 1 | 26 | 2032 | 2032-01-26 | 25.5 | 11 | 14 | 15.5 | 20 | 16 | 20.5
1 | 27 | 2032 | 2032-01-27 | 31.2 | 16.8 | 17.4 | 22.3 | 24.1 | 21.4 | 24.1 | 1 | 27 | 2032 | 2032-01-27 | 23.5 | 14 | 15.5 | 14.5 | 19 | 14.5 | 23.5
1 | 28 | 2032 | 2032-01-28 | 31.8 | 17 | 17.3 | 22.8 | 23.5 | 20.9 | 24.9 | 1 | 28 | 2032 | 2032-01-28 | 25 | 14.5 | 12.5 | 14 | 20.5 | 13 | 20.5
1 | 29 | 2032 | 2032-01-29 | 30.8 | 18.6 | 18.2 | 23.3 | 25.1 | 22.1 | 26.1 | 1 | 29 | 2032 | 2032-01-29 | 23 | 18 | 17.5 | 19.5 | 20.5 | 18 | 23.5
1 | 30 | 2032 | 2032-01-30 | 31.6 | 19.7 | 19.3 | 24.3 | 25.4 | 23.6 | 26.8 | 1 | 30 | 2032 | 2032-01-30 | 21 | 16 | 15.5 | 15.5 | 17.5 | 14 | 22
1 | 31 | 2032 | 2032-01-31 | 31.9 | 20.5 | 19.9 | 24.5 | 26.1 | 23.1 | 27.3 | 1 | 31 | 2032 | 2032-01-31 | 19 | 5.5 | 7.5 | 0 | 7 | 0 | 12
2 | 1 | 2032 | 2032-02-01 | 31.3 | 18.9 | 19.3 | 23.7 | 25.4 | 21.4 | 25.8 | 2 | 1 | 2032 | 2032-02-01 | 18 | 18 | 21.5 | 13 | 15.5 | 12.5 | 17.5
2 | 2 | 2032 | 2032-02-02 | 30.3 | 18.4 | 18.8 | 23.6 | 24.1 | 20.7 | 24.6 | 2 | 2 | 2032 | 2032-02-02 | 32.5 | 21.5 | 24 | 27.5 | 33.5 | 26.5 | 28.5
2 | 3 | 2032 | 2032-02-03 | 28.9 | 18.7 | 19.5 | 22.2 | 23.4 | 19.6 | 25.3 | 2 | 3 | 2032 | 2032-02-03 | 30.5 | 25 | 25.5 | 27 | 34 | 27 | 28
2 | 4 | 2032 | 2032-02-04 | 28.8 | 17.4 | 19.3 | 22.3 | 23.4 | 20.2 | 24 | 2 | 4 | 2032 | 2032-02-04 | 29 | 25 | 23 | 25 | 33.5 | 26 | 30.5
2 | 5 | 2032 | 2032-02-05 | 27.7 | 17.9 | 18.9 | 21.3 | 21.9 | 19.3 | 23.6 | 2 | 5 | 2032 | 2032-02-05 | 23 | 22.5 | 15.5 | 15 | 17 | 16.5 | 21
2 | 6 | 2032 | 2032-02-06 | 28.1 | 17.4 | 18.5 | 21.2 | 22.3 | 19.2 | 23.6 | 2 | 6 | 2032 | 2032-02-06 | 15 | 19.5 | 15.5 | 8 | 11.5 | 13 | 13
2 | 7 | 2032 | 2032-02-07 | 29 | 18.2 | 18.6 | 22 | 22.6 | 19.3 | 24.2 | 2 | 7 | 2032 | 2032-02-07 | 17 | 15.5 | 16.5 | 12 | 13 | 13 | 13.5
2 | 8 | 2032 | 2032-02-08 | 31 | 19.6 | 19.2 | 22.9 | 24.1 | 20.2 | 24.7 | 2 | 8 | 2032 | 2032-02-08 | 24 | 22 | 22.5 | 23 | 28.5 | 23 | 22
2 | 9 | 2032 | 2032-02-09 | 30.7 | 19.2 | 20.1 | 24.9 | 24.6 | 22.6 | 26 | 2 | 9 | 2032 | 2032-02-09 | 27.5 | 24 | 22.5 | 22.5 | 27 | 23 | 22.5
2 | 10 | 2032 | 2032-02-10 | 29.6 | 19.6 | 19.9 | 23.5 | 24.3 | 22.1 | 25.7 | 2 | 10 | 2032 | 2032-02-10 | 26 | 20.5 | 23.5 | 20.5 | 24.5 | 21.5 | 21
2 | 11 | 2032 | 2032-02-11 | 29.1 | 19.4 | 19.2 | 22.5 | 24.3 | 20.8 | 24.5 | 2 | 11 | 2032 | 2032-02-11 | 22.5 | 18.5 | 18.5 | 16.5 | 23 | 15.5 | 18
2 | 12 | 2032 | 2032-02-12 | 29.8 | 18.3 | 19.1 | 22.5 | 24.3 | 20.3 | 23.7 | 2 | 12 | 2032 | 2032-02-12 | 26.5 | 16.5 | 19 | 19 | 24 | 19 | 21
2 | 13 | 2032 | 2032-02-13 | 28.6 | 17.1 | 18.1 | 21 | 22.9 | 19.2 | 23 | 2 | 13 | 2032 | 2032-02-13 | 23.5 | 16.5 | 22.5 | 15.5 | 15.5 | 16 | 23.5
2 | 14 | 2032 | 2032-02-14 | 29 | 16.5 | 18.1 | 20.3 | 22.3 | 19.1 | 21.7 | 2 | 14 | 2032 | 2032-02-14 | 25 | 15 | 19.5 | 16.5 | 20.5 | 16.5 | 18.5
2 | 15 | 2032 | 2032-02-15 | 28 | 17.4 | 18.7 | 20.5 | 23.1 | 18.5 | 22.4 | 2 | 15 | 2032 | 2032-02-15 | 24 | 17.5 | 21.5 | 18 | 23 | 17.5 | 22.5
2 | 16 | 2032 | 2032-02-16 | 28 | 17.8 | 19.1 | 20.7 | 23.1 | 19.7 | 22.2 | 2 | 16 | 2032 | 2032-02-16 | 26 | 19 | 23.5 | 18 | 24.5 | 19 | 24.5
2 | 17 | 2032 | 2032-02-17 | 26.7 | 18.5 | 20.4 | 21.9 | 24.4 | 20.1 | 23.6 | 2 | 17 | 2032 | 2032-02-17 | 32.5 | 24 | 24.5 | 25 | 32.5 | 23.5 | 26
2 | 18 | 2032 | 2032-02-18 | 27.2 | 18.9 | 20.4 | 22.7 | 25.5 | 21.4 | 22.8 | 2 | 18 | 2032 | 2032-02-18 | 33.5 | 23 | 24.5 | 25.5 | 33 | 24 | 28
2 | 19 | 2032 | 2032-02-19 | 26.8 | 17.7 | 18.5 | 20.5 | 23.5 | 20.1 | 21.9 | 2 | 19 | 2032 | 2032-02-19 | 29.5 | 21.5 | 22 | 24 | 26.5 | 24.5 | 28
2 | 20 | 2032 | 2032-02-20 | 25.7 | 17.6 | 18 | 19.7 | 22.1 | 18.6 | 20.3 | 2 | 20 | 2032 | 2032-02-20 | 32.5 | 19.5 | 18 | 21 | 25.5 | 23 | 27.5
2 | 21 | 2032 | 2032-02-21 | 25.6 | 17.9 | 18.7 | 19.6 | 22.2 | 18.2 | 20.5 | 2 | 21 | 2032 | 2032-02-21 | 27 | 20 | 19.5 | 19.5 | 17 | 20 | 24.5
2 | 22 | 2032 | 2032-02-22 | 26.1 | 17.6 | 18.5 | 20.4 | 22 | 18.7 | 20.7 | 2 | 22 | 2032 | 2032-02-22 | 23.5 | 19 | 18.5 | 12 | 15.5 | 14.5 | 19
2 | 23 | 2032 | 2032-02-23 | 25.8 | 17.7 | 18 | 19.7 | 22.2 | 18.8 | 20.8 | 2 | 23 | 2032 | 2032-02-23 | 21.5 | 16.5 | 21.5 | 12 | 21.5 | 12.5 | 17
2 | 24 | 2032 | 2032-02-24 | 25.3 | 16.4 | 17.3 | 18.3 | 21.6 | 17.1 | 18.9 | 2 | 24 | 2032 | 2032-02-24 | 29.5 | 20.5 | 22.5 | 21 | 27.5 | 22 | 22.5
2 | 25 | 2032 | 2032-02-25 | 23.9 | 15.9 | 16.5 | 17.4 | 21.1 | 15.6 | 17.8 | 2 | 25 | 2032 | 2032-02-25 | 24 | 20 | 19.5 | 17 | 17.5 | 17 | 20
2 | 26 | 2032 | 2032-02-26 | 24.7 | 16.1 | 17 | 18.1 | 21.5 | 16.5 | 19.1 | 2 | 26 | 2032 | 2032-02-26 | 23.5 | 14.5 | 16 | 15 | 19.5 | 15 | 16.5
2 | 27 | 2032 | 2032-02-27 | 24.5 | 16.9 | 17.9 | 18.6 | 21.5 | 17.6 | 19.4 | 2 | 27 | 2032 | 2032-02-27 | 20 | 17.5 | 17 | 11 | 13.5 | 12 | 15
2 | 28 | 2032 | 2032-02-28 | 23.6 | 16.9 | 18.5 | 18.1 | 20.8 | 16.8 | 19.5 | 2 | 28 | 2032 | 2032-02-28 | 17 | 17.5 | 21 | 11.5 | 12 | 9.5 | 11.5
2 | 29 | 2032 | 2032-02-29 | 24 | 17.2 | 17.8 | 17.4 | 21.9 | 16.2 | 19.6 | 2 | 29 | 2032 | 2032-02-29 | 23 | 17.5 | 22 | 19 | 29.5 | 19 | 23
3 | 1 | 2032 | 2032-03-01 | 24.2 | 16.1 | 17.5 | 17.2 | 21.2 | 16.6 | 20.2 | 3 | 1 | 2032 | 2032-03-01 | 27.5 | 18.5 | 20.5 | 20 | 24 | 19.5 | 19
3 | 2 | 2032 | 2032-03-02 | 23 | 16.1 | 17.5 | 17.6 | 20 | 16 | 19.3 | 3 | 2 | 2032 | 2032-03-02 | 21 | 15.5 | 15.5 | 13 | 17.5 | 14.5 | 13
3 | 3 | 2032 | 2032-03-03 | 23.6 | 17.5 | 17.7 | 17.7 | 20 | 15.8 | 19.2 | 3 | 3 | 2032 | 2032-03-03 | 17 | 16.5 | 21 | 7.5 | 17.5 | 8.5 | 13.5
3 | 4 | 2032 | 2032-03-04 | 24.5 | 17 | 17.9 | 17.7 | 20.8 | 15.2 | 19.1 | 3 | 4 | 2032 | 2032-03-04 | 20 | 16 | 19 | 16 | 16 | 15.5 | 18.5
3 | 5 | 2032 | 2032-03-05 | 23.7 | 16.5 | 17.4 | 17.5 | 19.9 | 15.5 | 19.5 | 3 | 5 | 2032 | 2032-03-05 | 13.5 | 14.5 | 16 | 11 | 10.5 | 12 | 15
3 | 6 | 2032 | 2032-03-06 | 22.6 | 15.8 | 16.1 | 15.9 | 19.3 | 13.9 | 17.1 | 3 | 6 | 2032 | 2032-03-06 | 12.5 | 18 | 23 | 13 | 12.5 | 13 | 13
3 | 7 | 2032 | 2032-03-07 | 22.8 | 16.5 | 16.3 | 15.4 | 19.8 | 13.7 | 16.5 | 3 | 7 | 2032 | 2032-03-07 | 28.5 | 20 | 25.5 | 19 | 26 | 18.5 | 24
3 | 8 | 2032 | 2032-03-08 | 22.9 | 15.7 | 16.8 | 15.8 | 19.7 | 13.3 | 17.6 | 3 | 8 | 2032 | 2032-03-08 | 22.5 | 23.5 | 26.5 | 21 | 25 | 19.5 | 23.5
3 | 9 | 2032 | 2032-03-09 | 22 | 15.6 | 16.7 | 16.5 | 19.5 | 13.6 | 18 | 3 | 9 | 2032 | 2032-03-09 | 26.5 | 23 | 23 | 17.5 | 26 | 18.5 | 21.5
3 | 10 | 2032 | 2032-03-10 | 23.1 | 15.6 | 16.3 | 16.8 | 20.2 | 13.7 | 18.1 | 3 | 10 | 2032 | 2032-03-10 | 21 | 17.5 | 18 | 11.5 | 19 | 11.5 | 18
3 | 11 | 2032 | 2032-03-11 | 22.9 | 14.9 | 15.5 | 16.3 | 19.9 | 13.4 | 17.6 | 3 | 11 | 2032 | 2032-03-11 | 16.5 | 16.5 | 22 | 15.5 | 21 | 15 | 15.5
3 | 12 | 2032 | 2032-03-12 | 21.8 | 14.3 | 15.5 | 15.9 | 19 | 13.6 | 17.2 | 3 | 12 | 2032 | 2032-03-12 | 26 | 18.5 | 20 | 19.5 | 24 | 18.5 | 19.5
3 | 13 | 2032 | 2032-03-13 | 20.5 | 14.8 | 15.5 | 14.3 | 17.8 | 12.9 | 16.8 | 3 | 13 | 2032 | 2032-03-13 | 20.5 | 25 | 23.5 | 21.5 | 19 | 22 | 26
3 | 14 | 2032 | 2032-03-14 | 21.3 | 15.2 | 15.1 | 14.8 | 18.2 | 12.9 | 16 | 3 | 14 | 2032 | 2032-03-14 | 21 | 28.5 | 24 | 32.5 | 34 | 32 | 29
3 | 15 | 2032 | 2032-03-15 | 21.1 | 15 | 15.5 | 14.1 | 18.3 | 12.6 | 15.5 | 3 | 15 | 2032 | 2032-03-15 | 26.5 | 21.5 | 22 | 33.5 | 37.5 | 32.5 | 28.5
3 | 16 | 2032 | 2032-03-16 | 19.4 | 14.4 | 15.3 | 13.5 | 17.7 | 11.7 | 15.3 | 3 | 16 | 2032 | 2032-03-16 | 21 | 17.5 | 21 | 28 | 34 | 25.5 | 22.5
3 | 17 | 2032 | 2032-03-17 | 18.7 | 14.4 | 15.5 | 13.5 | 16.8 | 11.2 | 14.8 | 3 | 17 | 2032 | 2032-03-17 | 16 | 19 | 20 | 19.5 | 26 | 19 | 19.5
3 | 18 | 2032 | 2032-03-18 | 17.7 | 13.2 | 14.7 | 12.7 | 16.9 | 10.3 | 14.2 | 3 | 18 | 2032 | 2032-03-18 | 21 | 18.5 | 18 | 17.5 | 23.5 | 16.5 | 16.5
3 | 19 | 2032 | 2032-03-19 | 16.9 | 12 | 13.8 | 11.8 | 15.3 | 9.4 | 13.5 | 3 | 19 | 2032 | 2032-03-19 | 17.5 | 15 | 15.5 | 13 | 16.5 | 12.5 | 14
3 | 20 | 2032 | 2032-03-20 | 17.5 | 12 | 13.5 | 12.2 | 15.3 | 10.2 | 13.5 | 3 | 20 | 2032 | 2032-03-20 | 20 | 15.5 | 15 | 11.5 | 16.5 | 11 | 11.5
3 | 21 | 2032 | 2032-03-21 | 17.5 | 12.5 | 13.8 | 12.2 | 15.9 | 10.9 | 13.8 | 3 | 21 | 2032 | 2032-03-21 | 19.5 | 17 | 16 | 13 | 16 | 12.5 | 13.5
3 | 22 | 2032 | 2032-03-22 | 17.7 | 12.8 | 14.4 | 13 | 17.1 | 11.4 | 14.6 | 3 | 22 | 2032 | 2032-03-22 | 16 | 17.5 | 15 | 9.5 | 12.5 | 9 | 11
3 | 23 | 2032 | 2032-03-23 | 17.8 | 13.3 | 13.7 | 13.6 | 17.8 | 11.7 | 14.5 | 3 | 23 | 2032 | 2032-03-23 | 15.5 | 16.5 | 17 | 14 | 21.5 | 15.5 | 19.5
3 | 24 | 2032 | 2032-03-24 | 18.5 | 13.1 | 14.2 | 13.7 | 18.5 | 12.3 | 15.9 | 3 | 24 | 2032 | 2032-03-24 | 23.5 | 19.5 | 19 | 15.5 | 24.5 | 14.5 | 18.5
3 | 25 | 2032 | 2032-03-25 | 17.2 | 12.7 | 14.8 | 13.9 | 18.6 | 11.9 | 15.7 | 3 | 25 | 2032 | 2032-03-25 | 29 | 15 | 19.5 | 19 | 29.5 | 19.5 | 22
3 | 26 | 2032 | 2032-03-26 | 16.8 | 12.9 | 14 | 12.2 | 17.1 | 10.6 | 15.1 | 3 | 26 | 2032 | 2032-03-26 | 23 | 16 | 16.5 | 15.5 | 23.5 | 16 | 17.5
3 | 27 | 2032 | 2032-03-27 | 16.5 | 12.9 | 14 | 11.8 | 16.4 | 10 | 14.3 | 3 | 27 | 2032 | 2032-03-27 | 21.5 | 13 | 16.5 | 13 | 20 | 14.5 | 12.5
3 | 28 | 2032 | 2032-03-28 | 16.5 | 12.5 | 13.3 | 11.3 | 15.6 | 9.1 | 13.3 | 3 | 28 | 2032 | 2032-03-28 | 14 | 10.5 | 13 | 10 | 15.5 | 10.5 | 8.5
3 | 29 | 2032 | 2032-03-29 | 15.5 | 11.5 | 12.4 | 11.2 | 14.3 | 8.4 | 12 | 3 | 29 | 2032 | 2032-03-29 | 14.5 | 11.5 | 14 | 8 | 10.5 | 8.5 | 6
3 | 30 | 2032 | 2032-03-30 | 14.4 | 10.6 | 11.4 | 9.3 | 13.8 | 7.6 | 10.9 | 3 | 30 | 2032 | 2032-03-30 | 16.5 | 16 | 19 | 13 | 15 | 12 | 15.5
3 | 31 | 2032 | 2032-03-31 | 14.5 | 10.9 | 11.7 | 8.8 | 14.8 | 7.9 | 10.6 | 3 | 31 | 2032 | 2032-03-31 | 25.5 | 16.5 | 17 | 17 | 27.5 | 18.5 | 15.5
4 | 1 | 2032 | 2032-04-01 | 15.2 | 11.1 | 12.1 | 8.9 | 14.9 | 7.9 | 11.6 | 4 | 1 | 2032 | 2032-04-01 | 27 | 19 | 21 | 21.5 | 27.5 | 22 | 23
4 | 2 | 2032 | 2032-04-02 | 16.4 | 11.8 | 13 | 10.3 | 15.9 | 8.7 | 11.5 | 4 | 2 | 2032 | 2032-04-02 | 27 | 18 | 20.5 | 16.5 | 23 | 18.5 | 24.5
4 | 3 | 2032 | 2032-04-03 | 17 | 12.2 | 13.2 | 10.9 | 16.6 | 9.7 | 12.1 | 4 | 3 | 2032 | 2032-04-03 | 23 | 19.5 | 22.5 | 16 | 27 | 20.5 | 20
4 | 4 | 2032 | 2032-04-04 | 16.6 | 11.2 | 12.7 | 11.5 | 16.7 | 10 | 12.6 | 4 | 4 | 2032 | 2032-04-04 | 19 | 15.5 | 19 | 15.5 | 22.5 | 15.5 | 17
4 | 5 | 2032 | 2032-04-05 | 16.2 | 11.1 | 12.2 | 10.8 | 15 | 9 | 11.4 | 4 | 5 | 2032 | 2032-04-05 | 20.5 | 18 | 17 | 12 | 16 | 13 | 19
4 | 6 | 2032 | 2032-04-06 | 13.4 | 11.2 | 11.6 | 10.1 | 13.7 | 7 | 10.6 | 4 | 6 | 2032 | 2032-04-06 | 18 | 13.5 | 14 | 8 | 16 | 7.5 | 10.5
4 | 7 | 2032 | 2032-04-07 | 12.2 | 10.5 | 11.6 | 8.9 | 13.1 | 5.9 | 10.2 | 4 | 7 | 2032 | 2032-04-07 | 14 | 15.5 | 15.5 | 8.5 | 12.5 | 10 | 8
4 | 8 | 2032 | 2032-04-08 | 12.2 | 10.7 | 11.5 | 8.4 | 12.9 | 5.9 | 9.5 | 4 | 8 | 2032 | 2032-04-08 | 11 | 12.5 | 13 | 6.5 | 12.5 | 7.5 | 8.5
4 | 9 | 2032 | 2032-04-09 | 12.5 | 10.4 | 11.3 | 8.2 | 12.8 | 6 | 8.6 | 4 | 9 | 2032 | 2032-04-09 | 8 | 8 | 9.5 | 2 | 8 | 2 | 0.5
4 | 10 | 2032 | 2032-04-10 | 12.7 | 10.4 | 10.5 | 8.1 | 14 | 6.1 | 8.6 | 4 | 10 | 2032 | 2032-04-10 | 3 | 8 | 8 | 0 | 1 | 0 | 0
4 | 11 | 2032 | 2032-04-11 | 13.3 | 10.3 | 10.5 | 8.8 | 14.5 | 7.4 | 9.2 | 4 | 11 | 2032 | 2032-04-11 | 18.5 | 11.5 | 17 | 12.5 | 14 | 16 | 9.5
4 | 12 | 2032 | 2032-04-12 | 14 | 10.1 | 11.3 | 8.8 | 15 | 7.3 | 9.2 | 4 | 12 | 2032 | 2032-04-12 | 24.5 | 14 | 16.5 | 17.5 | 19.5 | 17 | 17.5
4 | 13 | 2032 | 2032-04-13 | 14.2 | 10.5 | 11.6 | 9.4 | 15.8 | 7.6 | 9.5 | 4 | 13 | 2032 | 2032-04-13 | 24 | 10 | 13 | 13.5 | 19.5 | 14 | 9
4 | 14 | 2032 | 2032-04-14 | 14.5 | 10.6 | 10.9 | 9.3 | 14.4 | 7.8 | 9.6 | 4 | 14 | 2032 | 2032-04-14 | 11.5 | 7.5 | 8.5 | 0 | 6 | 3 | 0
4 | 15 | 2032 | 2032-04-15 | 13.8 | 9.2 | 9.7 | 9 | 12.8 | 6.8 | 8.8 | 4 | 15 | 2032 | 2032-04-15 | 16 | 9 | 9.5 | 12.5 | 15.5 | 14.5 | 10
4 | 16 | 2032 | 2032-04-16 | 13.9 | 8.8 | 9.5 | 8.5 | 13.2 | 6 | 9.1 | 4 | 16 | 2032 | 2032-04-16 | 23 | 7.5 | 8.5 | 11 | 17.5 | 12 | 14
4 | 17 | 2032 | 2032-04-17 | 13.8 | 9.2 | 10.2 | 8.8 | 13.5 | 6.3 | 9.8 | 4 | 17 | 2032 | 2032-04-17 | 15.5 | 6.5 | 3.5 | 2.5 | 7 | 0 | 2
4 | 18 | 2032 | 2032-04-18 | 12.4 | 9.6 | 10.5 | 8.7 | 13.6 | 6.4 | 9.2 | 4 | 18 | 2032 | 2032-04-18 | 10.5 | 5 | 15.5 | 7.5 | 15 | 4.5 | 5
4 | 19 | 2032 | 2032-04-19 | 12.1 | 8.8 | 10.3 | 8.3 | 12.7 | 5.8 | 8.7 | 4 | 19 | 2032 | 2032-04-19 | 12.5 | 10 | 11 | 6.5 | 11 | 4.5 | 4
4 | 20 | 2032 | 2032-04-20 | 13.8 | 8.6 | 10.1 | 9.2 | 13.2 | 6.7 | 9.5 | 4 | 20 | 2032 | 2032-04-20 | 9 | 5 | 5 | 0 | 6 | 0 | 1
4 | 21 | 2032 | 2032-04-21 | 15 | 9 | 10.9 | 9.6 | 14.1 | 8.3 | 10.1 | 4 | 21 | 2032 | 2032-04-21 | 8 | 8 | 8 | 4 | 6 | 3.5 | 3.5
4 | 22 | 2032 | 2032-04-22 | 13.8 | 9.2 | 11.3 | 9 | 14.2 | 7.4 | 9.4 | 4 | 22 | 2032 | 2032-04-22 | 8.5 | 10 | 11 | 5 | 7 | 4 | 3.5
4 | 23 | 2032 | 2032-04-23 | 13.4 | 9.1 | 11.1 | 8.6 | 12.3 | 6.5 | 9.4 | 4 | 23 | 2032 | 2032-04-23 | 15 | 10.5 | 8 | 3.5 | 6.5 | 6 | 4
4 | 24 | 2032 | 2032-04-24 | 12.2 | 8.8 | 9.3 | 8.2 | 11.2 | 5.8 | 8.9 | 4 | 24 | 2032 | 2032-04-24 | 13 | 6.5 | 7.5 | 1.5 | 6.5 | 4.5 | 4.5
4 | 25 | 2032 | 2032-04-25 | 11.4 | 8.3 | 8.3 | 7 | 10.8 | 4.9 | 7.5 | 4 | 25 | 2032 | 2032-04-25 | 8 | 5.5 | 8 | 4 | 13.5 | 5 | 6.5
4 | 26 | 2032 | 2032-04-26 | 10.2 | 7.8 | 8.5 | 6.3 | 9.9 | 4.2 | 6.4 | 4 | 26 | 2032 | 2032-04-26 | 0 | 5.5 | 7.5 | 0.5 | 2 | 0 | 3.5
4 | 27 | 2032 | 2032-04-27 | 8.9 | 7.4 | 7.6 | 5.4 | 8.9 | 4 | 5.3 | 4 | 27 | 2032 | 2032-04-27 | 8 | 7.5 | 11.5 | 0 | 7.5 | 2 | 7
4 | 28 | 2032 | 2032-04-28 | 9.1 | 7 | 8.5 | 5.6 | 9.7 | 4.2 | 5.6 | 4 | 28 | 2032 | 2032-04-28 | 1.5 | 6 | 6 | 0 | 0 | 0 | 0.5
4 | 29 | 2032 | 2032-04-29 | 9.6 | 7.6 | 8.9 | 5.7 | 10.1 | 4.3 | 6.3 | 4 | 29 | 2032 | 2032-04-29 | 0 | 4.5 | 4 | 0 | 0 | 0 | 0
4 | 30 | 2032 | 2032-04-30 | 9.5 | 7.1 | 8.1 | 5.7 | 9.8 | 4 | 6.5 | 4 | 30 | 2032 | 2032-04-30 | 16 | 8 | 12 | 7 | 15.5 | 8.5 | 12.5
5 | 1 | 2032 | 2032-05-01 | 9.8 | 6.7 | 8.3 | 5.4 | 9.5 | 4 | 6 | 5 | 1 | 2032 | 2032-05-01 | 9 | 4.5 | 5.5 | 1 | 7.5 | 3 | 2.5
5 | 2 | 2032 | 2032-05-02 | 10 | 6.5 | 7.3 | 5 | 9.4 | 3.5 | 5.8 | 5 | 2 | 2032 | 2032-05-02 | 5 | 7.5 | 12 | 0 | 14.5 | 0.5 | 8
5 | 3 | 2032 | 2032-05-03 | 9.8 | 5.3 | 6.2 | 4.4 | 8.8 | 3.4 | 4.8 | 5 | 3 | 2032 | 2032-05-03 | 19 | 13 | 15.5 | 11.5 | 17 | 11 | 13
5 | 4 | 2032 | 2032-05-04 | 8.1 | 5.3 | 6.4 | 3.9 | 8.5 | 3.1 | 4.2 | 5 | 4 | 2032 | 2032-05-04 | 8.5 | 6 | 5.5 | 3 | 10 | 1.5 | 3.5
5 | 5 | 2032 | 2032-05-05 | 7 | 5.1 | 6.7 | 3.3 | 7.2 | 2.4 | 3.5 | 5 | 5 | 2032 | 2032-05-05 | 0 | 0.5 | 2.5 | 0 | 1.5 | 0 | 0
5 | 6 | 2032 | 2032-05-06 | 6.4 | 5.4 | 6.6 | 2.4 | 6.2 | 1.8 | 2.4 | 5 | 6 | 2032 | 2032-05-06 | 16.5 | 8.5 | 11.5 | 9.5 | 20 | 8.5 | 12
5 | 7 | 2032 | 2032-05-07 | 6.7 | 5.4 | 6.7 | 2.6 | 7.9 | 1.8 | 3.4 | 5 | 7 | 2032 | 2032-05-07 | 11.5 | 6.5 | 3.5 | 6 | 9.5 | 6.5 | 6.5
5 | 8 | 2032 | 2032-05-08 | 6.9 | 5.1 | 6.8 | 3.8 | 8.5 | 2.6 | 4.1 | 5 | 8 | 2032 | 2032-05-08 | 7 | 0 | 0 | 1 | 3 | 1.5 | 0
5 | 9 | 2032 | 2032-05-09 | 6.9 | 5.3 | 6.3 | 3.9 | 8.1 | 3.1 | 3.7 | 5 | 9 | 2032 | 2032-05-09 | 2 | 0 | 0 | 0 | 0 | 0 | 0
5 | 10 | 2032 | 2032-05-10 | 6.3 | 5.6 | 5.7 | 2.9 | 7.8 | 2.2 | 3.4 | 5 | 10 | 2032 | 2032-05-10 | 0 | 0 | 0 | 0 | 0 | 0 | 0
5 | 11 | 2032 | 2032-05-11 | 6.5 | 4.9 | 5.8 | 2.8 | 7.9 | 1.7 | 3.1 | 5 | 11 | 2032 | 2032-05-11 | 0 | 0 | 0 | 0 | 2 | 0 | 0
5 | 12 | 2032 | 2032-05-12 | 6.9 | 4.4 | 5.7 | 3.1 | 7.9 | 2 | 3 | 5 | 12 | 2032 | 2032-05-12 | 5 | 0 | 5.5 | 5 | 9.5 | 2 | 4.5
5 | 13 | 2032 | 2032-05-13 | 7.6 | 5.2 | 6.5 | 3.6 | 8.9 | 2.5 | 3.7 | 5 | 13 | 2032 | 2032-05-13 | 8 | 4 | 5 | 1.5 | 10 | 1.5 | 1
5 | 14 | 2032 | 2032-05-14 | 7.3 | 5.9 | 7.2 | 3.7 | 7.9 | 2.3 | 4.3 | 5 | 14 | 2032 | 2032-05-14 | 13.5 | 4 | 7 | 2 | 17 | 3 | 4.5
5 | 15 | 2032 | 2032-05-15 | 6.1 | 5.7 | 7 | 3.5 | 6.3 | 2.6 | 4.4 | 5 | 15 | 2032 | 2032-05-15 | 12.5 | 2.5 | 4.5 | 1.5 | 4.5 | 2 | 0.5
5 | 16 | 2032 | 2032-05-16 | 5.6 | 5 | 6.5 | 3 | 6.2 | 1.8 | 3.9 | 5 | 16 | 2032 | 2032-05-16 | 3 | 2.5 | 5.5 | 0 | 0.5 | 0 | 0
5 | 17 | 2032 | 2032-05-17 | 4.8 | 4.6 | 5.5 | 2.5 | 5.8 | 1.1 | 3 | 5 | 17 | 2032 | 2032-05-17 | 0.5 | 4 | 6.5 | 5.5 | 8.5 | 4 | 4
5 | 18 | 2032 | 2032-05-18 | 4.5 | 4 | 4.1 | 1.8 | 4.4 | 1.3 | 2 | 5 | 18 | 2032 | 2032-05-18 | 8.5 | 0.5 | 2.5 | 3 | 9.5 | 2.5 | 0
5 | 19 | 2032 | 2032-05-19 | 4.4 | 3.9 | 4.5 | 1.7 | 4.7 | 1.2 | 2.3 | 5 | 19 | 2032 | 2032-05-19 | 7 | 1.5 | 3 | 4.5 | 10.5 | 5.5 | 0
5 | 20 | 2032 | 2032-05-20 | 4.7 | 4 | 4.7 | 2.1 | 5.9 | 0.9 | 2.5 | 5 | 20 | 2032 | 2032-05-20 | 16.5 | 4.5 | 7.5 | 8 | 10.5 | 9 | 0
5 | 21 | 2032 | 2032-05-21 | 5 | 4 | 4.9 | 2.1 | 6.2 | 1.2 | 2.4 | 5 | 21 | 2032 | 2032-05-21 | 13 | 5.5 | 13 | 6.5 | 13 | 7.5 | 11
5 | 22 | 2032 | 2032-05-22 | 5.2 | 4.2 | 5.6 | 2.4 | 6.2 | 1.3 | 2.7 | 5 | 22 | 2032 | 2032-05-22 | 8.5 | 6 | 8.5 | 6 | 16 | 8.5 | 8.5
5 | 23 | 2032 | 2032-05-23 | 5.8 | 4.4 | 6.1 | 3 | 6.6 | 1.9 | 3.7 | 5 | 23 | 2032 | 2032-05-23 | 9 | 4.5 | 7.5 | 4.5 | 6.5 | 3 | 1.5
5 | 24 | 2032 | 2032-05-24 | 5.6 | 3.9 | 5.9 | 3 | 6.9 | 1.8 | 3.6 | 5 | 24 | 2032 | 2032-05-24 | 4.5 | 0.5 | 0 | 0 | 0 | 0 | 0
5 | 25 | 2032 | 2032-05-25 | 5.6 | 3.3 | 4.6 | 2.5 | 5.5 | 1.4 | 2.5 | 5 | 25 | 2032 | 2032-05-25 | 0 | 5 | 3.5 | 0 | 0.5 | 0 | 0
5 | 26 | 2032 | 2032-05-26 | 5.1 | 3.4 | 4.1 | 1.9 | 5.1 | 1 | 2.3 | 5 | 26 | 2032 | 2032-05-26 | 2 | 6.5 | 6.5 | 0 | 0 | 0 | 0
5 | 27 | 2032 | 2032-05-27 | 4.1 | 3.5 | 4.2 | 1.7 | 5.2 | 1.1 | 2.1 | 5 | 27 | 2032 | 2032-05-27 | 0 | 0 | 0 | 0 | 0 | 0 | 0
5 | 28 | 2032 | 2032-05-28 | 3.9 | 3.1 | 4.1 | 1.3 | 5.2 | 0.8 | 1.3 | 5 | 28 | 2032 | 2032-05-28 | 0 | 0 | 0 | 0 | 0 | 0 | 0
5 | 29 | 2032 | 2032-05-29 | 3.6 | 2.9 | 3.4 | 0.9 | 4.6 | 0.5 | 1.2 | 5 | 29 | 2032 | 2032-05-29 | 0 | 0 | 0 | 0 | 0 | 0 | 0
5 | 30 | 2032 | 2032-05-30 | 3.7 | 2.8 | 3.1 | 1.3 | 4.7 | 0.9 | 1.4 | 5 | 30 | 2032 | 2032-05-30 | 0 | 6 | 9 | 0 | 0 | 0 | 0
5 | 31 | 2032 | 2032-05-31 | 3.8 | 1.8 | 2.4 | 1.4 | 4.4 | 1.1 | 1 | 5 | 31 | 2032 | 2032-05-31 | 0 | 7 | 7 | 1.5 | 0 | 0.5 | 0
6 | 1 | 2032 | 2032-06-01 | 3.5 | 1.7 | 2.3 | 1.1 | 3.9 | 0.6 | 0.6 | 6 | 1 | 2032 | 2032-06-01 | 4 | 3.5 | 5.5 | 0 | 2.5 | 0 | 0
6 | 2 | 2032 | 2032-06-02 | 3.5 | 2.2 | 2.2 | 0.6 | 3.6 | 0.2 | 0.8 | 6 | 2 | 2032 | 2032-06-02 | 0 | 7.5 | 5 | 0 | 0 | 0 | 0
6 | 3 | 2032 | 2032-06-03 | 3.4 | 2.2 | 2.5 | 0.6 | 3.9 | 0.1 | 0.8 | 6 | 3 | 2032 | 2032-06-03 | 0 | 3.5 | 4 | 0 | 0 | 0 | 0
6 | 4 | 2032 | 2032-06-04 | 4.4 | 2.2 | 2.8 | 0.8 | 4.5 | 0.1 | 0.8 | 6 | 4 | 2032 | 2032-06-04 | 0 | 4 | 3.5 | 0 | 0 | 0 | 0
6 | 5 | 2032 | 2032-06-05 | 4.3 | 1.8 | 2.4 | 0.7 | 4.2 | 0.1 | 0.7 | 6 | 5 | 2032 | 2032-06-05 | 0 | 1 | 3.5 | 0 | 5 | 0 | 0
6 | 6 | 2032 | 2032-06-06 | 4.6 | 1.4 | 2 | 0.6 | 3.8 | 0.1 | 0.4 | 6 | 6 | 2032 | 2032-06-06 | 5.5 | 3.5 | 7 | 1.5 | 15.5 | 2 | 4
6 | 7 | 2032 | 2032-06-07 | 3.8 | 1 | 1.7 | 0.3 | 3.1 | 0.2 | 0.4 | 6 | 7 | 2032 | 2032-06-07 | 14 | 2 | 8.5 | 2.5 | 12 | 5 | 1.5
6 | 8 | 2032 | 2032-06-08 | 2.7 | 1 | 1.5 | 0.1 | 2.4 | 0 | 0.2 | 6 | 8 | 2032 | 2032-06-08 | 5 | 3.5 | 5 | 1.5 | 5.5 | 1 | 1
6 | 9 | 2032 | 2032-06-09 | 2.3 | 0.9 | 1.4 | 0.6 | 2.9 | 0.1 | 0.2 | 6 | 9 | 2032 | 2032-06-09 | 6 | 3.5 | 4.5 | 0 | 2 | 0 | 0
6 | 10 | 2032 | 2032-06-10 | 1.9 | 1.1 | 1.6 | 0.6 | 2.9 | 0.2 | 0.3 | 6 | 10 | 2032 | 2032-06-10 | 0 | 0 | 0 | 0 | 0 | 0 | 0
6 | 11 | 2032 | 2032-06-11 | 1.9 | 1.1 | 1.5 | 0.2 | 2.6 | 0.1 | 0.4 | 6 | 11 | 2032 | 2032-06-11 | 0 | 0 | 0 | 0 | 0 | 0 | 0
6 | 12 | 2032 | 2032-06-12 | 2 | 1.1 | 1.3 | 0.1 | 2 | 0 | 0.1 | 6 | 12 | 2032 | 2032-06-12 | 0 | 5 | 3.5 | 0 | 1 | 0 | 0
6 | 13 | 2032 | 2032-06-13 | 1.9 | 1.3 | 1.7 | 0.1 | 2.1 | 0 | 0.3 | 6 | 13 | 2032 | 2032-06-13 | 10.5 | 3.5 | 7 | 1.5 | 8 | 2.5 | 5
6 | 14 | 2032 | 2032-06-14 | 1.4 | 1.7 | 2.3 | 0.1 | 2.5 | 0 | 0.3 | 6 | 14 | 2032 | 2032-06-14 | 9.5 | 2.5 | 3.5 | 0.5 | 1.5 | 0.5 | 0
6 | 15 | 2032 | 2032-06-15 | 2.1 | 1.5 | 1.8 | 0.5 | 2.5 | 0.2 | 0.1 | 6 | 15 | 2032 | 2032-06-15 | 5.5 | 5.5 | 3.5 | 4.5 | 8.5 | 4 | 3.5
6 | 16 | 2032 | 2032-06-16 | 2.7 | 1.2 | 1.4 | 0.5 | 1.9 | 0 | 0 | 6 | 16 | 2032 | 2032-06-16 | 8.5 | 1.5 | 6 | 0 | 10 | 1.5 | 0
6 | 17 | 2032 | 2032-06-17 | 1.8 | 0.8 | 1.2 | 0.1 | 1.3 | 0 | 0.2 | 6 | 17 | 2032 | 2032-06-17 | 6 | 0 | 1 | 0 | 3 | 0 | 0
6 | 18 | 2032 | 2032-06-18 | 1 | 0.7 | 0.9 | 0 | 1.1 | 0 | 0.2 | 6 | 18 | 2032 | 2032-06-18 | 1 | 0 | 0 | 0 | 0 | 0 | 0
6 | 19 | 2032 | 2032-06-19 | 0.8 | 0.6 | 1 | 0 | 1.7 | 0 | 0.2 | 6 | 19 | 2032 | 2032-06-19 | 0 | 0 | 0 | 0 | 0 | 0 | 0
6 | 20 | 2032 | 2032-06-20 | 1.4 | 0.6 | 1.2 | 0.3 | 2.6 | 0 | 0.4 | 6 | 20 | 2032 | 2032-06-20 | 0 | 0 | 0 | 0 | 0 | 0 | 0
6 | 21 | 2032 | 2032-06-21 | 2.6 | 1 | 1.9 | 0.6 | 3.2 | 0.2 | 0.6 | 6 | 21 | 2032 | 2032-06-21 | 0 | 2.5 | 4.5 | 0 | 0 | 0 | 0
6 | 22 | 2032 | 2032-06-22 | 2.8 | 1.3 | 2.6 | 0.2 | 3.3 | 0.1 | 0.8 | 6 | 22 | 2032 | 2032-06-22 | 0 | 0 | 0 | 0 | 0 | 0 | 0
6 | 23 | 2032 | 2032-06-23 | 2.8 | 1.1 | 2.4 | 0.1 | 2.7 | 0 | 0.7 | 6 | 23 | 2032 | 2032-06-23 | 0 | 0 | 0 | 0 | 0 | 0 | 0
6 | 24 | 2032 | 2032-06-24 | 2 | 0.5 | 1.7 | 0 | 1.9 | 0 | 0.3 | 6 | 24 | 2032 | 2032-06-24 | 0 | 0 | 0 | 0 | 0 | 0 | 0
6 | 25 | 2032 | 2032-06-25 | 1.3 | 0.3 | 1 | 0.1 | 1.2 | 0 | 0 | 6 | 25 | 2032 | 2032-06-25 | 0 | 0 | 0 | 0 | 0 | 0 | 0
6 | 26 | 2032 | 2032-06-26 | 0.7 | 0.2 | 0.6 | 0 | 0.8 | 0 | 0.1 | 6 | 26 | 2032 | 2032-06-26 | 0 | 0 | 0 | 0 | 0 | 0 | 0
6 | 27 | 2032 | 2032-06-27 | 0.8 | 0.4 | 0.9 | 0 | 0.8 | 0 | 0.1 | 6 | 27 | 2032 | 2032-06-27 | 0 | 3 | 4.5 | 0 | 0 | 0 | 0
6 | 28 | 2032 | 2032-06-28 | 0.9 | 0.5 | 0.9 | 0 | 1.4 | 0 | 0.1 | 6 | 28 | 2032 | 2032-06-28 | 3 | 0 | 0 | 0 | 4.5 | 0 | 0
6 | 29 | 2032 | 2032-06-29 | 0.7 | 0.2 | 0.7 | 0 | 0.9 | 0 | 0.2 | 6 | 29 | 2032 | 2032-06-29 | 6 | 0 | 0 | 0 | 0 | 0 | 0
6 | 30 | 2032 | 2032-06-30 | 0.4 | 0.2 | 0.4 | 0 | 0.4 | 0 | 0 | 6 | 30 | 2032 | 2032-06-30 | 2.5 | 1.5 | 2 | 0 | 4 | 0 | 0
7 | 1 | 2032 | 2032-07-01 | 0 | 0.1 | 0.3 | 0 | 0.1 | 0 | 0 | 7 | 1 | 2032 | 2032-07-01 | 4 | 4 | 1 | 0 | 6 | 0 | 0
7 | 2 | 2032 | 2032-07-02 | 0.4 | 0.1 | 0.3 | 0 | 0.2 | 0 | 0 | 7 | 2 | 2032 | 2032-07-02 | 0 | 2 | 2 | 0 | 0 | 0 | 0
7 | 3 | 2032 | 2032-07-03 | 0.9 | 0 | 0.1 | 0 | 0.6 | 0 | 0 | 7 | 3 | 2032 | 2032-07-03 | 0 | 5 | 2.5 | 0 | 0 | 0 | 0
7 | 4 | 2032 | 2032-07-04 | 0.4 | 0.1 | 0.2 | 0 | 0.6 | 0 | 0 | 7 | 4 | 2032 | 2032-07-04 | 0 | 1.5 | 4 | 0 | 0 | 0 | 0
7 | 5 | 2032 | 2032-07-05 | 0 | 0.1 | 0.3 | 0 | 0.2 | 0 | 0.1 | 7 | 5 | 2032 | 2032-07-05 | 0 | 0 | 0 | 0 | 0 | 0 | 0
7 | 6 | 2032 | 2032-07-06 | 0 | 0.1 | 0.3 | 0 | 0.4 | 0 | 0 | 7 | 6 | 2032 | 2032-07-06 | 0 | 0 | 0 | 0 | 0 | 0 | 0
7 | 7 | 2032 | 2032-07-07 | 0.2 | 0.1 | 0.2 | 0 | 0.4 | 0 | 0 | 7 | 7 | 2032 | 2032-07-07 | 0.5 | 0 | 1 | 0 | 3 | 0 | 0
7 | 8 | 2032 | 2032-07-08 | 0 | 0.2 | 0.2 | 0 | 0.3 | 0 | 0 | 7 | 8 | 2032 | 2032-07-08 | 0 | 0 | 0 | 0 | 0 | 0 | 0
7 | 9 | 2032 | 2032-07-09 | 0 | 0.1 | 0.1 | 0 | 0 | 0 | 0 | 7 | 9 | 2032 | 2032-07-09 | 0 | 0 | 0.5 | 0 | 0 | 0 | 0
7 | 10 | 2032 | 2032-07-10 | 0 | 0 | 0 | 0 | 0 | 0 | 0 | 7 | 10 | 2032 | 2032-07-10 | 0 | 0 | 2 | 0 | 0 | 0 | 0
7 | 11 | 2032 | 2032-07-11 | 0 | 0.1 | 0 | 0 | 0 | 0 | 0 | 7 | 11 | 2032 | 2032-07-11 | 0 | 0 | 0 | 0 | 0 | 0 | 0
7 | 12 | 2032 | 2032-07-12 | 0 | 0 | 0 | 0 | 0 | 0 | 0 | 7 | 12 | 2032 | 2032-07-12 | 0 | 1 | 3 | 0 | 0 | 0 | 0
7 | 13 | 2032 | 2032-07-13 | 0 | 0 | 0 | 0 | 0 | 0 | 0 | 7 | 13 | 2032 | 2032-07-13 | 0 | 0 | 0.5 | 0 | 0 | 0 | 0
7 | 14 | 2032 | 2032-07-14 | 0 | 0 | 0 | 0 | 0.1 | 0 | 0 | 7 | 14 | 2032 | 2032-07-14 | 0 | 0 | 0 | 0 | 0 | 0 | 0
7 | 15 | 2032 | 2032-07-15 | 0 | 0 | 0 | 0 | 0 | 0 | 0 | 7 | 15 | 2032 | 2032-07-15 | 0 | 0 | 0 | 0 | 0 | 0 | 0
7 | 16 | 2032 | 2032-07-16 | 0 | 0 | 0 | 0 | 0 | 0 | 0 | 7 | 16 | 2032 | 2032-07-16 | 0 | 0 | 0 | 0 | 0 | 0 | 0
7 | 17 | 2032 | 2032-07-17 | 0 | 0 | 0 | 0 | 0 | 0 | 0 | 7 | 17 | 2032 | 2032-07-17 | 0 | 0 | 4 | 0 | 0 | 0 | 0
7 | 18 | 2032 | 2032-07-18 | 0 | 0 | 0 | 0 | 0 | 0 | 0 | 7 | 18 | 2032 | 2032-07-18 | 0 | 0 | 0 | 0 | 0 | 0 | 0
7 | 19 | 2032 | 2032-07-19 | 0 | 0 | 0 | 0 | 0 | 0 | 0 | 7 | 19 | 2032 | 2032-07-19 | 0 | 0 | 0 | 0 | 0 | 0 | 0
7 | 20 | 2032 | 2032-07-20 | 0 | 0 | 0 | 0 | 0 | 0 | 0 | 7 | 20 | 2032 | 2032-07-20 | 0 | 0 | 0 | 0 | 0 | 0 | 0
7 | 21 | 2032 | 2032-07-21 | 0 | 0 | 0 | 0 | 0 | 0 | 0 | 7 | 21 | 2032 | 2032-07-21 | 0 | 0 | 0 | 0 | 0 | 0 | 0
7 | 22 | 2032 | 2032-07-22 | 0 | 0 | 0 | 0 | 0 | 0 | 0 | 7 | 22 | 2032 | 2032-07-22 | 0 | 0 | 0 | 0 | 0 | 0 | 0
7 | 23 | 2032 | 2032-07-23 | 0 | 0 | 0.1 | 0 | 0 | 0 | 0 | 7 | 23 | 2032 | 2032-07-23 | 0 | 0 | 2 | 0 | 0 | 0 | 0
7 | 24 | 2032 | 2032-07-24 | 0.1 | 0 | 0 | 0 | 0.2 | 0 | 0 | 7 | 24 | 2032 | 2032-07-24 | 0 | 2.5 | 3 | 0 | 0 | 0 | 0
7 | 25 | 2032 | 2032-07-25 | 0 | 0 | 0 | 0 | 0 | 0 | 0 | 7 | 25 | 2032 | 2032-07-25 | 0 | 0 | 0 | 0 | 0 | 0 | 0
7 | 26 | 2032 | 2032-07-26 | 0 | 0 | 0 | 0 | 0 | 0 | 0 | 7 | 26 | 2032 | 2032-07-26 | 0 | 0 | 0 | 0 | 0 | 0 | 0
7 | 27 | 2032 | 2032-07-27 | 0 | 0 | 0.1 | 0 | 0 | 0 | 0 | 7 | 27 | 2032 | 2032-07-27 | 0 | 0 | 0 | 0 | 0 | 0 | 0
7 | 28 | 2032 | 2032-07-28 | 0 | 0 | 0 | 0 | 0 | 0 | 0 | 7 | 28 | 2032 | 2032-07-28 | 0 | 0 | 0 | 0 | 0 | 0 | 0
7 | 29 | 2032 | 2032-07-29 | 0 | 0 | 0 | 0 | 0.1 | 0 | 0 | 7 | 29 | 2032 | 2032-07-29 | 0 | 0 | 0 | 0 | 0 | 0 | 0
7 | 30 | 2032 | 2032-07-30 | 0 | 0 | 0 | 0 | 0 | 0 | 0 | 7 | 30 | 2032 | 2032-07-30 | 0 | 0 | 0 | 0 | 0 | 0 | 0
7 | 31 | 2032 | 2032-07-31 | 0 | 0 | 0 | 0 | 0 | 0 | 0 | 7 | 31 | 2032 | 2032-07-31 | 0 | 0 | 0 | 0 | 0 | 0 | 0
8 | 1 | 2032 | 2032-08-01 | 0 | 0 | 0 | 0 | 0 | 0 | 0 | 8 | 1 | 2032 | 2032-08-01 | 0 | 0 | 0 | 0 | 0 | 0 | 0
8 | 2 | 2032 | 2032-08-02 | 0 | 0 | 0.1 | 0 | 0.1 | 0 | 0 | 8 | 2 | 2032 | 2032-08-02 | 0 | 0 | 0 | 0 | 0 | 0 | 0
8 | 3 | 2032 | 2032-08-03 | 0 | 0.1 | 0.1 | 0 | 0 | 0 | 0 | 8 | 3 | 2032 | 2032-08-03 | 0 | 0 | 0 | 0 | 0 | 0 | 0
8 | 4 | 2032 | 2032-08-04 | 0 | 0.1 | 0 | 0 | 0 | 0 | 0 | 8 | 4 | 2032 | 2032-08-04 | 0 | 0 | 0 | 0 | 0 | 0 | 0
8 | 5 | 2032 | 2032-08-05 | 0 | 0 | 0 | 0 | 0.2 | 0 | 0 | 8 | 5 | 2032 | 2032-08-05 | 0 | 0 | 0 | 0 | 0 | 0 | 0
8 | 6 | 2032 | 2032-08-06 | 0 | 0 | 0.1 | 0 | 0.1 | 0 | 0 | 8 | 6 | 2032 | 2032-08-06 | 0 | 0 | 4.5 | 0 | 2 | 0 | 0
8 | 7 | 2032 | 2032-08-07 | 0 | 0 | 0 | 0 | 0 | 0 | 0 | 8 | 7 | 2032 | 2032-08-07 | 0 | 0 | 0 | 0 | 0 | 0 | 0
8 | 8 | 2032 | 2032-08-08 | 0 | 0 | 0 | 0 | 0 | 0 | 0 | 8 | 8 | 2032 | 2032-08-08 | 0 | 0 | 4.5 | 0 | 0 | 0 | 0
8 | 9 | 2032 | 2032-08-09 | 0 | 0.1 | 0.1 | 0 | 0 | 0 | 0 | 8 | 9 | 2032 | 2032-08-09 | 0 | 0 | 0 | 0 | 0 | 0 | 0
8 | 10 | 2032 | 2032-08-10 | 0 | 0.2 | 0.2 | 0 | 0.1 | 0 | 0 | 8 | 10 | 2032 | 2032-08-10 | 0 | 0 | 0 | 0 | 0 | 0 | 0
8 | 11 | 2032 | 2032-08-11 | 0 | 0.1 | 0.1 | 0 | 0.1 | 0 | 0 | 8 | 11 | 2032 | 2032-08-11 | 0 | 0 | 0 | 0 | 0 | 0 | 0
8 | 12 | 2032 | 2032-08-12 | 0.1 | 0 | 0.2 | 0 | 0.2 | 0 | 0 | 8 | 12 | 2032 | 2032-08-12 | 3.5 | 3 | 5 | 0 | 0 | 0 | 0
8 | 13 | 2032 | 2032-08-13 | 0.2 | 0 | 0.1 | 0 | 0 | 0 | 0 | 8 | 13 | 2032 | 2032-08-13 | 0 | 1.5 | 0 | 0 | 0 | 0 | 0
8 | 14 | 2032 | 2032-08-14 | 0 | 0 | 0 | 0 | 0 | 0 | 0 | 8 | 14 | 2032 | 2032-08-14 | 0 | 0 | 0 | 0 | 0 | 0 | 0
8 | 15 | 2032 | 2032-08-15 | 0 | 0 | 0 | 0 | 0 | 0 | 0 | 8 | 15 | 2032 | 2032-08-15 | 0 | 0 | 0 | 0 | 0 | 0 | 0
8 | 16 | 2032 | 2032-08-16 | 0 | 0.1 | 0 | 0 | 0.2 | 0 | 0 | 8 | 16 | 2032 | 2032-08-16 | 0 | 0 | 0 | 0 | 0 | 0 | 0
8 | 17 | 2032 | 2032-08-17 | 0 | 0 | 0 | 0 | 0.4 | 0 | 0 | 8 | 17 | 2032 | 2032-08-17 | 0 | 0 | 0 | 0 | 0 | 0 | 0
8 | 18 | 2032 | 2032-08-18 | 0.1 | 0.2 | 0.2 | 0 | 0.6 | 0 | 0 | 8 | 18 | 2032 | 2032-08-18 | 0 | 0 | 0 | 0 | 0 | 0 | 0
8 | 19 | 2032 | 2032-08-19 | 0 | 0.3 | 0.2 | 0 | 0.6 | 0 | 0 | 8 | 19 | 2032 | 2032-08-19 | 0 | 0 | 0 | 0 | 0 | 0 | 0
8 | 20 | 2032 | 2032-08-20 | 0.2 | 0.3 | 0.2 | 0 | 0.5 | 0 | 0.1 | 8 | 20 | 2032 | 2032-08-20 | 0 | 0 | 0 | 0 | 0 | 0 | 0
8 | 21 | 2032 | 2032-08-21 | 0.1 | 0.3 | 0.3 | 0 | 0.1 | 0 | 0.3 | 8 | 21 | 2032 | 2032-08-21 | 0 | 0 | 0 | 0 | 0 | 0 | 0
8 | 22 | 2032 | 2032-08-22 | 0.3 | 0.1 | 0.2 | 0 | 0.6 | 0 | 0.3 | 8 | 22 | 2032 | 2032-08-22 | 0 | 0 | 0.5 | 0 | 0 | 0 | 0
8 | 23 | 2032 | 2032-08-23 | 0.6 | 0.1 | 0 | 0 | 0.6 | 0 | 0.1 | 8 | 23 | 2032 | 2032-08-23 | 0 | 0 | 0 | 0 | 0 | 0 | 0
8 | 24 | 2032 | 2032-08-24 | 0.6 | 0.1 | 0 | 0 | 0.8 | 0 | 0 | 8 | 24 | 2032 | 2032-08-24 | 0 | 0 | 0.5 | 0 | 0 | 0 | 0
8 | 25 | 2032 | 2032-08-25 | 0.8 | 0.2 | 0.6 | 0 | 1.1 | 0 | 0.2 | 8 | 25 | 2032 | 2032-08-25 | 0 | 0 | 0 | 0 | 0 | 0 | 0
8 | 26 | 2032 | 2032-08-26 | 0.7 | 0.1 | 0.3 | 0 | 1 | 0 | 0.2 | 8 | 26 | 2032 | 2032-08-26 | 0 | 0 | 0 | 0 | 0 | 0 | 0
8 | 27 | 2032 | 2032-08-27 | 0.5 | 0 | 0.2 | 0 | 0.7 | 0 | 0.2 | 8 | 27 | 2032 | 2032-08-27 | 0 | 0 | 0 | 0 | 0 | 0 | 0
8 | 28 | 2032 | 2032-08-28 | 0.5 | 0.2 | 0.2 | 0 | 0.3 | 0 | 0 | 8 | 28 | 2032 | 2032-08-28 | 0 | 0 | 0 | 0 | 0 | 0 | 0
8 | 29 | 2032 | 2032-08-29 | 0.5 | 0.3 | 0.3 | 0 | 0.3 | 0 | 0 | 8 | 29 | 2032 | 2032-08-29 | 0 | 0 | 4 | 0 | 0 | 0 | 0
8 | 30 | 2032 | 2032-08-30 | 0.9 | 0.2 | 0.2 | 0 | 0.6 | 0 | 0 | 8 | 30 | 2032 | 2032-08-30 | 0 | 0 | 0 | 0 | 0 | 0 | 0
8 | 31 | 2032 | 2032-08-31 | 0.7 | 0.4 | 0.3 | 0 | 0.7 | 0 | 0.2 | 8 | 31 | 2032 | 2032-08-31 | 5 | 0 | 2 | 0 | 0 | 0 | 0
9 | 1 | 2032 | 2032-09-01 | 0.5 | 0.1 | 0.2 | 0 | 0.2 | 0 | 0.3 | 9 | 1 | 2032 | 2032-09-01 | 0 | 0 | 0 | 0 | 0 | 0 | 0
9 | 2 | 2032 | 2032-09-02 | 0.4 | 0.2 | 0.1 | 0 | 0.4 | 0 | 0.1 | 9 | 2 | 2032 | 2032-09-02 | 0 | 0 | 0 | 0 | 0 | 0 | 0
9 | 3 | 2032 | 2032-09-03 | 0.6 | 0.1 | 0 | 0 | 0.4 | 0 | 0 | 9 | 3 | 2032 | 2032-09-03 | 0 | 0 | 0 | 0 | 0 | 0 | 0
9 | 4 | 2032 | 2032-09-04 | 0.6 | 0 | 0 | 0 | 0.1 | 0 | 0 | 9 | 4 | 2032 | 2032-09-04 | 0 | 0 | 0 | 0 | 0 | 0 | 0
9 | 5 | 2032 | 2032-09-05 | 0.5 | 0 | 0 | 0 | 0.3 | 0 | 0 | 9 | 5 | 2032 | 2032-09-05 | 0 | 0 | 0 | 0 | 0 | 0 | 0
9 | 6 | 2032 | 2032-09-06 | 0.8 | 0 | 0.2 | 0 | 1 | 0 | 0.1 | 9 | 6 | 2032 | 2032-09-06 | 0 | 0 | 0 | 0 | 0 | 0 | 0
9 | 7 | 2032 | 2032-09-07 | 1.1 | 0.1 | 0.1 | 0 | 1.3 | 0 | 0.2 | 9 | 7 | 2032 | 2032-09-07 | 6.5 | 0 | 0 | 1 | 1.5 | 0 | 0
9 | 8 | 2032 | 2032-09-08 | 1.4 | 0.4 | 0.3 | 0 | 1.6 | 0 | 0.3 | 9 | 8 | 2032 | 2032-09-08 | 10 | 0 | 0 | 1.5 | 7.5 | 0 | 2.5
9 | 9 | 2032 | 2032-09-09 | 1.8 | 0.5 | 0.7 | 0 | 1.4 | 0 | 0.1 | 9 | 9 | 2032 | 2032-09-09 | 7.5 | 0 | 0 | 0 | 0 | 0 | 0
9 | 10 | 2032 | 2032-09-10 | 1.9 | 0.3 | 0.7 | 0 | 1.2 | 0 | 0.4 | 9 | 10 | 2032 | 2032-09-10 | 2.5 | 0 | 0 | 0 | 0 | 0 | 0
9 | 11 | 2032 | 2032-09-11 | 1.3 | 0.4 | 0.6 | 0 | 1 | 0 | 0.3 | 9 | 11 | 2032 | 2032-09-11 | 0 | 0 | 0 | 0 | 0.5 | 0 | 0
9 | 12 | 2032 | 2032-09-12 | 1.4 | 0.6 | 0.7 | 0 | 1.2 | 0 | 0.4 | 9 | 12 | 2032 | 2032-09-12 | 2 | 4 | 7 | 0 | 0 | 0 | 0
9 | 13 | 2032 | 2032-09-13 | 1.7 | 0.8 | 1.1 | 0.1 | 2.1 | 0 | 0.5 | 9 | 13 | 2032 | 2032-09-13 | 0 | 3 | 0.5 | 0 | 0 | 0 | 0
9 | 14 | 2032 | 2032-09-14 | 2.8 | 0.9 | 1.3 | 0.3 | 2.3 | 0.1 | 1 | 9 | 14 | 2032 | 2032-09-14 | 0 | 1 | 0 | 0 | 0 | 0 | 0
9 | 15 | 2032 | 2032-09-15 | 2.4 | 0.6 | 1 | 0.4 | 1.9 | 0.2 | 0.8 | 9 | 15 | 2032 | 2032-09-15 | 0 | 0 | 0 | 0 | 0 | 0 | 0
9 | 16 | 2032 | 2032-09-16 | 2.1 | 0.8 | 1.1 | 0.3 | 2.2 | 0.1 | 0.5 | 9 | 16 | 2032 | 2032-09-16 | 0 | 0 | 0 | 0 | 0 | 0 | 0
9 | 17 | 2032 | 2032-09-17 | 2.5 | 1.2 | 1.1 | 0.3 | 2.3 | 0.1 | 0.7 | 9 | 17 | 2032 | 2032-09-17 | 2 | 0 | 0 | 0 | 0 | 0 | 0
9 | 18 | 2032 | 2032-09-18 | 3 | 1.4 | 1.5 | 0.2 | 2.4 | 0.1 | 0.7 | 9 | 18 | 2032 | 2032-09-18 | 0 | 0 | 0 | 0 | 5 | 0 | 0
9 | 19 | 2032 | 2032-09-19 | 3.3 | 1.7 | 1.6 | 0.6 | 3 | 0.2 | 0.9 | 9 | 19 | 2032 | 2032-09-19 | 8.5 | 0 | 0 | 0 | 8 | 0 | 0
9 | 20 | 2032 | 2032-09-20 | 3.9 | 1.8 | 1.4 | 0.9 | 3.7 | 0.3 | 1.5 | 9 | 20 | 2032 | 2032-09-20 | 3 | 0.5 | 2 | 0 | 3.5 | 0 | 0
9 | 21 | 2032 | 2032-09-21 | 3.3 | 1.7 | 1.4 | 0.7 | 3.3 | 0.1 | 1.3 | 9 | 21 | 2032 | 2032-09-21 | 0 | 0 | 0 | 0 | 0 | 0 | 0
9 | 22 | 2032 | 2032-09-22 | 2.8 | 1.4 | 1.4 | 0.8 | 2.9 | 0.4 | 1.3 | 9 | 22 | 2032 | 2032-09-22 | 0 | 0 | 0 | 0 | 0 | 0 | 0
9 | 23 | 2032 | 2032-09-23 | 4.2 | 1.8 | 1.8 | 1.3 | 3.4 | 0.7 | 1.5 | 9 | 23 | 2032 | 2032-09-23 | 0 | 0 | 2 | 0 | 0 | 0 | 0
9 | 24 | 2032 | 2032-09-24 | 4.1 | 2.2 | 1.8 | 1.2 | 4.1 | 0.7 | 1.9 | 9 | 24 | 2032 | 2032-09-24 | 6 | 0 | 1 | 0 | 5.5 | 0 | 1.5
9 | 25 | 2032 | 2032-09-25 | 3.8 | 2.5 | 2.3 | 1 | 4.3 | 0.5 | 1.5 | 9 | 25 | 2032 | 2032-09-25 | 3 | 0.5 | 5 | 0 | 1.5 | 0 | 1
9 | 26 | 2032 | 2032-09-26 | 5 | 2.9 | 2.7 | 1.2 | 4.7 | 0.3 | 2 | 9 | 26 | 2032 | 2032-09-26 | 3 | 5 | 6 | 1 | 9 | 0 | 6
9 | 27 | 2032 | 2032-09-27 | 5 | 2.4 | 1.5 | 0.6 | 3.5 | 0.2 | 1.7 | 9 | 27 | 2032 | 2032-09-27 | 10 | 2 | 1 | 3 | 9 | 1 | 5
9 | 28 | 2032 | 2032-09-28 | 4.6 | 1.8 | 1.2 | 0.3 | 2.8 | 0.3 | 1.7 | 9 | 28 | 2032 | 2032-09-28 | 5.5 | 0 | 0 | 0 | 3 | 0 | 1
9 | 29 | 2032 | 2032-09-29 | 4.1 | 1.5 | 1.2 | 0.8 | 2.7 | 0.6 | 1.1 | 9 | 29 | 2032 | 2032-09-29 | 0 | 0 | 0 | 0 | 0 | 0 | 0
9 | 30 | 2032 | 2032-09-30 | 4.2 | 1.8 | 1.8 | 1.7 | 3.5 | 0.9 | 1.8 | 9 | 30 | 2032 | 2032-09-30 | 1.5 | 0 | 0 | 0 | 0 | 0 | 0
10 | 1 | 2032 | 2032-10-01 | 4.9 | 2.3 | 2.8 | 2.1 | 4.8 | 0.9 | 2.7 | 10 | 1 | 2032 | 2032-10-01 | 0 | 0.5 | 1.5 | 0 | 0 | 0 | 0
10 | 2 | 2032 | 2032-10-02 | 5.8 | 4.1 | 3.6 | 2.2 | 5.5 | 0.8 | 3.3 | 10 | 2 | 2032 | 2032-10-02 | 0 | 0 | 0 | 0 | 0 | 0 | 0
10 | 3 | 2032 | 2032-10-03 | 8.3 | 4.4 | 4.6 | 3.2 | 7 | 1.5 | 4.2 | 10 | 3 | 2032 | 2032-10-03 | 0 | 4.5 | 4.5 | 0 | 0 | 0 | 0
10 | 4 | 2032 | 2032-10-04 | 8.7 | 5.1 | 4.2 | 3.6 | 6.4 | 2.1 | 4.4 | 10 | 4 | 2032 | 2032-10-04 | 2.5 | 2.5 | 3.5 | 0 | 0 | 0 | 0
10 | 5 | 2032 | 2032-10-05 | 7.3 | 4.7 | 3.8 | 3.7 | 6.3 | 2.1 | 3.9 | 10 | 5 | 2032 | 2032-10-05 | 1.5 | 4 | 2.5 | 0 | 0 | 0 | 0
10 | 6 | 2032 | 2032-10-06 | 7.2 | 5.9 | 4 | 3.2 | 6.1 | 1.6 | 2.9 | 10 | 6 | 2032 | 2032-10-06 | 0 | 3 | 2 | 0 | 0 | 0 | 0
10 | 7 | 2032 | 2032-10-07 | 6.6 | 5.2 | 4 | 2.1 | 6.4 | 0.5 | 3.3 | 10 | 7 | 2032 | 2032-10-07 | 3.5 | 3.5 | 2 | 0 | 0 | 0 | 0
10 | 8 | 2032 | 2032-10-08 | 7.4 | 4.6 | 3.3 | 2.1 | 6.8 | 1.2 | 3.9 | 10 | 8 | 2032 | 2032-10-08 | 2.5 | 1.5 | 0.5 | 0 | 0 | 0 | 0
10 | 9 | 2032 | 2032-10-09 | 7.1 | 4.1 | 4.3 | 2.7 | 6.1 | 1.6 | 3.7 | 10 | 9 | 2032 | 2032-10-09 | 0 | 0 | 0 | 0 | 0 | 0 | 0
10 | 10 | 2032 | 2032-10-10 | 7.2 | 4.8 | 4.4 | 2.9 | 6.1 | 1.7 | 4.1 | 10 | 10 | 2032 | 2032-10-10 | 11.5 | 4.5 | 7 | 7.5 | 10.5 | 7.5 | 9
10 | 11 | 2032 | 2032-10-11 | 7.7 | 5.3 | 4.1 | 2.9 | 6.3 | 2 | 4.7 | 10 | 11 | 2032 | 2032-10-11 | 11.5 | 9 | 6.5 | 1.5 | 10 | 3 | 10.5
10 | 12 | 2032 | 2032-10-12 | 8.5 | 4.9 | 4.4 | 2.9 | 6.1 | 2.1 | 4.5 | 10 | 12 | 2032 | 2032-10-12 | 5 | 8 | 5.5 | 4.5 | 6 | 5 | 3.5
10 | 13 | 2032 | 2032-10-13 | 7.2 | 5 | 4.6 | 2.4 | 5.3 | 1.8 | 4.5 | 10 | 13 | 2032 | 2032-10-13 | 10.5 | 5 | 9.5 | 1 | 4 | 5 | 4.5
10 | 14 | 2032 | 2032-10-14 | 6.7 | 4.6 | 3.9 | 2.4 | 4.5 | 1.1 | 4.7 | 10 | 14 | 2032 | 2032-10-14 | 17 | 9.5 | 10 | 9 | 16 | 7.5 | 9
10 | 15 | 2032 | 2032-10-15 | 6.9 | 5.2 | 4.9 | 2.9 | 5.1 | 1.8 | 4.7 | 10 | 15 | 2032 | 2032-10-15 | 16.5 | 9 | 10.5 | 10.5 | 13 | 9 | 11.5
10 | 16 | 2032 | 2032-10-16 | 9.1 | 6.3 | 6.4 | 4.4 | 7.2 | 3.1 | 5.9 | 10 | 16 | 2032 | 2032-10-16 | 9 | 4 | 2.5 | 0 | 1 | 0 | 4.5
10 | 17 | 2032 | 2032-10-17 | 11.2 | 6.1 | 7.6 | 5.4 | 9.6 | 4 | 7.5 | 10 | 17 | 2032 | 2032-10-17 | 6 | 7.5 | 8.5 | 0.5 | 4.5 | 2 | 4.5
10 | 18 | 2032 | 2032-10-18 | 11.6 | 7.3 | 7.9 | 5.6 | 10.4 | 5.1 | 8.7 | 10 | 18 | 2032 | 2032-10-18 | 7.5 | 8 | 7.5 | 0 | 5 | 0.5 | 3
10 | 19 | 2032 | 2032-10-19 | 11.5 | 8.8 | 8.8 | 6.9 | 11.1 | 5.6 | 8.8 | 10 | 19 | 2032 | 2032-10-19 | 6 | 9.5 | 8 | 3.5 | 5.5 | 3 | 4.5
10 | 20 | 2032 | 2032-10-20 | 13.1 | 9.3 | 10.2 | 7.8 | 12.5 | 6 | 9.8 | 10 | 20 | 2032 | 2032-10-20 | 10.5 | 10 | 11 | 8 | 8.5 | 8 | 14
10 | 21 | 2032 | 2032-10-21 | 15.7 | 10.5 | 10.7 | 8.3 | 14.4 | 6.7 | 10.5 | 10 | 21 | 2032 | 2032-10-21 | 16.5 | 15.5 | 18 | 18 | 22 | 18 | 18.5
10 | 22 | 2032 | 2032-10-22 | 16.9 | 10.3 | 10.7 | 11 | 15.1 | 8.1 | 11.1 | 10 | 22 | 2032 | 2032-10-22 | 26 | 17.5 | 18 | 21.5 | 24 | 19.5 | 21
10 | 23 | 2032 | 2032-10-23 | 18.2 | 10.7 | 11.4 | 11.4 | 16.4 | 8.8 | 12.2 | 10 | 23 | 2032 | 2032-10-23 | 23 | 18.5 | 17 | 21.5 | 14 | 21 | 21.5
10 | 24 | 2032 | 2032-10-24 | 18.4 | 10.7 | 11.4 | 11.5 | 15.8 | 9.7 | 13.3 | 10 | 24 | 2032 | 2032-10-24 | 25.5 | 21.5 | 18 | 30.5 | 26 | 28 | 25
10 | 25 | 2032 | 2032-10-25 | 18.5 | 11.5 | 10.8 | 11.4 | 16.5 | 10.1 | 13.4 | 10 | 25 | 2032 | 2032-10-25 | 34.5 | 22.5 | 20.5 | 34 | 37.5 | 32.5 | 31
10 | 26 | 2032 | 2032-10-26 | 18.5 | 10.8 | 11.8 | 11.7 | 15.8 | 10.4 | 13.4 | 10 | 26 | 2032 | 2032-10-26 | 29 | 20 | 20 | 27.5 | 24.5 | 26.5 | 29
10 | 27 | 2032 | 2032-10-27 | 18.2 | 10.9 | 12.2 | 10.5 | 13.6 | 9.7 | 13.3 | 10 | 27 | 2032 | 2032-10-27 | 19.5 | 11 | 14.5 | 18.5 | 14 | 20.5 | 25
10 | 28 | 2032 | 2032-10-28 | 17.4 | 11.6 | 12.7 | 10.3 | 13.3 | 9.2 | 14 | 10 | 28 | 2032 | 2032-10-28 | 14 | 5.5 | 10.5 | 8.5 | 9 | 8 | 18
10 | 29 | 2032 | 2032-10-29 | 17.3 | 11.5 | 13.2 | 11.3 | 15.4 | 9.8 | 14.8 | 10 | 29 | 2032 | 2032-10-29 | 14 | 4.5 | 9.5 | 1.5 | 3.5 | 2 | 14
10 | 30 | 2032 | 2032-10-30 | 20.1 | 11.9 | 12.6 | 13.1 | 16.2 | 11.6 | 15.8 | 10 | 30 | 2032 | 2032-10-30 | 16 | 14.5 | 13.5 | 12 | 18.5 | 11.5 | 13.5
10 | 31 | 2032 | 2032-10-31 | 18 | 10 | 11.8 | 12.5 | 14.2 | 11.1 | 14.6 | 10 | 31 | 2032 | 2032-10-31 | 20.5 | 15 | 16.5 | 15.5 | 22 | 15 | 17.5
11 | 1 | 2032 | 2032-11-01 | 17.6 | 10.4 | 11.5 | 10.3 | 11.8 | 8.6 | 13.7 | 11 | 1 | 2032 | 2032-11-01 | 20.5 | 15 | 16.5 | 15.5 | 22 | 15 | 17.5
11 | 2 | 2032 | 2032-11-02 | 16.7 | 11.4 | 11.8 | 11.3 | 12 | 8.8 | 15.1 | 11 | 2 | 2032 | 2032-11-02 | 16 | 14.5 | 14.5 | 16.5 | 17.5 | 16.5 | 17
11 | 3 | 2032 | 2032-11-03 | 18 | 11.6 | 12.1 | 11.9 | 14.1 | 10.2 | 15.4 | 11 | 3 | 2032 | 2032-11-03 | 15 | 13 | 10.5 | 15 | 1.5 | 15 | 18.5
11 | 4 | 2032 | 2032-11-04 | 18.9 | 12.1 | 12.4 | 12.5 | 15.8 | 11.9 | 14.8 | 11 | 4 | 2032 | 2032-11-04 | 11.5 | 3.5 | 7.5 | 12.5 | 4.5 | 7.5 | 21
11 | 5 | 2032 | 2032-11-05 | 19.9 | 12.4 | 13.2 | 14.1 | 17.6 | 12.3 | 16.1 | 11 | 5 | 2032 | 2032-11-05 | 8 | 1 | 3.5 | 0 | 0 | 0 | 5
11 | 6 | 2032 | 2032-11-06 | 20.7 | 12.4 | 13.1 | 14.7 | 16.7 | 12.2 | 16.7 | 11 | 6 | 2032 | 2032-11-06 | 2 | 11.5 | 12 | 5.5 | 3 | 5.5 | 4.5
11 | 7 | 2032 | 2032-11-07 | 20.9 | 12.5 | 13.5 | 14.1 | 16.6 | 12.2 | 15.6 | 11 | 7 | 2032 | 2032-11-07 | 14.5 | 17.5 | 20 | 17.5 | 22.5 | 15.5 | 19
11 | 8 | 2032 | 2032-11-08 | 21.1 | 11.6 | 13.8 | 15 | 17.9 | 12.8 | 16.7 | 11 | 8 | 2032 | 2032-11-08 | 23.5 | 17.5 | 21 | 22.5 | 23 | 21 | 19.5
11 | 9 | 2032 | 2032-11-09 | 21.5 | 12.4 | 13.7 | 15.3 | 17.8 | 14 | 17.4 | 11 | 9 | 2032 | 2032-11-09 | 33.5 | 22 | 25 | 33 | 32.5 | 30.5 | 28
11 | 10 | 2032 | 2032-11-10 | 21.9 | 13.3 | 13.9 | 14.8 | 18.2 | 13.3 | 18.1 | 11 | 10 | 2032 | 2032-11-10 | 30 | 20.5 | 25 | 28.5 | 28 | 26 | 29.5
11 | 11 | 2032 | 2032-11-11 | 21.4 | 13.7 | 14.7 | 15.3 | 18.4 | 14 | 20 | 11 | 11 | 2032 | 2032-11-11 | 27.5 | 24.5 | 20 | 20 | 23.5 | 20.5 | 22.5
11 | 12 | 2032 | 2032-11-12 | 22.5 | 13.9 | 15.2 | 15.9 | 18 | 14.2 | 21.2 | 11 | 12 | 2032 | 2032-11-12 | 35 | 22.5 | 19 | 22.5 | 26 | 23 | 26.5
11 | 13 | 2032 | 2032-11-13 | 22.2 | 13.4 | 14.8 | 15.1 | 17.3 | 14.1 | 18.7 | 11 | 13 | 2032 | 2032-11-13 | 26.5 | 18.5 | 18.5 | 20 | 24 | 19.5 | 27.5
11 | 14 | 2032 | 2032-11-14 | 22.6 | 14.4 | 15 | 15.4 | 18.7 | 14 | 18.9 | 11 | 14 | 2032 | 2032-11-14 | 25.5 | 14 | 17.5 | 14.5 | 24.5 | 16 | 20.5
11 | 15 | 2032 | 2032-11-15 | 23.9 | 15.1 | 15.5 | 17.2 | 20.1 | 15.2 | 19.3 | 11 | 15 | 2032 | 2032-11-15 | 22 | 14.5 | 21.5 | 15 | 23.5 | 15.5 | 20
11 | 16 | 2032 | 2032-11-16 | 26 | 15.1 | 15.9 | 17.6 | 21.5 | 15.7 | 20.5 | 11 | 16 | 2032 | 2032-11-16 | 24 | 12.5 | 13 | 12.5 | 13 | 13 | 16.5
11 | 17 | 2032 | 2032-11-17 | 26 | 14.1 | 16 | 17.5 | 21.2 | 16 | 20.4 | 11 | 17 | 2032 | 2032-11-17 | 18 | 16.5 | 15.5 | 16 | 8 | 15.5 | 19
11 | 18 | 2032 | 2032-11-18 | 26.8 | 13.9 | 16.1 | 17.9 | 20.1 | 16.3 | 20.5 | 11 | 18 | 2032 | 2032-11-18 | 10.5 | 7.5 | 12.5 | 7 | 11.5 | 8.5 | 16.5
11 | 19 | 2032 | 2032-11-19 | 25.4 | 13.6 | 14.8 | 16.3 | 19.1 | 15.3 | 19.5 | 11 | 19 | 2032 | 2032-11-19 | 14 | 13.5 | 17 | 12.5 | 18 | 10.5 | 17.5
11 | 20 | 2032 | 2032-11-20 | 24.9 | 13.6 | 15.4 | 16.2 | 20.7 | 14.6 | 19.2 | 11 | 20 | 2032 | 2032-11-20 | 26 | 13.5 | 18.5 | 19.5 | 27 | 18 | 21
11 | 21 | 2032 | 2032-11-21 | 27.1 | 14.8 | 16.1 | 18.1 | 22.2 | 16.9 | 20.1 | 11 | 21 | 2032 | 2032-11-21 | 28 | 15.5 | 15 | 20.5 | 27.5 | 20 | 25
11 | 22 | 2032 | 2032-11-22 | 27.6 | 15 | 16.3 | 18 | 22.1 | 17.1 | 20.4 | 11 | 22 | 2032 | 2032-11-22 | 28 | 17.5 | 19 | 23.5 | 23 | 21 | 23.5
11 | 23 | 2032 | 2032-11-23 | 26.2 | 14.7 | 16 | 17.8 | 20.4 | 16 | 20.1 | 11 | 23 | 2032 | 2032-11-23 | 26 | 18 | 22.5 | 30.5 | 22 | 25.5 | 25.5
11 | 24 | 2032 | 2032-11-24 | 25 | 14.4 | 15.4 | 17.5 | 20.1 | 16.3 | 20.2 | 11 | 24 | 2032 | 2032-11-24 | 24 | 14 | 16.5 | 21.5 | 23 | 20.5 | 24
11 | 25 | 2032 | 2032-11-25 | 25 | 15.5 | 15.6 | 16.5 | 20.5 | 16.8 | 20.3 | 11 | 25 | 2032 | 2032-11-25 | 23.5 | 14 | 21 | 16 | 19 | 15.5 | 28.5
11 | 26 | 2032 | 2032-11-26 | 26.4 | 15.7 | 17.1 | 18.3 | 21.2 | 17.6 | 22.8 | 11 | 26 | 2032 | 2032-11-26 | 28.5 | 15.5 | 16 | 20 | 25 | 20.5 | 26.5
11 | 27 | 2032 | 2032-11-27 | 28.9 | 17.1 | 18.4 | 20.3 | 21.1 | 19.5 | 24.1 | 11 | 27 | 2032 | 2032-11-27 | 29.5 | 13 | 15.5 | 22 | 24.5 | 21 | 25.5
11 | 28 | 2032 | 2032-11-28 | 29.7 | 17.8 | 18.7 | 21.1 | 23.8 | 20 | 26.6 | 11 | 28 | 2032 | 2032-11-28 | 28 | 11.5 | 13 | 19 | 21.5 | 19 | 26.5
11 | 29 | 2032 | 2032-11-29 | 30.2 | 18.8 | 18.6 | 23.3 | 25.2 | 23.3 | 26.7 | 11 | 29 | 2032 | 2032-11-29 | 31.5 | 20.5 | 23 | 20.5 | 24 | 20.5 | 22
11 | 30 | 2032 | 2032-11-30 | 31.9 | 17.7 | 18.2 | 24.1 | 25.2 | 23 | 26.8 | 11 | 30 | 2032 | 2032-11-30 | 31 | 19.5 | 19 | 25 | 21 | 30.5 | 25
12 | 1 | 2032 | 2032-12-01 | 30.5 | 17.5 | 18.5 | 23.2 | 24.4 | 22.4 | 26.4 | 12 | 1 | 2032 | 2032-12-01 | 31 | 21.5 | 21.5 | 25.5 | 30 | 24.5 | 24.5
12 | 2 | 2032 | 2032-12-02 | 29.4 | 17.3 | 17.4 | 21.7 | 23.6 | 21.2 | 25.1 | 12 | 2 | 2032 | 2032-12-02 | 29.5 | 18.5 | 16 | 32 | 32.5 | 30.5 | 27.5
12 | 3 | 2032 | 2032-12-03 | 29.6 | 18.3 | 18.6 | 22.1 | 24.2 | 21.8 | 25.9 | 12 | 3 | 2032 | 2032-12-03 | 28.5 | 21.5 | 22 | 32.5 | 29 | 34.5 | 29.5
12 | 4 | 2032 | 2032-12-04 | 29.6 | 18.7 | 19.3 | 22.1 | 23.9 | 21.5 | 26.4 | 12 | 4 | 2032 | 2032-12-04 | 30 | 19.5 | 18.5 | 29.5 | 27.5 | 36.5 | 31
12 | 5 | 2032 | 2032-12-05 | 28.1 | 18 | 19.2 | 21.7 | 22.9 | 21.4 | 27 | 12 | 5 | 2032 | 2032-12-05 | 22.5 | 17.5 | 17.5 | 33 | 24.5 | 34 | 38
12 | 6 | 2032 | 2032-12-06 | 28.4 | 17.4 | 18.1 | 19.9 | 22 | 19.5 | 25.2 | 12 | 6 | 2032 | 2032-12-06 | 27.5 | 11 | 15.5 | 29.5 | 23.5 | 29 | 31
12 | 7 | 2032 | 2032-12-07 | 29.2 | 15.6 | 16.9 | 20.3 | 23 | 19.5 | 24.3 | 12 | 7 | 2032 | 2032-12-07 | 25 | 7.5 | 11.5 | 30 | 17 | 30 | 29.5
12 | 8 | 2032 | 2032-12-08 | 28.6 | 15.9 | 17 | 20.4 | 22.7 | 18.3 | 25 | 12 | 8 | 2032 | 2032-12-08 | 23 | 11 | 13.5 | 23 | 13 | 24 | 29
12 | 9 | 2032 | 2032-12-09 | 29.4 | 16.5 | 17.7 | 22.3 | 23.7 | 20.7 | 24.6 | 12 | 9 | 2032 | 2032-12-09 | 30 | 18.5 | 18.5 | 20.5 | 26 | 22 | 26.5
12 | 10 | 2032 | 2032-12-10 | 29.9 | 16.8 | 18.6 | 22.2 | 24.7 | 20.7 | 26.2 | 12 | 10 | 2032 | 2032-12-10 | 29.5 | 19.5 | 20 | 25 | 29 | 28.5 | 29.5
12 | 11 | 2032 | 2032-12-11 | 32.3 | 18.3 | 19.7 | 23.5 | 25.6 | 23.9 | 28.3 | 12 | 11 | 2032 | 2032-12-11 | 30 | 22.5 | 25 | 22 | 27.5 | 23 | 29.5
12 | 12 | 2032 | 2032-12-12 | 31.4 | 18.9 | 20.3 | 24.9 | 25.4 | 23.9 | 28.2 | 12 | 12 | 2032 | 2032-12-12 | 30 | 23.5 | 23.5 | 28.5 | 24.5 | 28 | 29.5
12 | 13 | 2032 | 2032-12-13 | 32.2 | 18.3 | 20.2 | 24.3 | 26.4 | 23.4 | 27.9 | 12 | 13 | 2032 | 2032-12-13 | 32.5 | 20 | 19 | 28.5 | 26 | 30 | 27.5
12 | 14 | 2032 | 2032-12-14 | 32.1 | 17.5 | 18.9 | 24.9 | 26 | 23.4 | 27.7 | 12 | 14 | 2032 | 2032-12-14 | 34.5 | 16 | 15.5 | 23 | 24 | 24.5 | 27
12 | 15 | 2032 | 2032-12-15 | 32.6 | 17.8 | 19.5 | 24.7 | 27.5 | 24.3 | 28.6 | 12 | 15 | 2032 | 2032-12-15 | 29.5 | 13 | 16 | 16.5 | 19.5 | 16.5 | 28
12 | 16 | 2032 | 2032-12-16 | 34.2 | 18.5 | 20 | 26.5 | 28.9 | 24.1 | 29.7 | 12 | 16 | 2032 | 2032-12-16 | 26 | 11 | 15 | 17 | 22.5 | 13.5 | 27.5
12 | 17 | 2032 | 2032-12-17 | 34.4 | 19.3 | 20.4 | 27 | 30.7 | 25.7 | 29.6 | 12 | 17 | 2032 | 2032-12-17 | 23 | 13.5 | 14.5 | 17.5 | 23 | 16.5 | 19.5
12 | 18 | 2032 | 2032-12-18 | 34.3 | 19.6 | 21.6 | 26.3 | 28.9 | 25.1 | 29.7 | 12 | 18 | 2032 | 2032-12-18 | 26 | 11.5 | 15.5 | 16.5 | 19.5 | 17 | 18
12 | 19 | 2032 | 2032-12-19 | 32.3 | 19.6 | 20.6 | 25.4 | 26.6 | 24.4 | 29 | 12 | 19 | 2032 | 2032-12-19 | 25 | 9.5 | 12.5 | 7.5 | 16.5 | 9.5 | 15
12 | 20 | 2032 | 2032-12-20 | 30.8 | 18.5 | 19.6 | 22.7 | 25 | 22.7 | 27.1 | 12 | 20 | 2032 | 2032-12-20 | 20 | 14 | 14.5 | 14 | 8 | 13.5 | 12.5
12 | 21 | 2032 | 2032-12-21 | 68.81 | 41.69 | 40.78 | 58.15 | 59.53 | 60.73 | 56.55 | 12 | 21 | 2032 | 2032-12-21 | 15 | 24 | 18.5 | 9 | 14 | 9 | 15.5
12 | 22 | 2032 | 2032-12-22 | 33.1 | 17.8 | 19.8 | 24.1 | 27.6 | 22.8 | 28.7 | 12 | 22 | 2032 | 2032-12-22 | 31.5 | 27 | 24.5 | 25.5 | 31.5 | 25 | 25.5
12 | 23 | 2032 | 2032-12-23 | 33.1 | 20.3 | 19.6 | 26.3 | 28 | 24.6 | 28.9 | 12 | 23 | 2032 | 2032-12-23 | 35 | 28.5 | 29 | 29 | 27.5 | 28 | 31
12 | 24 | 2032 | 2032-12-24 | 32.1 | 19.2 | 19.9 | 26 | 28 | 24.6 | 30.2 | 12 | 24 | 2032 | 2032-12-24 | 27.5 | 27.5 | 26 | 32 | 23.5 | 34 | 32
12 | 25 | 2032 | 2032-12-25 | 35.3 | 20.4 | 20.2 | 26 | 29 | 24.8 | 31.2 | 12 | 25 | 2032 | 2032-12-25 | 27.5 | 16.5 | 19 | 30.5 | 18.5 | 33 | 30
12 | 26 | 2032 | 2032-12-26 | 35.9 | 20.3 | 20.7 | 27.6 | 30.5 | 25.1 | 31.9 | 12 | 26 | 2032 | 2032-12-26 | 33 | 15 | 15.5 | 24 | 22.5 | 23 | 33
12 | 27 | 2032 | 2032-12-27 | 34.6 | 19.7 | 20 | 27 | 28.7 | 25.8 | 29.3 | 12 | 27 | 2032 | 2032-12-27 | 37 | 22.5 | 22 | 24.5 | 26 | 31.5 | 31
12 | 28 | 2032 | 2032-12-28 | 35.5 | 20.9 | 20.6 | 27.2 | 29.1 | 25.5 | 29.4 | 12 | 28 | 2032 | 2032-12-28 | 41 | 20.5 | 20 | 31 | 41.5 | 29 | 27
12 | 29 | 2032 | 2032-12-29 | 35 | 21.3 | 21 | 26.6 | 29.2 | 25.9 | 30.2 | 12 | 29 | 2032 | 2032-12-29 | 42.5 | 20.5 | 21.5 | 28.5 | 32.5 | 24 | 27.5
12 | 30 | 2032 | 2032-12-30 | 33.6 | 20 | 20.4 | 25.5 | 29.4 | 25.2 | 28.9 | 12 | 30 | 2032 | 2032-12-30 | 34 | 14.5 | 17 | 20.5 | 21 | 19 | 28.5
12 | 31 | 2032 | 2032-12-31 | 34.9 | 20.7 | 20.7 | 27.8 | 30.2 | 26.7 | 29.3 | 12 | 31 | 2032 | 2032-12-31 | 33.5 | 14.5 | 13 | 15 | 18 | 17 | 26.5
1 | 1 | 2033 | 2033-01-01 | 35.7 | 21 | 21 | 27.6 | 28.2 | 26.4 | 29.4 | 1 | 1 | 2033 | 2033-01-01 | 30.5 | 7 | 12.5 | 13.5 | 15.5 | 12.5 | 25
1 | 2 | 2033 | 2033-01-02 | 36.8 | 21.4 | 21.2 | 28.8 | 28.2 | 28.3 | 30 | 1 | 2 | 2033 | 2033-01-02 | 28 | 14 | 17.5 | 11 | 15 | 10.5 | 18.5
1 | 3 | 2033 | 2033-01-03 | 36.1 | 20.9 | 20.6 | 28.5 | 27.9 | 28.4 | 29.8 | 1 | 3 | 2033 | 2033-01-03 | 18 | 11.5 | 15.5 | 12.5 | 12.5 | 12 | 15
1 | 4 | 2033 | 2033-01-04 | 33.7 | 20.6 | 20.7 | 26.3 | 26.6 | 25.9 | 29.1 | 1 | 4 | 2033 | 2033-01-04 | 26 | 12.5 | 15.5 | 16.5 | 21 | 13.5 | 24.5
1 | 5 | 2033 | 2033-01-05 | 32.5 | 19.4 | 19.8 | 25.8 | 26.4 | 24.6 | 27.4 | 1 | 5 | 2033 | 2033-01-05 | 25 | 11.5 | 18.5 | 15 | 22 | 11 | 25.5
1 | 6 | 2033 | 2033-01-06 | 31.1 | 17.7 | 17.9 | 22 | 23.1 | 21.8 | 26.5 | 1 | 6 | 2033 | 2033-01-06 | 23 | 18.5 | 21 | 13.5 | 22 | 13 | 22
1 | 7 | 2033 | 2033-01-07 | 29.1 | 16.5 | 16.7 | 21.3 | 22.9 | 21.4 | 25.6 | 1 | 7 | 2033 | 2033-01-07 | 24 | 18.5 | 20 | 21.5 | 21.5 | 22 | 24
1 | 8 | 2033 | 2033-01-08 | 30.4 | 16.8 | 17 | 22 | 22.5 | 20.9 | 24.8 | 1 | 8 | 2033 | 2033-01-08 | 33 | 20.5 | 21.5 | 26.5 | 27.5 | 25 | 23
1 | 9 | 2033 | 2033-01-09 | 30.7 | 16.8 | 17.6 | 23.7 | 22.9 | 21.7 | 25.4 | 1 | 9 | 2033 | 2033-01-09 | 31 | 22.5 | 22 | 23.5 | 26 | 21 | 25
1 | 10 | 2033 | 2033-01-10 | 32.8 | 18.5 | 18.4 | 23.5 | 23.8 | 22.1 | 25.9 | 1 | 10 | 2033 | 2033-01-10 | 26 | 12 | 16 | 23 | 19.5 | 23.5 | 21
1 | 11 | 2033 | 2033-01-11 | 32.7 | 17.4 | 18.5 | 23.4 | 25.1 | 21.7 | 25.8 | 1 | 11 | 2033 | 2033-01-11 | 27 | 9.5 | 12 | 17.5 | 17.5 | 17.5 | 22
1 | 12 | 2033 | 2033-01-12 | 32.2 | 16.8 | 17.7 | 23.5 | 24.5 | 21.4 | 24.9 | 1 | 12 | 2033 | 2033-01-12 | 21.5 | 7.5 | 12 | 6.5 | 13.5 | 6 | 15.5
1 | 13 | 2033 | 2033-01-13 | 32.4 | 17.2 | 18.1 | 23.5 | 23 | 21.6 | 24.6 | 1 | 13 | 2033 | 2033-01-13 | 24 | 17 | 19 | 19 | 22.5 | 18 | 19
1 | 14 | 2033 | 2033-01-14 | 31.5 | 17.6 | 17.9 | 21.3 | 21.5 | 20.8 | 24.3 | 1 | 14 | 2033 | 2033-01-14 | 26.5 | 15 | 16.5 | 21.5 | 17.5 | 22 | 21
1 | 15 | 2033 | 2033-01-15 | 31.1 | 17.1 | 17.7 | 21.1 | 22.5 | 19.1 | 24.4 | 1 | 15 | 2033 | 2033-01-15 | 29.5 | 16.5 | 17.5 | 22 | 20.5 | 24 | 24
1 | 16 | 2033 | 2033-01-16 | 32.1 | 17.7 | 18.1 | 22.8 | 23.9 | 21.2 | 25.5 | 1 | 16 | 2033 | 2033-01-16 | 27.5 | 18 | 19.5 | 20.5 | 20 | 27.5 | 23
1 | 17 | 2033 | 2033-01-17 | 31.1 | 18.6 | 18.6 | 22.6 | 25.9 | 21.2 | 26 | 1 | 17 | 2033 | 2033-01-17 | 23.5 | 14.5 | 18 | 19.5 | 23 | 17 | 22.5
1 | 18 | 2033 | 2033-01-18 | 31.4 | 18.9 | 18.6 | 22.1 | 23.6 | 21.3 | 26.4 | 1 | 18 | 2033 | 2033-01-18 | 29 | 20 | 21.5 | 24.5 | 28 | 24 | 20.5
1 | 19 | 2033 | 2033-01-19 | 30.7 | 17.9 | 18.6 | 21.9 | 23 | 20.3 | 26 | 1 | 19 | 2033 | 2033-01-19 | 29.5 | 20 | 21 | 26.5 | 27 | 26 | 24.5
1 | 20 | 2033 | 2033-01-20 | 31.7 | 18.6 | 18.1 | 21.4 | 23 | 20.8 | 25.5 | 1 | 20 | 2033 | 2033-01-20 | 27 | 18 | 21 | 22.5 | 23 | 26 | 26.5
1 | 21 | 2033 | 2033-01-21 | 30.8 | 17.8 | 18.5 | 21.2 | 23.4 | 19.9 | 24.5 | 1 | 21 | 2033 | 2033-01-21 | 26.5 | 18 | 18.5 | 27 | 23 | 29 | 25.5
1 | 22 | 2033 | 2033-01-22 | 31.2 | 18.1 | 19 | 22.5 | 22.2 | 21.3 | 25.7 | 1 | 22 | 2033 | 2033-01-22 | 28.5 | 26 | 27 | 33.5 | 39 | 33 | 30
1 | 23 | 2033 | 2033-01-23 | 32.5 | 18.6 | 18.9 | 24.4 | 24.8 | 23.7 | 25.8 | 1 | 23 | 2033 | 2033-01-23 | 32.5 | 28 | 29 | 30 | 39.5 | 29.5 | 31.5
1 | 24 | 2033 | 2033-01-24 | 34 | 18.7 | 19.9 | 26.7 | 27.7 | 23.6 | 26.4 | 1 | 24 | 2033 | 2033-01-24 | 33 | 23.5 | 24 | 27 | 37 | 30.5 | 30
1 | 25 | 2033 | 2033-01-25 | 34.9 | 19.4 | 19.9 | 25.2 | 27.1 | 24.3 | 27.3 | 1 | 25 | 2033 | 2033-01-25 | 32.5 | 21 | 23.5 | 32 | 41 | 32 | 28.5
1 | 26 | 2033 | 2033-01-26 | 33.1 | 18.6 | 19.4 | 24.5 | 26.5 | 23.6 | 27.1 | 1 | 26 | 2033 | 2033-01-26 | 29.5 | 19.5 | 24 | 26.5 | 38.5 | 25.5 | 27.5
1 | 27 | 2033 | 2033-01-27 | 33 | 18.2 | 18.8 | 23.8 | 24.2 | 23.1 | 26 | 1 | 27 | 2033 | 2033-01-27 | 22 | 21 | 21.5 | 14 | 23 | 18 | 25.5
1 | 28 | 2033 | 2033-01-28 | 32.2 | 17 | 18.5 | 24 | 22.9 | 23.2 | 25.2 | 1 | 28 | 2033 | 2033-01-28 | 22.5 | 21 | 20.5 | 18.5 | 22.5 | 23 | 26
1 | 29 | 2033 | 2033-01-29 | 30.6 | 17.8 | 17.3 | 23.2 | 22.6 | 21.7 | 24.7 | 1 | 29 | 2033 | 2033-01-29 | 24.5 | 20 | 21 | 23.5 | 22.5 | 23.5 | 25
1 | 30 | 2033 | 2033-01-30 | 31.6 | 17.7 | 18.3 | 24.1 | 23.1 | 23.1 | 24.6 | 1 | 30 | 2033 | 2033-01-30 | 25 | 13 | 17.5 | 13.5 | 17 | 13.5 | 25.5
1 | 31 | 2033 | 2033-01-31 | 32.2 | 17.6 | 17.9 | 24.3 | 22.8 | 22.7 | 24.7 | 1 | 31 | 2033 | 2033-01-31 | 18 | 16.5 | 16.5 | 7.5 | 16 | 5.5 | 20.5
2 | 1 | 2033 | 2033-02-01 | 30.8 | 16.5 | 16.5 | 23.5 | 22.4 | 21.3 | 23.4 | 2 | 1 | 2033 | 2033-02-01 | 14.5 | 13.5 | 16.5 | 8 | 11 | 5 | 18.5
2 | 2 | 2033 | 2033-02-02 | 29.1 | 16.8 | 17.7 | 22.8 | 22.9 | 20.9 | 23.8 | 2 | 2 | 2033 | 2033-02-02 | 19 | 20.5 | 21.5 | 18.5 | 20 | 18 | 19
2 | 3 | 2033 | 2033-02-03 | 27.6 | 16.7 | 18.6 | 21.4 | 21.3 | 20 | 23.4 | 2 | 3 | 2033 | 2033-02-03 | 28 | 17.5 | 20 | 23 | 27.5 | 21.5 | 18.5
2 | 4 | 2033 | 2033-02-04 | 28 | 17.1 | 17.9 | 22 | 21.6 | 18.8 | 23.6 | 2 | 4 | 2033 | 2033-02-04 | 25.5 | 14 | 16 | 18 | 24 | 18 | 18
2 | 5 | 2033 | 2033-02-05 | 31.1 | 19.1 | 18.6 | 24.4 | 24.3 | 21.9 | 24.7 | 2 | 5 | 2033 | 2033-02-05 | 22 | 15 | 16 | 12.5 | 23 | 12.5 | 13.5
2 | 6 | 2033 | 2033-02-06 | 31.7 | 19.4 | 19.1 | 26.7 | 24.9 | 24 | 25.7 | 2 | 6 | 2033 | 2033-02-06 | 21 | 13.5 | 20.5 | 14.5 | 22.5 | 18 | 15
2 | 7 | 2033 | 2033-02-07 | 30.3 | 19.4 | 19.8 | 25.5 | 25 | 23.6 | 25.4 | 2 | 7 | 2033 | 2033-02-07 | 25 | 20 | 22.5 | 18 | 23.5 | 19.5 | 21.5
2 | 8 | 2033 | 2033-02-08 | 28.1 | 19.3 | 20.3 | 23.3 | 24 | 21.2 | 26.4 | 2 | 8 | 2033 | 2033-02-08 | 31 | 27 | 26 | 26.5 | 30.5 | 28 | 24
2 | 9 | 2033 | 2033-02-09 | 28 | 17.9 | 18.6 | 22.7 | 23 | 20 | 24.8 | 2 | 9 | 2033 | 2033-02-09 | 33.5 | 31 | 27 | 34 | 33 | 33 | 34.5
2 | 10 | 2033 | 2033-02-10 | 28.3 | 16.7 | 17.5 | 21.4 | 22.7 | 19.4 | 23.8 | 2 | 10 | 2033 | 2033-02-10 | 29.5 | 35 | 24 | 33.5 | 25 | 34 | 32.5
2 | 11 | 2033 | 2033-02-11 | 26.7 | 15.5 | 16.8 | 18.5 | 22 | 17 | 22.2 | 2 | 11 | 2033 | 2033-02-11 | 34 | 37 | 29.5 | 41 | 39.5 | 40 | 39
2 | 12 | 2033 | 2033-02-12 | 26.2 | 16.2 | 17.5 | 18.4 | 23.1 | 16.6 | 20.7 | 2 | 12 | 2033 | 2033-02-12 | 39.5 | 34.5 | 32 | 46 | 44.5 | 45 | 42.5
2 | 13 | 2033 | 2033-02-13 | 27.7 | 16.8 | 18.3 | 19.9 | 21.8 | 18.2 | 21.1 | 2 | 13 | 2033 | 2033-02-13 | 43.5 | 31.5 | 28.5 | 47 | 37 | 45.5 | 39.5
2 | 14 | 2033 | 2033-02-14 | 25.7 | 16 | 17.9 | 20.2 | 21.1 | 18.1 | 21.4 | 2 | 14 | 2033 | 2033-02-14 | 35 | 27 | 28 | 41.5 | 35.5 | 42.5 | 37.5
2 | 15 | 2033 | 2033-02-15 | 24.1 | 15.9 | 17.2 | 18.3 | 19.7 | 16.5 | 20.5 | 2 | 15 | 2033 | 2033-02-15 | 27 | 23.5 | 22 | 34 | 19 | 35 | 42.5
2 | 16 | 2033 | 2033-02-16 | 23.8 | 15.6 | 16.9 | 19.7 | 21.1 | 17.6 | 20.4 | 2 | 16 | 2033 | 2033-02-16 | 26.5 | 21.5 | 21.5 | 24.5 | 24.5 | 25 | 35.5
2 | 17 | 2033 | 2033-02-17 | 24.5 | 16.7 | 17.8 | 21.5 | 21.9 | 19.2 | 22.5 | 2 | 17 | 2033 | 2033-02-17 | 32.5 | 21.5 | 22 | 29.5 | 26 | 33.5 | 33
2 | 18 | 2033 | 2033-02-18 | 25.8 | 17 | 18.3 | 21.8 | 22.7 | 19 | 23.3 | 2 | 18 | 2033 | 2033-02-18 | 34 | 20 | 22.5 | 30 | 24 | 33 | 29.5
2 | 19 | 2033 | 2033-02-19 | 25 | 16.8 | 18.5 | 21.9 | 22.9 | 20.2 | 23 | 2 | 19 | 2033 | 2033-02-19 | 33 | 18.5 | 19 | 26 | 22 | 28 | 31.5
2 | 20 | 2033 | 2033-02-20 | 26.5 | 16.7 | 17.6 | 20.7 | 23.2 | 19.3 | 21.8 | 2 | 20 | 2033 | 2033-02-20 | 34 | 16.5 | 18.5 | 24 | 22.5 | 26.5 | 26.5
2 | 21 | 2033 | 2033-02-21 | 24 | 15.9 | 17.7 | 19.7 | 20.9 | 17.9 | 21.7 | 2 | 21 | 2033 | 2033-02-21 | 29.5 | 11.5 | 13 | 17.5 | 19.5 | 17 | 17
2 | 22 | 2033 | 2033-02-22 | 24.3 | 16.3 | 17 | 18.5 | 20.4 | 16.6 | 20.3 | 2 | 22 | 2033 | 2033-02-22 | 22.5 | 15 | 20 | 15.5 | 15 | 16.5 | 13.5
2 | 23 | 2033 | 2033-02-23 | 24.8 | 15.4 | 17.2 | 19 | 22.1 | 16.5 | 20.1 | 2 | 23 | 2033 | 2033-02-23 | 25 | 23 | 24 | 21 | 26.5 | 21 | 20
2 | 24 | 2033 | 2033-02-24 | 24.2 | 15.3 | 16.4 | 18.7 | 21.7 | 17.3 | 18.8 | 2 | 24 | 2033 | 2033-02-24 | 32 | 23.5 | 24 | 22 | 24 | 22 | 20.5
2 | 25 | 2033 | 2033-02-25 | 24.1 | 14.7 | 16.8 | 17.8 | 21.2 | 16.2 | 19.1 | 2 | 25 | 2033 | 2033-02-25 | 27.5 | 17.5 | 21.5 | 16.5 | 16.5 | 17 | 17.5
2 | 26 | 2033 | 2033-02-26 | 22.2 | 15.5 | 17.7 | 17.3 | 20.8 | 14.6 | 18.6 | 2 | 26 | 2033 | 2033-02-26 | 27 | 22.5 | 21 | 21.5 | 24.5 | 21 | 18.5
2 | 27 | 2033 | 2033-02-27 | 21 | 15.9 | 16.1 | 16 | 18.9 | 13.5 | 17.9 | 2 | 27 | 2033 | 2033-02-27 | 32.5 | 22 | 21.5 | 21 | 24 | 20.5 | 19.5
2 | 28 | 2033 | 2033-02-28 | 20.3 | 13.9 | 15.2 | 14.8 | 18.1 | 12.1 | 16.6 | 2 | 28 | 2033 | 2033-02-28 | 28.5 | 15.5 | 16.5 | 13 | 16 | 15.5 | 14.5
3 | 1 | 2033 | 2033-03-01 | 22.8 | 14.8 | 16.6 | 16 | 19.6 | 13.2 | 18.1 | 3 | 1 | 2033 | 2033-03-01 | 24 | 16.5 | 14 | 6.5 | 16.5 | 8.5 | 16
3 | 2 | 2033 | 2033-03-02 | 21.6 | 14.5 | 16.3 | 15.5 | 19.1 | 13.5 | 17.5 | 3 | 2 | 2033 | 2033-03-02 | 22 | 18 | 21.5 | 12.5 | 16 | 11.5 | 18
3 | 3 | 2033 | 2033-03-03 | 21.3 | 14.1 | 15.6 | 14.8 | 19.5 | 13.1 | 16.6 | 3 | 3 | 2033 | 2033-03-03 | 21 | 15.5 | 18 | 11 | 12.5 | 10.5 | 15.5
3 | 4 | 2033 | 2033-03-04 | 20.4 | 13.8 | 15.5 | 15.5 | 18.1 | 12.6 | 17 | 3 | 4 | 2033 | 2033-03-04 | 14.5 | 13 | 16 | 6.5 | 6.5 | 7 | 15
3 | 5 | 2033 | 2033-03-05 | 21 | 13.2 | 15.1 | 14.3 | 17.1 | 13 | 17 | 3 | 5 | 2033 | 2033-03-05 | 12 | 10.5 | 16.5 | 4.5 | 12 | 4.5 | 12
3 | 6 | 2033 | 2033-03-06 | 20 | 12.9 | 15.4 | 12.5 | 17.2 | 10.8 | 16.7 | 3 | 6 | 2033 | 2033-03-06 | 22.5 | 13.5 | 19 | 18.5 | 19.5 | 17 | 18.5
3 | 7 | 2033 | 2033-03-07 | 19.4 | 12.1 | 14.5 | 12.3 | 16.9 | 10.1 | 14.3 | 3 | 7 | 2033 | 2033-03-07 | 18 | 18.5 | 25 | 18 | 22.5 | 18.5 | 22.5
3 | 8 | 2033 | 2033-03-08 | 19.4 | 12.7 | 13 | 13.9 | 17.1 | 9.9 | 14.3 | 3 | 8 | 2033 | 2033-03-08 | 30 | 14 | 19 | 23 | 24.5 | 21 | 24
3 | 9 | 2033 | 2033-03-09 | 19.9 | 13.5 | 12.7 | 14.1 | 17.9 | 11.3 | 15.3 | 3 | 9 | 2033 | 2033-03-09 | 25.5 | 16.5 | 22 | 18.5 | 28.5 | 18 | 22
3 | 10 | 2033 | 2033-03-10 | 20.7 | 14.3 | 14.4 | 15.3 | 17.7 | 13 | 16.7 | 3 | 10 | 2033 | 2033-03-10 | 22.5 | 20.5 | 21.5 | 20 | 26 | 19 | 19
3 | 11 | 2033 | 2033-03-11 | 18.8 | 12.3 | 13.3 | 14.2 | 16.2 | 10.6 | 15.1 | 3 | 11 | 2033 | 2033-03-11 | 23.5 | 17.5 | 20 | 17.5 | 25.5 | 16.5 | 19
3 | 12 | 2033 | 2033-03-12 | 18.6 | 13.1 | 13.8 | 12.9 | 15.3 | 10.1 | 15.1 | 3 | 12 | 2033 | 2033-03-12 | 21 | 15.5 | 17 | 17.5 | 22.5 | 16 | 17.5
3 | 13 | 2033 | 2033-03-13 | 18.6 | 13.4 | 13.4 | 13.8 | 14.8 | 10.3 | 15.7 | 3 | 13 | 2033 | 2033-03-13 | 17.5 | 14 | 11.5 | 14 | 14 | 14.5 | 16.5
3 | 14 | 2033 | 2033-03-14 | 19.6 | 13.4 | 14.1 | 13.8 | 17.4 | 11.7 | 16 | 3 | 14 | 2033 | 2033-03-14 | 14.5 | 18.5 | 21 | 15 | 19 | 14 | 18
3 | 15 | 2033 | 2033-03-15 | 19.5 | 13.4 | 14 | 14.1 | 17.7 | 11.4 | 15.1 | 3 | 15 | 2033 | 2033-03-15 | 23 | 21.5 | 25 | 23 | 23.5 | 22 | 17
3 | 16 | 2033 | 2033-03-16 | 18.1 | 12.4 | 13.5 | 13.1 | 16.6 | 9.2 | 14.1 | 3 | 16 | 2033 | 2033-03-16 | 22 | 20.5 | 22 | 19 | 25 | 17.5 | 18.5
3 | 17 | 2033 | 2033-03-17 | 17.1 | 12.3 | 13.6 | 11.3 | 16 | 9.6 | 14 | 3 | 17 | 2033 | 2033-03-17 | 15 | 15.5 | 15.5 | 13 | 17 | 13 | 16
3 | 18 | 2033 | 2033-03-18 | 17.8 | 11.6 | 14.2 | 12.8 | 16.9 | 9.5 | 13.9 | 3 | 18 | 2033 | 2033-03-18 | 10 | 10.5 | 18.5 | 5 | 10 | 5.5 | 13
3 | 19 | 2033 | 2033-03-19 | 17.6 | 12.2 | 14.1 | 13 | 16.9 | 10.9 | 14 | 3 | 19 | 2033 | 2033-03-19 | 19.5 | 9 | 14.5 | 12 | 23 | 11 | 13
3 | 20 | 2033 | 2033-03-20 | 17.4 | 11.7 | 12.8 | 12 | 16.8 | 9.8 | 13.2 | 3 | 20 | 2033 | 2033-03-20 | 23 | 14.5 | 16.5 | 13.5 | 25 | 14.5 | 9.5
3 | 21 | 2033 | 2033-03-21 | 17.5 | 12.2 | 13.7 | 12.1 | 16.2 | 10.4 | 13.5 | 3 | 21 | 2033 | 2033-03-21 | 22 | 17 | 20 | 16.5 | 24 | 15.5 | 17.5
3 | 22 | 2033 | 2033-03-22 | 18.2 | 12.4 | 14.1 | 11.9 | 17.1 | 10.4 | 14.1 | 3 | 22 | 2033 | 2033-03-22 | 20.5 | 16.5 | 21.5 | 17 | 25 | 17.5 | 15
3 | 23 | 2033 | 2033-03-23 | 18.3 | 12.6 | 14.7 | 14.4 | 17.6 | 12.2 | 16.1 | 3 | 23 | 2033 | 2033-03-23 | 24 | 13 | 18.5 | 16.5 | 22 | 17 | 10.5
3 | 24 | 2033 | 2033-03-24 | 16.4 | 12.3 | 13.4 | 13.5 | 17.2 | 11.4 | 13.9 | 3 | 24 | 2033 | 2033-03-24 | 20.5 | 15 | 15 | 14 | 19 | 16.5 | 13
3 | 25 | 2033 | 2033-03-25 | 15.8 | 12.6 | 12.9 | 11.7 | 15.6 | 10.3 | 13.3 | 3 | 25 | 2033 | 2033-03-25 | 18.5 | 13.5 | 17.5 | 15.5 | 28 | 16.5 | 13
3 | 26 | 2033 | 2033-03-26 | 16.1 | 11.8 | 13 | 11.6 | 15.9 | 10.1 | 13.3 | 3 | 26 | 2033 | 2033-03-26 | 22.5 | 12 | 15.5 | 13.5 | 18 | 12 | 11.5
3 | 27 | 2033 | 2033-03-27 | 15.5 | 11.4 | 12.3 | 10.8 | 16.2 | 9.7 | 11.7 | 3 | 27 | 2033 | 2033-03-27 | 12 | 11 | 13 | 8.5 | 11.5 | 7.5 | 10
3 | 28 | 2033 | 2033-03-28 | 16.1 | 11 | 12.6 | 10.7 | 15.6 | 9 | 11.2 | 3 | 28 | 2033 | 2033-03-28 | 8 | 17.5 | 23.5 | 7 | 12.5 | 9.5 | 15.5
3 | 29 | 2033 | 2033-03-29 | 15.1 | 10 | 11.8 | 10.6 | 15.8 | 8.8 | 11.5 | 3 | 29 | 2033 | 2033-03-29 | 26.5 | 17.5 | 23.5 | 22.5 | 27 | 20.5 | 22.5
3 | 30 | 2033 | 2033-03-30 | 14.1 | 9.7 | 11.2 | 9.4 | 14.8 | 7.1 | 10.6 | 3 | 30 | 2033 | 2033-03-30 | 26.5 | 19 | 19 | 20.5 | 24 | 17 | 19.5
3 | 31 | 2033 | 2033-03-31 | 14.6 | 9.9 | 11 | 10.3 | 15.1 | 7.4 | 10 | 3 | 31 | 2033 | 2033-03-31 | 16 | 13.5 | 13 | 8.5 | 10 | 7.5 | 14
4 | 1 | 2033 | 2033-04-01 | 13.7 | 10.1 | 11 | 9.4 | 15.2 | 7.5 | 10.7 | 4 | 1 | 2033 | 2033-04-01 | 7 | 11 | 13.5 | 5 | 8 | 3.5 | 6.5
4 | 2 | 2033 | 2033-04-02 | 13 | 9.5 | 9.8 | 8.4 | 14.6 | 6.8 | 8.7 | 4 | 2 | 2033 | 2033-04-02 | 6.5 | 13.5 | 15 | 6.5 | 6.5 | 6 | 6
4 | 3 | 2033 | 2033-04-03 | 13.4 | 9.9 | 10.5 | 8.9 | 13.1 | 7.2 | 9.2 | 4 | 3 | 2033 | 2033-04-03 | 3.5 | 10 | 11 | 9 | 11.5 | 7 | 6
4 | 4 | 2033 | 2033-04-04 | 14.4 | 8.9 | 10.6 | 8.8 | 13.3 | 7.4 | 9.1 | 4 | 4 | 2033 | 2033-04-04 | 13 | 18 | 24 | 13 | 19 | 10 | 12
4 | 5 | 2033 | 2033-04-05 | 13.1 | 10.3 | 10.3 | 8.4 | 13.8 | 6.9 | 8.5 | 4 | 5 | 2033 | 2033-04-05 | 28 | 16.5 | 17.5 | 16 | 22 | 13 | 15.5
4 | 6 | 2033 | 2033-04-06 | 14.4 | 9.2 | 9.9 | 8.1 | 13.1 | 7.1 | 8.3 | 4 | 6 | 2033 | 2033-04-06 | 20 | 14.5 | 13.5 | 7.5 | 13 | 6.5 | 10.5
4 | 7 | 2033 | 2033-04-07 | 13.4 | 10.4 | 10.5 | 8.9 | 14.1 | 7.7 | 9.6 | 4 | 7 | 2033 | 2033-04-07 | 9.5 | 16 | 21 | 8 | 7.5 | 6 | 12
4 | 8 | 2033 | 2033-04-08 | 13.5 | 10 | 10.4 | 8.8 | 13.8 | 7.1 | 9.1 | 4 | 8 | 2033 | 2033-04-08 | 28.5 | 13.5 | 20.5 | 17.5 | 24 | 17.5 | 20
4 | 9 | 2033 | 2033-04-09 | 14.2 | 9.9 | 10 | 10.2 | 15.3 | 7.3 | 10.2 | 4 | 9 | 2033 | 2033-04-09 | 18 | 16.5 | 19.5 | 11 | 11.5 | 8 | 12
4 | 10 | 2033 | 2033-04-10 | 14.4 | 10.4 | 10.7 | 10.8 | 15.4 | 7.6 | 10.2 | 4 | 10 | 2033 | 2033-04-10 | 24.5 | 20 | 22 | 22.5 | 20.5 | 21 | 24
4 | 11 | 2033 | 2033-04-11 | 13.6 | 9.2 | 10.3 | 9.4 | 13 | 7 | 10.1 | 4 | 11 | 2033 | 2033-04-11 | 27 | 18.5 | 15 | 23 | 24.5 | 20 | 20
4 | 12 | 2033 | 2033-04-12 | 11.8 | 8.6 | 9.8 | 7.7 | 11.6 | 5.2 | 8.4 | 4 | 12 | 2033 | 2033-04-12 | 19 | 10 | 10.5 | 17 | 17.5 | 16.5 | 12
4 | 13 | 2033 | 2033-04-13 | 11.2 | 8.8 | 9.2 | 6.9 | 12.2 | 4.6 | 6.6 | 4 | 13 | 2033 | 2033-04-13 | 18.5 | 7 | 11 | 16.5 | 16 | 11 | 12.5
4 | 14 | 2033 | 2033-04-14 | 11.2 | 7.7 | 8.3 | 6.3 | 11.8 | 3.8 | 5.5 | 4 | 14 | 2033 | 2033-04-14 | 22 | 9 | 7.5 | 13.5 | 20 | 8 | 7.5
4 | 15 | 2033 | 2033-04-15 | 10.1 | 6.9 | 7.1 | 5.5 | 10.4 | 3.9 | 5.2 | 4 | 15 | 2033 | 2033-04-15 | 18.5 | 5.5 | 3.5 | 6 | 16.5 | 4 | 5.5
4 | 16 | 2033 | 2033-04-16 | 10 | 7.3 | 7.1 | 6 | 10.7 | 4.6 | 6 | 4 | 16 | 2033 | 2033-04-16 | 17 | 2.5 | 1 | 5 | 10.5 | 4 | 6
4 | 17 | 2033 | 2033-04-17 | 12.4 | 7.8 | 9.4 | 7.4 | 12.7 | 5.5 | 8.1 | 4 | 17 | 2033 | 2033-04-17 | 12 | 1.5 | 0.5 | 2 | 6 | 0 | 3
4 | 18 | 2033 | 2033-04-18 | 11.7 | 8.2 | 9.1 | 7.9 | 13.2 | 5.4 | 8.1 | 4 | 18 | 2033 | 2033-04-18 | 3 | 0 | 1 | 0 | 3 | 0 | 0
4 | 19 | 2033 | 2033-04-19 | 10.8 | 8.2 | 8.8 | 6.6 | 10.5 | 4.3 | 6.5 | 4 | 19 | 2033 | 2033-04-19 | 19.5 | 4.5 | 5 | 13.5 | 16.5 | 11 | 12.5
4 | 20 | 2033 | 2033-04-20 | 8.7 | 7.1 | 8.1 | 5 | 8.8 | 3.1 | 4.5 | 4 | 20 | 2033 | 2033-04-20 | 19.5 | 3.5 | 5.5 | 11 | 15.5 | 8 | 10
4 | 21 | 2033 | 2033-04-21 | 9.7 | 6 | 6.4 | 5.1 | 8.8 | 3.8 | 5 | 4 | 21 | 2033 | 2033-04-21 | 13.5 | 4 | 2.5 | 5.5 | 8.5 | 3 | 0
4 | 22 | 2033 | 2033-04-22 | 10.3 | 7.2 | 6.8 | 6.4 | 9.2 | 4.4 | 5.3 | 4 | 22 | 2033 | 2033-04-22 | 13.5 | 5 | 10 | 3 | 12 | 2.5 | 5
4 | 23 | 2033 | 2033-04-23 | 11.5 | 6.8 | 7.5 | 6.5 | 10.6 | 4.7 | 6.5 | 4 | 23 | 2033 | 2033-04-23 | 7 | 7 | 8.5 | 4.5 | 6 | 2.5 | 3
4 | 24 | 2033 | 2033-04-24 | 11.5 | 7.3 | 9.2 | 7.6 | 12.6 | 5.2 | 8 | 4 | 24 | 2033 | 2033-04-24 | 14.5 | 11 | 14 | 9 | 17 | 9 | 13.5
4 | 25 | 2033 | 2033-04-25 | 10.7 | 7.4 | 9.6 | 7.3 | 11.5 | 5.3 | 8.4 | 4 | 25 | 2033 | 2033-04-25 | 16.5 | 10 | 12 | 7 | 14.5 | 8 | 13
4 | 26 | 2033 | 2033-04-26 | 10.8 | 7.6 | 9.3 | 7 | 10.4 | 5.2 | 8 | 4 | 26 | 2033 | 2033-04-26 | 17.5 | 7 | 12.5 | 8.5 | 20 | 7 | 9.5
4 | 27 | 2033 | 2033-04-27 | 11.7 | 7.4 | 9.8 | 7.3 | 11.6 | 5.8 | 8.2 | 4 | 27 | 2033 | 2033-04-27 | 14 | 5.5 | 9.5 | 5 | 11 | 2 | 1.5
4 | 28 | 2033 | 2033-04-28 | 11.8 | 8.3 | 10 | 7.3 | 12.4 | 6 | 7.9 | 4 | 28 | 2033 | 2033-04-28 | 6 | 4 | 4.5 | 0 | 0 | 0 | 0
4 | 29 | 2033 | 2033-04-29 | 10.8 | 7.1 | 8.8 | 6.6 | 12.1 | 4.7 | 7 | 4 | 29 | 2033 | 2033-04-29 | 0 | 1 | 0 | 0 | 0 | 0 | 0
4 | 30 | 2033 | 2033-04-30 | 9.5 | 6.9 | 9.2 | 5.3 | 10 | 4.2 | 7 | 4 | 30 | 2033 | 2033-04-30 | 0 | 3 | 4.5 | 0 | 0 | 0 | 0
5 | 1 | 2033 | 2033-05-01 | 8.7 | 6.4 | 7.2 | 4.8 | 8.8 | 3.9 | 6.2 | 5 | 1 | 2033 | 2033-05-01 | 8.5 | 7.5 | 11 | 2.5 | 8.5 | 3 | 5
5 | 2 | 2033 | 2033-05-02 | 9 | 6 | 7.1 | 4.5 | 8.7 | 3.6 | 4.6 | 5 | 2 | 2033 | 2033-05-02 | 14.5 | 5.5 | 9.5 | 7.5 | 13 | 5.5 | 6
5 | 3 | 2033 | 2033-05-03 | 9.2 | 6.6 | 6.3 | 5.6 | 8.6 | 3.8 | 4.9 | 5 | 3 | 2033 | 2033-05-03 | 7 | 6.5 | 10 | 0.5 | 4.5 | 0.5 | 6.5
5 | 4 | 2033 | 2033-05-04 | 9.4 | 5.8 | 6.2 | 4.3 | 8.5 | 3.3 | 3.8 | 5 | 4 | 2033 | 2033-05-04 | 14.5 | 9.5 | 9 | 5 | 10.5 | 1.5 | 2
5 | 5 | 2033 | 2033-05-05 | 7.9 | 4.9 | 5.4 | 4.2 | 7.7 | 3 | 3.3 | 5 | 5 | 2033 | 2033-05-05 | 6.5 | 2 | 1 | 0 | 0 | 0 | 0
5 | 6 | 2033 | 2033-05-06 | 7.5 | 4.8 | 5.5 | 3.4 | 7.6 | 2.7 | 4 | 5 | 6 | 2033 | 2033-05-06 | 0 | 5 | 9 | 0.5 | 4.5 | 0 | 1.5
5 | 7 | 2033 | 2033-05-07 | 7.5 | 4.5 | 6.2 | 3 | 7 | 2.2 | 3.9 | 5 | 7 | 2033 | 2033-05-07 | 17 | 9.5 | 15 | 10 | 19 | 9.5 | 11.5
5 | 8 | 2033 | 2033-05-08 | 7.5 | 5.3 | 5.5 | 3.1 | 7.7 | 1.9 | 3.7 | 5 | 8 | 2033 | 2033-05-08 | 15.5 | 10.5 | 11.5 | 8.5 | 12 | 9 | 11
5 | 9 | 2033 | 2033-05-09 | 5.8 | 4.9 | 5.7 | 2.4 | 7 | 1.7 | 3.2 | 5 | 9 | 2033 | 2033-05-09 | 16 | 8 | 12.5 | 8.5 | 13.5 | 6.5 | 5.5
5 | 10 | 2033 | 2033-05-10 | 6.9 | 4.9 | 5.8 | 3.2 | 7.2 | 2.2 | 3.5 | 5 | 10 | 2033 | 2033-05-10 | 14.5 | 8 | 10 | 4.5 | 8.5 | 3 | 3
5 | 11 | 2033 | 2033-05-11 | 7.2 | 3.5 | 5.2 | 2.8 | 9 | 1.4 | 2.9 | 5 | 11 | 2033 | 2033-05-11 | 9.5 | 1 | 1 | 0 | 3 | 0 | 0
5 | 12 | 2033 | 2033-05-12 | 7.6 | 4 | 4.9 | 3.1 | 8.4 | 2.2 | 3.5 | 5 | 12 | 2033 | 2033-05-12 | 4 | 3.5 | 2.5 | 0 | 0 | 0 | 0
5 | 13 | 2033 | 2033-05-13 | 7.1 | 4.7 | 5.4 | 2.3 | 7.5 | 1.7 | 3.4 | 5 | 13 | 2033 | 2033-05-13 | 2 | 1 | 3.5 | 0 | 0 | 0 | 0
5 | 14 | 2033 | 2033-05-14 | 6.5 | 3.9 | 5.2 | 2.5 | 8.2 | 1.4 | 3.4 | 5 | 14 | 2033 | 2033-05-14 | 0 | 0 | 3 | 0 | 0.5 | 0 | 0
5 | 15 | 2033 | 2033-05-15 | 8 | 3.6 | 5.2 | 2.9 | 8.5 | 1.6 | 3.2 | 5 | 15 | 2033 | 2033-05-15 | 0.5 | 0 | 0.5 | 0 | 0 | 0 | 0
5 | 16 | 2033 | 2033-05-16 | 6.6 | 3.1 | 5 | 2.8 | 6.8 | 1.6 | 3.5 | 5 | 16 | 2033 | 2033-05-16 | 0 | 0 | 0 | 0 | 0 | 0 | 0
5 | 17 | 2033 | 2033-05-17 | 6 | 3.5 | 4.3 | 2.8 | 5.9 | 2.1 | 3.9 | 5 | 17 | 2033 | 2033-05-17 | 0 | 6.5 | 9 | 0 | 0 | 0 | 0
5 | 18 | 2033 | 2033-05-18 | 6.5 | 3 | 4.9 | 2.5 | 6.6 | 1.8 | 3.1 | 5 | 18 | 2033 | 2033-05-18 | 9 | 10 | 9.5 | 4.5 | 8.5 | 5.5 | 7.5
5 | 19 | 2033 | 2033-05-19 | 5.5 | 3.4 | 4.9 | 2.7 | 5.4 | 1.7 | 2.8 | 5 | 19 | 2033 | 2033-05-19 | 16.5 | 12.5 | 14 | 8.5 | 16.5 | 7 | 8.5
5 | 20 | 2033 | 2033-05-20 | 5 | 3.7 | 3.9 | 2.2 | 5.5 | 1.7 | 2.3 | 5 | 20 | 2033 | 2033-05-20 | 14 | 5 | 10 | 9.5 | 13 | 8.5 | 7
5 | 21 | 2033 | 2033-05-21 | 4.4 | 3.2 | 4.7 | 1.5 | 4.7 | 1.1 | 2.4 | 5 | 21 | 2033 | 2033-05-21 | 15.5 | 4.5 | 7.5 | 9.5 | 10 | 6.5 | 4
5 | 22 | 2033 | 2033-05-22 | 5.3 | 2.6 | 4.6 | 2 | 5.1 | 0.8 | 2.1 | 5 | 22 | 2033 | 2033-05-22 | 17 | 4.5 | 5 | 12 | 13 | 7.5 | 10
5 | 23 | 2033 | 2033-05-23 | 4.3 | 2.2 | 3 | 1.8 | 3.7 | 0.8 | 1.3 | 5 | 23 | 2033 | 2033-05-23 | 9.5 | 4 | 7.5 | 1.5 | 5.5 | 0 | 0
5 | 24 | 2033 | 2033-05-24 | 3.7 | 2.4 | 3.4 | 1.5 | 4.3 | 0.7 | 1.1 | 5 | 24 | 2033 | 2033-05-24 | 11 | 6.5 | 5.5 | 0 | 4 | 0 | 0
5 | 25 | 2033 | 2033-05-25 | 4.4 | 2.3 | 4 | 1.7 | 4.5 | 1.2 | 1.8 | 5 | 25 | 2033 | 2033-05-25 | 11.5 | 1.5 | 4.5 | 1.5 | 10 | 0 | 2.5
5 | 26 | 2033 | 2033-05-26 | 4.6 | 1.6 | 2.7 | 1.7 | 4.8 | 1.3 | 1.4 | 5 | 26 | 2033 | 2033-05-26 | 5 | 2.5 | 4.5 | 0 | 0 | 0 | 0
5 | 27 | 2033 | 2033-05-27 | 3.9 | 1.7 | 2.3 | 0.9 | 3.5 | 0.7 | 0.8 | 5 | 27 | 2033 | 2033-05-27 | 3 | 4.5 | 8 | 1 | 9.5 | 0 | 1.5
5 | 28 | 2033 | 2033-05-28 | 3.5 | 1.5 | 2.2 | 0.6 | 2.8 | 0.4 | 0.7 | 5 | 28 | 2033 | 2033-05-28 | 12 | 10 | 8.5 | 6 | 9.5 | 3.5 | 3
5 | 29 | 2033 | 2033-05-29 | 3.1 | 1.8 | 2.5 | 0.8 | 3.5 | 0.6 | 0.7 | 5 | 29 | 2033 | 2033-05-29 | 6.5 | 1.5 | 2.5 | 0 | 0 | 0 | 0
5 | 30 | 2033 | 2033-05-30 | 3.4 | 2.2 | 2.8 | 1.1 | 3.7 | 0.6 | 0.9 | 5 | 30 | 2033 | 2033-05-30 | 0 | 0.5 | 0.5 | 0 | 0 | 0 | 0
5 | 31 | 2033 | 2033-05-31 | 4.1 | 3.1 | 3.8 | 1.2 | 4 | 0.7 | 0.7 | 5 | 31 | 2033 | 2033-05-31 | 0 | 0 | 0 | 0 | 0 | 0 | 0
6 | 1 | 2033 | 2033-06-01 | 3.9 | 2.7 | 2.5 | 1.1 | 4.5 | 0.7 | 1.1 | 6 | 1 | 2033 | 2033-06-01 | 0 | 0 | 0 | 0 | 0 | 0 | 0
6 | 2 | 2033 | 2033-06-02 | 2.8 | 2.3 | 2.4 | 0.9 | 4.7 | 0.5 | 0.8 | 6 | 2 | 2033 | 2033-06-02 | 0 | 0 | 0 | 0 | 0 | 0 | 0
6 | 3 | 2033 | 2033-06-03 | 3.6 | 2.1 | 2.8 | 0.6 | 4.9 | 0.2 | 0.7 | 6 | 3 | 2033 | 2033-06-03 | 0 | 0 | 0 | 0 | 0 | 0 | 0
6 | 4 | 2033 | 2033-06-04 | 3.7 | 1.8 | 3.1 | 1.1 | 4.1 | 0.3 | 1.2 | 6 | 4 | 2033 | 2033-06-04 | 0 | 2 | 0.5 | 0 | 0 | 0 | 0
6 | 5 | 2033 | 2033-06-05 | 4 | 2.3 | 3.1 | 1 | 5 | 0.6 | 1.7 | 6 | 5 | 2033 | 2033-06-05 | 4 | 2.5 | 7 | 0.5 | 10 | 0 | 3
6 | 6 | 2033 | 2033-06-06 | 4.2 | 2.1 | 2.7 | 1.1 | 3.5 | 0.3 | 1.3 | 6 | 6 | 2033 | 2033-06-06 | 13.5 | 10 | 11.5 | 7.5 | 11 | 4.5 | 5.5
6 | 7 | 2033 | 2033-06-07 | 4.1 | 1.1 | 1.8 | 0.3 | 2.4 | 0.1 | 0.5 | 6 | 7 | 2033 | 2033-06-07 | 4 | 8.5 | 10.5 | 7 | 5.5 | 3.5 | 2.5
6 | 8 | 2033 | 2033-06-08 | 2.2 | 0.7 | 1.4 | 0.2 | 2.6 | 0 | 0.3 | 6 | 8 | 2033 | 2033-06-08 | 0.5 | 1.5 | 7 | 0 | 14.5 | 0 | 4.5
6 | 9 | 2033 | 2033-06-09 | 2.4 | 1.4 | 1.6 | 0.2 | 3.4 | 0.1 | 0.4 | 6 | 9 | 2033 | 2033-06-09 | 3.5 | 2.5 | 7.5 | 0 | 9.5 | 0 | 0
6 | 10 | 2033 | 2033-06-10 | 2 | 1.3 | 2 | 0.6 | 3.2 | 0.3 | 0.6 | 6 | 10 | 2033 | 2033-06-10 | 4.5 | 2.5 | 5 | 1.5 | 2.5 | 0 | 0
6 | 11 | 2033 | 2033-06-11 | 2.1 | 1.5 | 2 | 0.4 | 2.9 | 0 | 0.5 | 6 | 11 | 2033 | 2033-06-11 | 1 | 1 | 9.5 | 0 | 4 | 0 | 2
6 | 12 | 2033 | 2033-06-12 | 2.4 | 1.4 | 1.8 | 0.4 | 2.7 | 0.3 | 0.5 | 6 | 12 | 2033 | 2033-06-12 | 0 | 0 | 0 | 0 | 0 | 0 | 0
6 | 13 | 2033 | 2033-06-13 | 2.2 | 0.5 | 1.8 | 0.5 | 2.3 | 0.3 | 0.2 | 6 | 13 | 2033 | 2033-06-13 | 0 | 0 | 0 | 0 | 0 | 0 | 0
6 | 14 | 2033 | 2033-06-14 | 2.4 | 1.3 | 2.9 | 0.3 | 2.8 | 0 | 0.3 | 6 | 14 | 2033 | 2033-06-14 | 0 | 1 | 3 | 0 | 0 | 0 | 0
6 | 15 | 2033 | 2033-06-15 | 1.6 | 1.2 | 2.2 | 0.2 | 3 | 0.2 | 0.6 | 6 | 15 | 2033 | 2033-06-15 | 5 | 0 | 1.5 | 1.5 | 7.5 | 1.5 | 2
6 | 16 | 2033 | 2033-06-16 | 2.7 | 1.2 | 1.9 | 1.3 | 2.9 | 0.7 | 0.5 | 6 | 16 | 2033 | 2033-06-16 | 3 | 0 | 2 | 0 | 0 | 0 | 0
6 | 17 | 2033 | 2033-06-17 | 2.9 | 1.3 | 1.8 | 0.7 | 3 | 0.1 | 0.7 | 6 | 17 | 2033 | 2033-06-17 | 0 | 0 | 0 | 0 | 0 | 0 | 0
6 | 18 | 2033 | 2033-06-18 | 2.4 | 1.5 | 1.6 | 0.6 | 2.4 | 0.5 | 0.4 | 6 | 18 | 2033 | 2033-06-18 | 0 | 0 | 0.5 | 0 | 0 | 0 | 0
6 | 19 | 2033 | 2033-06-19 | 1.9 | 0.8 | 1.1 | 0.2 | 2.7 | 0.1 | 0.7 | 6 | 19 | 2033 | 2033-06-19 | 0 | 0.5 | 0 | 0 | 0 | 0 | 0
6 | 20 | 2033 | 2033-06-20 | 2.2 | 0.6 | 1.2 | 0.3 | 2.9 | 0.5 | 1 | 6 | 20 | 2033 | 2033-06-20 | 0 | 0 | 0 | 0 | 0 | 0 | 0
6 | 21 | 2033 | 2033-06-21 | 1.7 | 0.7 | 1.5 | 0.3 | 2.3 | 0.1 | 0.6 | 6 | 21 | 2033 | 2033-06-21 | 0 | 0 | 0 | 0 | 0 | 0 | 0
6 | 22 | 2033 | 2033-06-22 | 2.7 | 0.8 | 1.3 | 0.7 | 2.6 | 0.3 | 0.8 | 6 | 22 | 2033 | 2033-06-22 | 0 | 0 | 0 | 0 | 0 | 0 | 0
6 | 23 | 2033 | 2033-06-23 | 1.7 | 0.6 | 0.8 | 0.2 | 1.6 | 0 | 0.2 | 6 | 23 | 2033 | 2033-06-23 | 0 | 0 | 0 | 0 | 0 | 0 | 0
6 | 24 | 2033 | 2033-06-24 | 0.9 | 0.2 | 0.5 | 0 | 0.7 | 0 | 0 | 6 | 24 | 2033 | 2033-06-24 | 0 | 0 | 0 | 0 | 0 | 0 | 0
6 | 25 | 2033 | 2033-06-25 | 0.5 | 0.3 | 0.6 | 0 | 0.8 | 0 | 0.2 | 6 | 25 | 2033 | 2033-06-25 | 0 | 0 | 0 | 0 | 0 | 0 | 0
6 | 26 | 2033 | 2033-06-26 | 1 | 0.4 | 0.8 | 0 | 0.4 | 0 | 0 | 6 | 26 | 2033 | 2033-06-26 | 0 | 0 | 0 | 0 | 0 | 0 | 0
6 | 27 | 2033 | 2033-06-27 | 0.3 | 0.3 | 0.5 | 0 | 0.2 | 0 | 0 | 6 | 27 | 2033 | 2033-06-27 | 0 | 0 | 0 | 0 | 0 | 0 | 0
6 | 28 | 2033 | 2033-06-28 | 0 | 0.2 | 0.4 | 0 | 0.5 | 0 | 0 | 6 | 28 | 2033 | 2033-06-28 | 0 | 0 | 0 | 0 | 0 | 0 | 0
6 | 29 | 2033 | 2033-06-29 | 0.4 | 0.3 | 0.4 | 0 | 0.8 | 0 | 0 | 6 | 29 | 2033 | 2033-06-29 | 0 | 0 | 0 | 0 | 0 | 0 | 0
6 | 30 | 2033 | 2033-06-30 | 0.4 | 0.4 | 0.5 | 0 | 0.6 | 0 | 0 | 6 | 30 | 2033 | 2033-06-30 | 0 | 0 | 0 | 0 | 0 | 0 | 0
7 | 1 | 2033 | 2033-07-01 | 0.7 | 0.3 | 0.5 | 0 | 0.9 | 0 | 0.1 | 7 | 1 | 2033 | 2033-07-01 | 0 | 0 | 0 | 0 | 0 | 0 | 0
7 | 2 | 2033 | 2033-07-02 | 0.3 | 0.6 | 0.3 | 0 | 0.4 | 0.1 | 0.1 | 7 | 2 | 2033 | 2033-07-02 | 0 | 0 | 0 | 0 | 0 | 0 | 0
7 | 3 | 2033 | 2033-07-03 | 0.4 | 0.5 | 0.5 | 0 | 0.8 | 0 | 0 | 7 | 3 | 2033 | 2033-07-03 | 0 | 0 | 0 | 0 | 0 | 0 | 0
7 | 4 | 2033 | 2033-07-04 | 0.2 | 0.6 | 0.3 | 0.2 | 1.3 | 0 | 0 | 7 | 4 | 2033 | 2033-07-04 | 0 | 0 | 0 | 0 | 0 | 0 | 0
7 | 5 | 2033 | 2033-07-05 | 0.2 | 0.1 | 0.5 | 0.1 | 0.7 | 0 | 0.1 | 7 | 5 | 2033 | 2033-07-05 | 0 | 0 | 0 | 0 | 0 | 0 | 0
7 | 6 | 2033 | 2033-07-06 | 0.2 | 0.2 | 0.4 | 0 | 0.9 | 0 | 0 | 7 | 6 | 2033 | 2033-07-06 | 0 | 0 | 0 | 0 | 0 | 0 | 0
7 | 7 | 2033 | 2033-07-07 | 0.1 | 0.3 | 0.6 | 0 | 0.8 | 0 | 0.1 | 7 | 7 | 2033 | 2033-07-07 | 0 | 1 | 2 | 0 | 0 | 0 | 0
7 | 8 | 2033 | 2033-07-08 | 0.2 | 0.1 | 0.2 | 0 | 0.5 | 0 | 0.3 | 7 | 8 | 2033 | 2033-07-08 | 0 | 0 | 0 | 0 | 0 | 0 | 0
7 | 9 | 2033 | 2033-07-09 | 0 | 0 | 0.1 | 0 | 0 | 0 | 0 | 7 | 9 | 2033 | 2033-07-09 | 0 | 0 | 0 | 0 | 0 | 0 | 0
7 | 10 | 2033 | 2033-07-10 | 0 | 0 | 0 | 0 | 0.1 | 0 | 0 | 7 | 10 | 2033 | 2033-07-10 | 0 | 0 | 0 | 0 | 0 | 0 | 0
7 | 11 | 2033 | 2033-07-11 | 0 | 0 | 0 | 0 | 0 | 0 | 0 | 7 | 11 | 2033 | 2033-07-11 | 0 | 0 | 0 | 0 | 0 | 0 | 0
7 | 12 | 2033 | 2033-07-12 | 0 | 0.1 | 0 | 0 | 0 | 0 | 0 | 7 | 12 | 2033 | 2033-07-12 | 0 | 0 | 0 | 0 | 0 | 0 | 0
7 | 13 | 2033 | 2033-07-13 | 0 | 0.2 | 0 | 0 | 0 | 0 | 0 | 7 | 13 | 2033 | 2033-07-13 | 0 | 0 | 0 | 0 | 0 | 0 | 0
7 | 14 | 2033 | 2033-07-14 | 0 | 0.2 | 0.2 | 0 | 0.2 | 0 | 0 | 7 | 14 | 2033 | 2033-07-14 | 0 | 0 | 0 | 0 | 0 | 0 | 0
7 | 15 | 2033 | 2033-07-15 | 0 | 0.3 | 0.5 | 0 | 0.4 | 0 | 0 | 7 | 15 | 2033 | 2033-07-15 | 0 | 0 | 1 | 0 | 0 | 0 | 0
7 | 16 | 2033 | 2033-07-16 | 0 | 0.2 | 0.3 | 0 | 0.2 | 0 | 0 | 7 | 16 | 2033 | 2033-07-16 | 0 | 0 | 0 | 0 | 0 | 0 | 0
7 | 17 | 2033 | 2033-07-17 | 0 | 0 | 0 | 0 | 0.1 | 0 | 0 | 7 | 17 | 2033 | 2033-07-17 | 0 | 0 | 0 | 0 | 0 | 0 | 0
7 | 18 | 2033 | 2033-07-18 | 0 | 0 | 0 | 0 | 0.2 | 0 | 0 | 7 | 18 | 2033 | 2033-07-18 | 0 | 0 | 0 | 0 | 0 | 0 | 0
7 | 19 | 2033 | 2033-07-19 | 0 | 0 | 0 | 0 | 0 | 0 | 0 | 7 | 19 | 2033 | 2033-07-19 | 0 | 0 | 0 | 0 | 0 | 0 | 0
7 | 20 | 2033 | 2033-07-20 | 0 | 0 | 0 | 0 | 0.1 | 0 | 0 | 7 | 20 | 2033 | 2033-07-20 | 0 | 0 | 0 | 0 | 0 | 0 | 0
7 | 21 | 2033 | 2033-07-21 | 0 | 0 | 0 | 0 | 0 | 0 | 0 | 7 | 21 | 2033 | 2033-07-21 | 0 | 0.5 | 1.5 | 0 | 0 | 0 | 0
7 | 22 | 2033 | 2033-07-22 | 0 | 0 | 0 | 0 | 0 | 0 | 0 | 7 | 22 | 2033 | 2033-07-22 | 0 | 0 | 0 | 0 | 0 | 0 | 0
7 | 23 | 2033 | 2033-07-23 | 0 | 0.1 | 0 | 0 | 0 | 0 | 0 | 7 | 23 | 2033 | 2033-07-23 | 0 | 0 | 0 | 0 | 0 | 0 | 0
7 | 24 | 2033 | 2033-07-24 | 0 | 0 | 0.1 | 0 | 0.3 | 0 | 0 | 7 | 24 | 2033 | 2033-07-24 | 0 | 0 | 0 | 0 | 0 | 0 | 0
7 | 25 | 2033 | 2033-07-25 | 0 | 0 | 0 | 0 | 0 | 0 | 0 | 7 | 25 | 2033 | 2033-07-25 | 0 | 0 | 0 | 0 | 0 | 0 | 0
7 | 26 | 2033 | 2033-07-26 | 0 | 0.1 | 0 | 0 | 0 | 0 | 0 | 7 | 26 | 2033 | 2033-07-26 | 0 | 0 | 0 | 0 | 0 | 0 | 0
7 | 27 | 2033 | 2033-07-27 | 0 | 0.1 | 0.1 | 0 | 0 | 0 | 0 | 7 | 27 | 2033 | 2033-07-27 | 0 | 0 | 0 | 0 | 0 | 0 | 0
7 | 28 | 2033 | 2033-07-28 | 0 | 0 | 0 | 0 | 0 | 0 | 0 | 7 | 28 | 2033 | 2033-07-28 | 0 | 0 | 0 | 0 | 0 | 0 | 0
7 | 29 | 2033 | 2033-07-29 | 0 | 0 | 0 | 0 | 0 | 0 | 0 | 7 | 29 | 2033 | 2033-07-29 | 0 | 0 | 0 | 0 | 0 | 0 | 0
7 | 30 | 2033 | 2033-07-30 | 0 | 0.1 | 0 | 0 | 0.3 | 0 | 0 | 7 | 30 | 2033 | 2033-07-30 | 0 | 0 | 0 | 0 | 0 | 0 | 0
7 | 31 | 2033 | 2033-07-31 | 0 | 0 | 0 | 0 | 0 | 0 | 0 | 7 | 31 | 2033 | 2033-07-31 | 0 | 0 | 0 | 0 | 0 | 0 | 0
8 | 1 | 2033 | 2033-08-01 | 0 | 0 | 0 | 0 | 0 | 0 | 0 | 8 | 1 | 2033 | 2033-08-01 | 0 | 0 | 0 | 0 | 0 | 0 | 0
8 | 2 | 2033 | 2033-08-02 | 0 | 0 | 0.1 | 0 | 0 | 0 | 0 | 8 | 2 | 2033 | 2033-08-02 | 0 | 0 | 0 | 0 | 0 | 0 | 0
8 | 3 | 2033 | 2033-08-03 | 0 | 0 | 0 | 0 | 0 | 0 | 0 | 8 | 3 | 2033 | 2033-08-03 | 0 | 0 | 0 | 0 | 0 | 0 | 0
8 | 4 | 2033 | 2033-08-04 | 0 | 0 | 0 | 0 | 0.1 | 0 | 0 | 8 | 4 | 2033 | 2033-08-04 | 0 | 0 | 0 | 0 | 0 | 0 | 0
8 | 5 | 2033 | 2033-08-05 | 0 | 0 | 0 | 0 | 0 | 0 | 0 | 8 | 5 | 2033 | 2033-08-05 | 0 | 0 | 0 | 0 | 0 | 0 | 0
8 | 6 | 2033 | 2033-08-06 | 0 | 0 | 0 | 0 | 0 | 0 | 0 | 8 | 6 | 2033 | 2033-08-06 | 0 | 0 | 0 | 0 | 0 | 0 | 0
8 | 7 | 2033 | 2033-08-07 | 0 | 0 | 0 | 0 | 0 | 0 | 0 | 8 | 7 | 2033 | 2033-08-07 | 0 | 0 | 0 | 0 | 0 | 0 | 0
8 | 8 | 2033 | 2033-08-08 | 0 | 0 | 0 | 0 | 0 | 0 | 0 | 8 | 8 | 2033 | 2033-08-08 | 4 | 0 | 0.5 | 0 | 1 | 0 | 0
8 | 9 | 2033 | 2033-08-09 | 0 | 0 | 0 | 0 | 0 | 0 | 0 | 8 | 9 | 2033 | 2033-08-09 | 0 | 0 | 0 | 0 | 0 | 0 | 0
8 | 10 | 2033 | 2033-08-10 | 0 | 0.1 | 0.2 | 0 | 0.2 | 0 | 0 | 8 | 10 | 2033 | 2033-08-10 | 0 | 0 | 0 | 0 | 0 | 0 | 0
8 | 11 | 2033 | 2033-08-11 | 0 | 0.3 | 0.2 | 0 | 0.4 | 0 | 0 | 8 | 11 | 2033 | 2033-08-11 | 0 | 0 | 0 | 0 | 0 | 0 | 0
8 | 12 | 2033 | 2033-08-12 | 0 | 0.1 | 0.1 | 0 | 0 | 0 | 0 | 8 | 12 | 2033 | 2033-08-12 | 0 | 0 | 0 | 0 | 0 | 0 | 0
8 | 13 | 2033 | 2033-08-13 | 0 | 0.2 | 0.4 | 0 | 0.3 | 0 | 0 | 8 | 13 | 2033 | 2033-08-13 | 0 | 0 | 0 | 0 | 0 | 0 | 0
8 | 14 | 2033 | 2033-08-14 | 0 | 0.4 | 0.1 | 0 | 0 | 0 | 0.1 | 8 | 14 | 2033 | 2033-08-14 | 0 | 0 | 0 | 0 | 0 | 0 | 0
8 | 15 | 2033 | 2033-08-15 | 0 | 0.1 | 0.1 | 0 | 0.3 | 0 | 0 | 8 | 15 | 2033 | 2033-08-15 | 0 | 0 | 0 | 0 | 0 | 0 | 0
8 | 16 | 2033 | 2033-08-16 | 0.2 | 0.1 | 0 | 0 | 0.4 | 0 | 0 | 8 | 16 | 2033 | 2033-08-16 | 0 | 0 | 0 | 0 | 0 | 0 | 0
8 | 17 | 2033 | 2033-08-17 | 0.1 | 0 | 0.3 | 0 | 0.6 | 0 | 0 | 8 | 17 | 2033 | 2033-08-17 | 0 | 1 | 2 | 0 | 3.5 | 0 | 0
8 | 18 | 2033 | 2033-08-18 | 0.2 | 0.2 | 0.2 | 0.1 | 0.4 | 0 | 0.1 | 8 | 18 | 2033 | 2033-08-18 | 3 | 0 | 0 | 0 | 0 | 0 | 0
8 | 19 | 2033 | 2033-08-19 | 0.1 | 0 | 0 | 0 | 0.1 | 0 | 0 | 8 | 19 | 2033 | 2033-08-19 | 0 | 0 | 0 | 0 | 0 | 0 | 0
8 | 20 | 2033 | 2033-08-20 | 0.3 | 0.1 | 0.1 | 0 | 0.2 | 0 | 0 | 8 | 20 | 2033 | 2033-08-20 | 0 | 0 | 4 | 0 | 0 | 0 | 0
8 | 21 | 2033 | 2033-08-21 | 0.3 | 0 | 0.1 | 0 | 0.3 | 0 | 0 | 8 | 21 | 2033 | 2033-08-21 | 6.5 | 0 | 0 | 0 | 3 | 0 | 0
8 | 22 | 2033 | 2033-08-22 | 0.6 | 0.1 | 0 | 0 | 0.2 | 0 | 0 | 8 | 22 | 2033 | 2033-08-22 | 0 | 0.5 | 3.5 | 0 | 2 | 0 | 0
8 | 23 | 2033 | 2033-08-23 | 0.5 | 0.1 | 0.1 | 0 | 0 | 0 | 0 | 8 | 23 | 2033 | 2033-08-23 | 10 | 3 | 0.5 | 2.5 | 4.5 | 0 | 1
8 | 24 | 2033 | 2033-08-24 | 0.1 | 0.1 | 0.4 | 0 | 0.8 | 0 | 0 | 8 | 24 | 2033 | 2033-08-24 | 4 | 0 | 0 | 0 | 0 | 0 | 0
8 | 25 | 2033 | 2033-08-25 | 0.3 | 0.1 | 0.3 | 0 | 0.6 | 0 | 0.2 | 8 | 25 | 2033 | 2033-08-25 | 0 | 0 | 0 | 0 | 0 | 0 | 0
8 | 26 | 2033 | 2033-08-26 | 0.7 | 0.1 | 0.1 | 0 | 0.9 | 0 | 0.2 | 8 | 26 | 2033 | 2033-08-26 | 0 | 0 | 0 | 0 | 0 | 0 | 0
8 | 27 | 2033 | 2033-08-27 | 1 | 0.1 | 0.3 | 0 | 1.3 | 0 | 0.1 | 8 | 27 | 2033 | 2033-08-27 | 2.5 | 2.5 | 4 | 0 | 0 | 0 | 0
8 | 28 | 2033 | 2033-08-28 | 0.8 | 0.1 | 0.1 | 0 | 1.1 | 0 | 0.1 | 8 | 28 | 2033 | 2033-08-28 | 1 | 0 | 0 | 0 | 0 | 0 | 0
8 | 29 | 2033 | 2033-08-29 | 0.6 | 0.2 | 0.2 | 0 | 1.3 | 0 | 0 | 8 | 29 | 2033 | 2033-08-29 | 0 | 0 | 0 | 0 | 0 | 0 | 0
8 | 30 | 2033 | 2033-08-30 | 0.7 | 0.3 | 0.3 | 0.1 | 0.8 | 0 | 0.4 | 8 | 30 | 2033 | 2033-08-30 | 0 | 2 | 3.5 | 0 | 1 | 0 | 0
8 | 31 | 2033 | 2033-08-31 | 0.8 | 0 | 0.2 | 0 | 0.6 | 0 | 0.1 | 8 | 31 | 2033 | 2033-08-31 | 5.5 | 8 | 7 | 3 | 6 | 1 | 3.5
9 | 1 | 2033 | 2033-09-01 | 0.8 | 0.1 | 0.4 | 0.2 | 1.1 | 0.1 | 0.1 | 9 | 1 | 2033 | 2033-09-01 | 4.5 | 3 | 3 | 0 | 6 | 0 | 1.5
9 | 2 | 2033 | 2033-09-02 | 0.9 | 0 | 0.3 | 0.1 | 0.3 | 0 | 0 | 9 | 2 | 2033 | 2033-09-02 | 7.5 | 0 | 0 | 0 | 3 | 0 | 0
9 | 3 | 2033 | 2033-09-03 | 0.6 | 0.2 | 0.3 | 0.2 | 0.5 | 0 | 0.1 | 9 | 3 | 2033 | 2033-09-03 | 2.5 | 0 | 0 | 0 | 0 | 0 | 0
9 | 4 | 2033 | 2033-09-04 | 0.6 | 0 | 0.4 | 0 | 0.5 | 0 | 0 | 9 | 4 | 2033 | 2033-09-04 | 0 | 0 | 0 | 0 | 0 | 0 | 0
9 | 5 | 2033 | 2033-09-05 | 0.3 | 0 | 0.2 | 0 | 0.3 | 0 | 0 | 9 | 5 | 2033 | 2033-09-05 | 0 | 0 | 0 | 0 | 0 | 0 | 0
9 | 6 | 2033 | 2033-09-06 | 0.7 | 0.2 | 0.4 | 0 | 1.1 | 0 | 0.3 | 9 | 6 | 2033 | 2033-09-06 | 0 | 0 | 0 | 0 | 0 | 0 | 0
9 | 7 | 2033 | 2033-09-07 | 0.7 | 0.1 | 0.3 | 0 | 0.4 | 0 | 0.1 | 9 | 7 | 2033 | 2033-09-07 | 0 | 0 | 0 | 0 | 0 | 0 | 0
9 | 8 | 2033 | 2033-09-08 | 1 | 0.2 | 0.3 | 0 | 0.8 | 0 | 0 | 9 | 8 | 2033 | 2033-09-08 | 0 | 0 | 0 | 0 | 0 | 0 | 0
9 | 9 | 2033 | 2033-09-09 | 1.5 | 0.1 | 0.1 | 0 | 0.4 | 0 | 0 | 9 | 9 | 2033 | 2033-09-09 | 0 | 0 | 0 | 0 | 0 | 0 | 0
9 | 10 | 2033 | 2033-09-10 | 0.5 | 0.1 | 0.1 | 0 | 1 | 0 | 0.1 | 9 | 10 | 2033 | 2033-09-10 | 7 | 0 | 0 | 0 | 4 | 0 | 1.5
9 | 11 | 2033 | 2033-09-11 | 0.8 | 0.4 | 0.6 | 0 | 1.6 | 0 | 0.4 | 9 | 11 | 2033 | 2033-09-11 | 4 | 0 | 0 | 0 | 0 | 0 | 0
9 | 12 | 2033 | 2033-09-12 | 1.2 | 0.5 | 1.3 | 0 | 1.3 | 0 | 0.5 | 9 | 12 | 2033 | 2033-09-12 | 0 | 2.5 | 3.5 | 0 | 0.5 | 0 | 0
9 | 13 | 2033 | 2033-09-13 | 2.9 | 0.8 | 1.9 | 0.5 | 3.2 | 0.1 | 1.5 | 9 | 13 | 2033 | 2033-09-13 | 8 | 2.5 | 2.5 | 0.5 | 2.5 | 0 | 0
9 | 14 | 2033 | 2033-09-14 | 3.3 | 1.1 | 2.1 | 0.7 | 3.4 | 0.3 | 2 | 9 | 14 | 2033 | 2033-09-14 | 2 | 4 | 0 | 0 | 0 | 0 | 0
9 | 15 | 2033 | 2033-09-15 | 3.6 | 1.4 | 1.7 | 0.8 | 3.7 | 0.7 | 1.9 | 9 | 15 | 2033 | 2033-09-15 | 2 | 7.5 | 10.5 | 0.5 | 5 | 0 | 3
9 | 16 | 2033 | 2033-09-16 | 4.1 | 0.9 | 0.9 | 0.7 | 2.8 | 0.4 | 0.8 | 9 | 16 | 2033 | 2033-09-16 | 15 | 4 | 5.5 | 4.5 | 8 | 5 | 3.5
9 | 17 | 2033 | 2033-09-17 | 2.4 | 0.7 | 0.6 | 0.2 | 1.5 | 0 | 0.9 | 9 | 17 | 2033 | 2033-09-17 | 3.5 | 1 | 4.5 | 0 | 0 | 0 | 0
9 | 18 | 2033 | 2033-09-18 | 2.2 | 0.7 | 1.3 | 0.1 | 1.3 | 0.1 | 0.3 | 9 | 18 | 2033 | 2033-09-18 | 10.5 | 1 | 3.5 | 1.5 | 5.5 | 0.5 | 5.5
9 | 19 | 2033 | 2033-09-19 | 3.1 | 0.9 | 1.7 | 0.5 | 2.5 | 0.2 | 1.1 | 9 | 19 | 2033 | 2033-09-19 | 16.5 | 3 | 3.5 | 3 | 10.5 | 1.5 | 4
9 | 20 | 2033 | 2033-09-20 | 3.6 | 1.5 | 1.3 | 0.8 | 3.5 | 0.2 | 1.2 | 9 | 20 | 2033 | 2033-09-20 | 14.5 | 4.5 | 0 | 4.5 | 5.5 | 1.5 | 4.5
9 | 21 | 2033 | 2033-09-21 | 3.9 | 1.1 | 1.2 | 0.5 | 3.6 | 0.2 | 1 | 9 | 21 | 2033 | 2033-09-21 | 7.5 | 0 | 0 | 0 | 0 | 0 | 0.5
9 | 22 | 2033 | 2033-09-22 | 3.2 | 1.5 | 1.3 | 0.6 | 2.8 | 0.2 | 0.8 | 9 | 22 | 2033 | 2033-09-22 | 4 | 1 | 2.5 | 0 | 3 | 0 | 1
9 | 23 | 2033 | 2033-09-23 | 3.1 | 1 | 1.2 | 0.4 | 2.9 | 0 | 0.8 | 9 | 23 | 2033 | 2033-09-23 | 6 | 3 | 0 | 0 | 2.5 | 0 | 0
9 | 24 | 2033 | 2033-09-24 | 2.7 | 1.1 | 1.9 | 1 | 2.5 | 0.3 | 1.3 | 9 | 24 | 2033 | 2033-09-24 | 2 | 0 | 0 | 0 | 0 | 0 | 0
9 | 25 | 2033 | 2033-09-25 | 2.9 | 1.3 | 1.1 | 0.7 | 2.6 | 0.6 | 0.9 | 9 | 25 | 2033 | 2033-09-25 | 0 | 0.5 | 0 | 0 | 0 | 0 | 0
9 | 26 | 2033 | 2033-09-26 | 3.3 | 1 | 1.6 | 0.3 | 2.6 | 0 | 0.5 | 9 | 26 | 2033 | 2033-09-26 | 0 | 1.5 | 4 | 0 | 0 | 0 | 0
9 | 27 | 2033 | 2033-09-27 | 3.2 | 1.7 | 1.8 | 0.4 | 3.4 | 0.2 | 1 | 9 | 27 | 2033 | 2033-09-27 | 0 | 2 | 5.5 | 0 | 5.5 | 0 | 8
9 | 28 | 2033 | 2033-09-28 | 5.1 | 2 | 1.7 | 0.9 | 4.6 | 0.7 | 2.7 | 9 | 28 | 2033 | 2033-09-28 | 20.5 | 4.5 | 4 | 6 | 14.5 | 3.5 | 6.5
9 | 29 | 2033 | 2033-09-29 | 6.5 | 3.6 | 2.2 | 1.8 | 4.3 | 0.8 | 2.5 | 9 | 29 | 2033 | 2033-09-29 | 15.5 | 1.5 | 6.5 | 4.5 | 7 | 2.5 | 7
9 | 30 | 2033 | 2033-09-30 | 7.5 | 4.1 | 3.3 | 2.7 | 5.7 | 1.6 | 3.9 | 9 | 30 | 2033 | 2033-09-30 | 7 | 8 | 7 | 0 | 0 | 0 | 5
10 | 1 | 2033 | 2033-10-01 | 7.9 | 4 | 3.4 | 3.9 | 6.9 | 2.2 | 4.1 | 10 | 1 | 2033 | 2033-10-01 | 10 | 7 | 9 | 7.5 | 8 | 4 | 9
10 | 2 | 2033 | 2033-10-02 | 8 | 3.3 | 3.4 | 4.4 | 7.5 | 2.7 | 4.5 | 10 | 2 | 2033 | 2033-10-02 | 5.5 | 4.5 | 4 | 3 | 0.5 | 0 | 6.5
10 | 3 | 2033 | 2033-10-03 | 8.4 | 4.4 | 3.3 | 4 | 6.8 | 2.6 | 4.2 | 10 | 3 | 2033 | 2033-10-03 | 5 | 7 | 9.5 | 0 | 0 | 0 | 2
10 | 4 | 2033 | 2033-10-04 | 8.7 | 4.2 | 3.5 | 3.7 | 7.4 | 2.4 | 3.9 | 10 | 4 | 2033 | 2033-10-04 | 1.5 | 5.5 | 7 | 0 | 0 | 0 | 1
10 | 5 | 2033 | 2033-10-05 | 8.5 | 5.1 | 4.1 | 4 | 7.2 | 2.3 | 3.6 | 10 | 5 | 2033 | 2033-10-05 | 0 | 7.5 | 11 | 0 | 7 | 0 | 5
10 | 6 | 2033 | 2033-10-06 | 7.8 | 4.4 | 3.9 | 3.7 | 6.9 | 2.4 | 3.7 | 10 | 6 | 2033 | 2033-10-06 | 17.5 | 9 | 13.5 | 12 | 17 | 10.5 | 12
10 | 7 | 2033 | 2033-10-07 | 7.2 | 4.8 | 3.4 | 2.9 | 7.1 | 1.4 | 3.1 | 10 | 7 | 2033 | 2033-10-07 | 14.5 | 11 | 13.5 | 10 | 16 | 6.5 | 13.5
10 | 8 | 2033 | 2033-10-08 | 7.2 | 4.3 | 3.4 | 2.6 | 5.1 | 2 | 3.5 | 10 | 8 | 2033 | 2033-10-08 | 16.5 | 12 | 12 | 10.5 | 15 | 10 | 12
10 | 9 | 2033 | 2033-10-09 | 6.9 | 4 | 3.2 | 1.9 | 4.3 | 1.4 | 3.8 | 10 | 9 | 2033 | 2033-10-09 | 12 | 9.5 | 10 | 7.5 | 11.5 | 6.5 | 10
10 | 10 | 2033 | 2033-10-10 | 6.7 | 4.1 | 3.1 | 1.8 | 3.2 | 0.9 | 3 | 10 | 10 | 2033 | 2033-10-10 | 12.5 | 11.5 | 13 | 11.5 | 18 | 9.5 | 9.5
10 | 11 | 2033 | 2033-10-11 | 6.5 | 4.5 | 3.7 | 1.8 | 4.4 | 1.1 | 3.7 | 10 | 11 | 2033 | 2033-10-11 | 22.5 | 16.5 | 17.5 | 19 | 24.5 | 18.5 | 17.5
10 | 12 | 2033 | 2033-10-12 | 7.7 | 5.6 | 5.2 | 3.3 | 7.6 | 1.4 | 4.3 | 10 | 12 | 2033 | 2033-10-12 | 20.5 | 16 | 17 | 17.5 | 21.5 | 16.5 | 17
10 | 13 | 2033 | 2033-10-13 | 9.9 | 6.7 | 6.7 | 4.1 | 8.8 | 2.2 | 6.7 | 10 | 13 | 2033 | 2033-10-13 | 21.5 | 13 | 14.5 | 11 | 21 | 13.5 | 15
10 | 14 | 2033 | 2033-10-14 | 10.5 | 7.3 | 6.4 | 5.3 | 9.5 | 3.5 | 7.5 | 10 | 14 | 2033 | 2033-10-14 | 22 | 10 | 8 | 8 | 16 | 10 | 13.5
10 | 15 | 2033 | 2033-10-15 | 10 | 6.1 | 6.2 | 5.2 | 9.3 | 3.7 | 7.5 | 10 | 15 | 2033 | 2033-10-15 | 16 | 3.5 | 4.5 | 7 | 7.5 | 4.5 | 11.5
10 | 16 | 2033 | 2033-10-16 | 10.9 | 6.3 | 6 | 5.6 | 9.1 | 3.3 | 7.1 | 10 | 16 | 2033 | 2033-10-16 | 6.5 | 0 | 3 | 4.5 | 0 | 1 | 9
10 | 17 | 2033 | 2033-10-17 | 11.1 | 7.5 | 7.1 | 5.3 | 8.7 | 4.1 | 8 | 10 | 17 | 2033 | 2033-10-17 | 7 | 11.5 | 10.5 | 2.5 | 8 | 2 | 10.5
10 | 18 | 2033 | 2033-10-18 | 11.5 | 8.1 | 7.1 | 5.8 | 9.6 | 5.8 | 8.2 | 10 | 18 | 2033 | 2033-10-18 | 19.5 | 12.5 | 15.5 | 10.5 | 13 | 8.5 | 9.5
10 | 19 | 2033 | 2033-10-19 | 12.2 | 6.8 | 7.1 | 6.9 | 10 | 5.8 | 9.1 | 10 | 19 | 2033 | 2033-10-19 | 14 | 8.5 | 11.5 | 7.5 | 9.5 | 5 | 12
10 | 20 | 2033 | 2033-10-20 | 11.3 | 7.5 | 7.8 | 6.8 | 11.8 | 5.7 | 8.3 | 10 | 20 | 2033 | 2033-10-20 | 6 | 7 | 9.5 | 5 | 11 | 5 | 9.5
10 | 21 | 2033 | 2033-10-21 | 13.9 | 9 | 8.7 | 7.8 | 13.1 | 7.8 | 8.9 | 10 | 21 | 2033 | 2033-10-21 | 1.5 | 1.5 | 7 | 0 | 1 | 0 | 7.5
10 | 22 | 2033 | 2033-10-22 | 13.1 | 9.3 | 9.8 | 8.5 | 12 | 7.5 | 10.7 | 10 | 22 | 2033 | 2033-10-22 | 12.5 | 8.5 | 9 | 10.5 | 10 | 9 | 11.5
10 | 23 | 2033 | 2033-10-23 | 12.6 | 9.3 | 10.2 | 7.8 | 11.4 | 6.8 | 11.2 | 10 | 23 | 2033 | 2033-10-23 | 15 | 7.5 | 10.5 | 7 | 10.5 | 6 | 12.5
10 | 24 | 2033 | 2033-10-24 | 14.5 | 10.6 | 10.8 | 8.5 | 12.3 | 7.3 | 12.3 | 10 | 24 | 2033 | 2033-10-24 | 12 | 4 | 9 | 8.5 | 8 | 4.5 | 13.5
10 | 25 | 2033 | 2033-10-25 | 15.6 | 10.6 | 10.9 | 8.8 | 12.7 | 7.9 | 12.4 | 10 | 25 | 2033 | 2033-10-25 | 17 | 5.5 | 8.5 | 8.5 | 14 | 7 | 11
10 | 26 | 2033 | 2033-10-26 | 16.1 | 10.4 | 9.8 | 11 | 11.8 | 9.3 | 12 | 10 | 26 | 2033 | 2033-10-26 | 16 | 6.5 | 11 | 5.5 | 9.5 | 8 | 9
10 | 27 | 2033 | 2033-10-27 | 16.7 | 10.9 | 10.9 | 10.2 | 13.5 | 9.9 | 13 | 10 | 27 | 2033 | 2033-10-27 | 14 | 9 | 10.5 | 7 | 9 | 7 | 9
10 | 28 | 2033 | 2033-10-28 | 18.5 | 10 | 10.9 | 11.2 | 15.5 | 9.6 | 13.2 | 10 | 28 | 2033 | 2033-10-28 | 10.5 | 13 | 8 | 0 | 0 | 0 | 4
10 | 29 | 2033 | 2033-10-29 | 17.7 | 9.8 | 11 | 12.4 | 14.1 | 10 | 14.3 | 10 | 29 | 2033 | 2033-10-29 | 15 | 16 | 14.5 | 12.5 | 10.5 | 12.5 | 12.5
10 | 30 | 2033 | 2033-10-30 | 17.1 | 10.1 | 10.9 | 11.7 | 13.7 | 9.3 | 13.9 | 10 | 30 | 2033 | 2033-10-30 | 23 | 15 | 14.5 | 20.5 | 19 | 21.5 | 18.5
10 | 31 | 2033 | 2033-10-31 | 18.4 | 9.6 | 11.5 | 11.6 | 15.2 | 11.1 | 13.5 | 10 | 31 | 2033 | 2033-10-31 | 25.5 | 14 | 14 | 24.5 | 20.5 | 23 | 18.5
11 | 1 | 2033 | 2033-11-01 | 16.9 | 11.1 | 11.4 | 11.6 | 14 | 10.2 | 15.8 | 11 | 1 | 2033 | 2033-11-01 | 23 | 17 | 17.5 | 22.5 | 20.5 | 22.5 | 19.5
11 | 2 | 2033 | 2033-11-02 | 17.5 | 9.9 | 11.4 | 12.2 | 14.1 | 10.3 | 14.2 | 11 | 2 | 2033 | 2033-11-02 | 14.5 | 12.5 | 15.5 | 17.5 | 15.5 | 17.5 | 20.5
11 | 3 | 2033 | 2033-11-03 | 20.6 | 11.3 | 12.7 | 13.9 | 17.3 | 12.2 | 16.4 | 11 | 3 | 2033 | 2033-11-03 | 12.5 | 5 | 9.5 | 15 | 9.5 | 16 | 13.5
11 | 4 | 2033 | 2033-11-04 | 21.4 | 12 | 13.8 | 15 | 18.8 | 12.3 | 17.3 | 11 | 4 | 2033 | 2033-11-04 | 12 | 6 | 10.5 | 8 | 13.5 | 6 | 10.5
11 | 5 | 2033 | 2033-11-05 | 22.2 | 12.1 | 14.4 | 14.4 | 18.2 | 13.4 | 16.8 | 11 | 5 | 2033 | 2033-11-05 | 17 | 13 | 16 | 15 | 14 | 12.5 | 16
11 | 6 | 2033 | 2033-11-06 | 20.8 | 12.2 | 13.6 | 15.3 | 18 | 13.3 | 18.7 | 11 | 6 | 2033 | 2033-11-06 | 25 | 14.5 | 17.5 | 18 | 22 | 15.5 | 21
11 | 7 | 2033 | 2033-11-07 | 20.6 | 12.8 | 14 | 14.6 | 18.2 | 12.6 | 18 | 11 | 7 | 2033 | 2033-11-07 | 27 | 14.5 | 19 | 15.5 | 22 | 16.5 | 20.5
11 | 8 | 2033 | 2033-11-08 | 22.5 | 13.1 | 14.5 | 16.4 | 18.6 | 13.4 | 17.7 | 11 | 8 | 2033 | 2033-11-08 | 22.5 | 11.5 | 14.5 | 12.5 | 15 | 11.5 | 19
11 | 9 | 2033 | 2033-11-09 | 21.7 | 12.5 | 13.5 | 15.3 | 18.3 | 13.5 | 17.7 | 11 | 9 | 2033 | 2033-11-09 | 24 | 12 | 15 | 15.5 | 20 | 11.5 | 19.5
11 | 10 | 2033 | 2033-11-10 | 21.9 | 11.3 | 12.8 | 14.8 | 18.4 | 12.5 | 17.6 | 11 | 10 | 2033 | 2033-11-10 | 22.5 | 12.5 | 14 | 15 | 18.5 | 14.5 | 20
11 | 11 | 2033 | 2033-11-11 | 22.3 | 10.9 | 12.1 | 13.7 | 16.6 | 12.2 | 16.1 | 11 | 11 | 2033 | 2033-11-11 | 20.5 | 8.5 | 8.5 | 12 | 3 | 17.5 | 16
11 | 12 | 2033 | 2033-11-12 | 21.8 | 13 | 13.9 | 13.7 | 18 | 13.3 | 16.6 | 11 | 12 | 2033 | 2033-11-12 | 18 | 9 | 11.5 | 8.5 | 8 | 8 | 18.5
11 | 13 | 2033 | 2033-11-13 | 24.2 | 14.1 | 14.6 | 16 | 20.5 | 13.6 | 18.8 | 11 | 13 | 2033 | 2033-11-13 | 14.5 | 10 | 11 | 5 | 5.5 | 6 | 16
11 | 14 | 2033 | 2033-11-14 | 24.5 | 14.9 | 16.3 | 17.5 | 22 | 16.2 | 21.2 | 11 | 14 | 2033 | 2033-11-14 | 11.5 | 6.5 | 4 | 3.5 | 4 | 1 | 0.5
11 | 15 | 2033 | 2033-11-15 | 25.7 | 14.7 | 15.3 | 18.3 | 21.9 | 15.2 | 20.4 | 11 | 15 | 2033 | 2033-11-15 | 16 | 12.5 | 17.5 | 6.5 | 12.5 | 7.5 | 9.5
11 | 16 | 2033 | 2033-11-16 | 23.7 | 13.4 | 14.3 | 16.3 | 19.6 | 14.7 | 18.6 | 11 | 16 | 2033 | 2033-11-16 | 32 | 21 | 22 | 23.5 | 29 | 22 | 23.5
11 | 17 | 2033 | 2033-11-17 | 23.2 | 12.8 | 13.8 | 15.2 | 16.8 | 14.9 | 18.5 | 11 | 17 | 2033 | 2033-11-17 | 28.5 | 22.5 | 20 | 22 | 25 | 21 | 25.5
11 | 18 | 2033 | 2033-11-18 | 22.6 | 13.4 | 15.1 | 15.1 | 18.7 | 13.6 | 19 | 11 | 18 | 2033 | 2033-11-18 | 24.5 | 21 | 19 | 20.5 | 12 | 22.5 | 22.5
11 | 19 | 2033 | 2033-11-19 | 23.9 | 13.2 | 15 | 15.6 | 18.8 | 14.5 | 18.7 | 11 | 19 | 2033 | 2033-11-19 | 28 | 18.5 | 18 | 23 | 23.5 | 23.5 | 24
11 | 20 | 2033 | 2033-11-20 | 24.2 | 13.5 | 15.7 | 16.3 | 20.4 | 14.7 | 18.7 | 11 | 20 | 2033 | 2033-11-20 | 30 | 20 | 22.5 | 24 | 23.5 | 22.5 | 25
11 | 21 | 2033 | 2033-11-21 | 23 | 15 | 15.4 | 15.4 | 19.5 | 14.9 | 20 | 11 | 21 | 2033 | 2033-11-21 | 28.5 | 20.5 | 25 | 29.5 | 15.5 | 29.5 | 29.5
11 | 22 | 2033 | 2033-11-22 | 23.2 | 13.5 | 15.2 | 15.5 | 20.6 | 14 | 19.3 | 11 | 22 | 2033 | 2033-11-22 | 28 | 12.5 | 18.5 | 29 | 13 | 27.5 | 27
11 | 23 | 2033 | 2033-11-23 | 24.7 | 14.4 | 15.4 | 17.2 | 21.3 | 15.4 | 21.4 | 11 | 23 | 2033 | 2033-11-23 | 30.5 | 15 | 19.5 | 19.5 | 25.5 | 20 | 22.5
11 | 24 | 2033 | 2033-11-24 | 27.1 | 15.9 | 17.1 | 18.7 | 21.4 | 18.2 | 22.3 | 11 | 24 | 2033 | 2033-11-24 | 28.5 | 14.5 | 20 | 19 | 23 | 18.5 | 24.5
11 | 25 | 2033 | 2033-11-25 | 26.5 | 15.9 | 17.7 | 20.1 | 21.8 | 17.6 | 23.5 | 11 | 25 | 2033 | 2033-11-25 | 24.5 | 10.5 | 16 | 13 | 10.5 | 10 | 20
11 | 26 | 2033 | 2033-11-26 | 26.5 | 15.8 | 17.5 | 19.8 | 21.3 | 18.7 | 24.2 | 11 | 26 | 2033 | 2033-11-26 | 25.5 | 12.5 | 13.5 | 10 | 15.5 | 9.5 | 11.5
11 | 27 | 2033 | 2033-11-27 | 26.4 | 16.1 | 17.6 | 19.9 | 22 | 18.4 | 24.4 | 11 | 27 | 2033 | 2033-11-27 | 22.5 | 9 | 9 | 7 | 11.5 | 5.5 | 15
11 | 28 | 2033 | 2033-11-28 | 26.5 | 16.6 | 17.8 | 20.5 | 22.2 | 19.4 | 25.8 | 11 | 28 | 2033 | 2033-11-28 | 24 | 7 | 7 | 2.5 | 11.5 | 2.5 | 7.5
11 | 29 | 2033 | 2033-11-29 | 27.7 | 15.9 | 18.2 | 20.1 | 21.6 | 19.7 | 25.6 | 11 | 29 | 2033 | 2033-11-29 | 24.5 | 6.5 | 6.5 | 10.5 | 14 | 9 | 10.5
11 | 30 | 2033 | 2033-11-30 | 26.7 | 15.3 | 17.3 | 19.1 | 21.9 | 18.4 | 24.1 | 11 | 30 | 2033 | 2033-11-30 | 26.5 | 6 | 9.5 | 6 | 11 | 3 | 9
12 | 1 | 2033 | 2033-12-01 | 26.8 | 15.9 | 17.5 | 18.9 | 21.7 | 17 | 23.3 | 12 | 1 | 2033 | 2033-12-01 | 21 | 8.5 | 10.5 | 1.5 | 5 | 0 | 5
12 | 2 | 2033 | 2033-12-02 | 28.6 | 17.9 | 18.6 | 20.3 | 23.7 | 20.3 | 25.3 | 12 | 2 | 2033 | 2033-12-02 | 25.5 | 21.5 | 19 | 15.5 | 17 | 14 | 16
12 | 3 | 2033 | 2033-12-03 | 29.6 | 18.3 | 18.8 | 22.5 | 23.4 | 21.1 | 27 | 12 | 3 | 2033 | 2033-12-03 | 26 | 21.5 | 20.5 | 21.5 | 18 | 19.5 | 21
12 | 4 | 2033 | 2033-12-04 | 31.8 | 18.7 | 19.6 | 24.2 | 25.3 | 23.1 | 28 | 12 | 4 | 2033 | 2033-12-04 | 26.5 | 24.5 | 23 | 19 | 13 | 17 | 21
12 | 5 | 2033 | 2033-12-05 | 32 | 17.6 | 19.1 | 23.8 | 25.1 | 21.9 | 27.5 | 12 | 5 | 2033 | 2033-12-05 | 30.5 | 25 | 22.5 | 25 | 22 | 24 | 23
12 | 6 | 2033 | 2033-12-06 | 32.1 | 18.5 | 19.5 | 23.9 | 25.9 | 21.8 | 27.3 | 12 | 6 | 2033 | 2033-12-06 | 30 | 24.5 | 20.5 | 23 | 20 | 24 | 25.5
12 | 7 | 2033 | 2033-12-07 | 33.3 | 18.2 | 19.8 | 24.4 | 27.2 | 23.5 | 28.4 | 12 | 7 | 2033 | 2033-12-07 | 27.5 | 16.5 | 16 | 19.5 | 16 | 19.5 | 24.5
12 | 8 | 2033 | 2033-12-08 | 31.1 | 18.1 | 18.9 | 23.7 | 24.2 | 23.1 | 27.4 | 12 | 8 | 2033 | 2033-12-08 | 29 | 18 | 21.5 | 20 | 23 | 19.5 | 26
12 | 9 | 2033 | 2033-12-09 | 28.6 | 18 | 19.6 | 22.4 | 23.4 | 22 | 28 | 12 | 9 | 2033 | 2033-12-09 | 32.5 | 21.5 | 23.5 | 22.5 | 28.5 | 24 | 25.5
12 | 10 | 2033 | 2033-12-10 | 29.1 | 18.7 | 19.4 | 21.4 | 22.3 | 21.9 | 27.6 | 12 | 10 | 2033 | 2033-12-10 | 29.5 | 17.5 | 21 | 18.5 | 27 | 17 | 25.5
12 | 11 | 2033 | 2033-12-11 | 30.8 | 17.6 | 20 | 22.6 | 23.2 | 22.6 | 28.8 | 12 | 11 | 2033 | 2033-12-11 | 25.5 | 17.5 | 21 | 15.5 | 19.5 | 14.5 | 19
12 | 12 | 2033 | 2033-12-12 | 29.6 | 16.6 | 19.6 | 22.3 | 21.7 | 22.4 | 27.8 | 12 | 12 | 2033 | 2033-12-12 | 24.5 | 20.5 | 24.5 | 22.5 | 24 | 19.5 | 24.5
12 | 13 | 2033 | 2033-12-13 | 27.5 | 16.2 | 17.6 | 20.8 | 21.9 | 20.7 | 25.5 | 12 | 13 | 2033 | 2033-12-13 | 24.5 | 18.5 | 23.5 | 15.5 | 26 | 15.5 | 29
12 | 14 | 2033 | 2033-12-14 | 27.2 | 15.2 | 16.7 | 20.5 | 21.6 | 19 | 24.6 | 12 | 14 | 2033 | 2033-12-14 | 40 | 19 | 25.5 | 28 | 31.5 | 26 | 31.5
12 | 15 | 2033 | 2033-12-15 | 28.4 | 14.7 | 16.3 | 21.1 | 23.4 | 20.5 | 24.4 | 12 | 15 | 2033 | 2033-12-15 | 37 | 19 | 23.5 | 23.5 | 27 | 22.5 | 31.5
12 | 16 | 2033 | 2033-12-16 | 29.4 | 15 | 16.9 | 21.4 | 23.6 | 20.5 | 24.7 | 12 | 16 | 2033 | 2033-12-16 | 35.5 | 23 | 24.5 | 25.5 | 26 | 28 | 30
12 | 17 | 2033 | 2033-12-17 | 30.1 | 15 | 17.3 | 20.3 | 23.4 | 19.8 | 24.9 | 12 | 17 | 2033 | 2033-12-17 | 35 | 21.5 | 21 | 25 | 28.5 | 26.5 | 32
12 | 18 | 2033 | 2033-12-18 | 30.7 | 15.4 | 17 | 21.3 | 24.7 | 20.6 | 26.1 | 12 | 18 | 2033 | 2033-12-18 | 31 | 20.5 | 21.5 | 18.5 | 17.5 | 19.5 | 29.5
12 | 19 | 2033 | 2033-12-19 | 32.2 | 16.9 | 18 | 23.8 | 25.8 | 22.8 | 26.7 | 12 | 19 | 2033 | 2033-12-19 | 30.5 | 24 | 22 | 27.5 | 21 | 28.5 | 26.5
12 | 20 | 2033 | 2033-12-20 | 31.6 | 17.2 | 17.7 | 23.1 | 26.1 | 22.3 | 26.4 | 12 | 20 | 2033 | 2033-12-20 | 30.5 | 29.5 | 24.5 | 31.5 | 23.5 | 32 | 29.5
12 | 21 | 2033 | 2033-12-21 | 68.81 | 41.69 | 40.78 | 58.15 | 59.53 | 60.73 | 56.55 | 12 | 21 | 2033 | 2033-12-21 | 32.5 | 23 | 21 | 31.5 | 23.5 | 29.5 | 30
12 | 22 | 2033 | 2033-12-22 | 33.7 | 19.5 | 19.5 | 25.5 | 25.2 | 24 | 28.7 | 12 | 22 | 2033 | 2033-12-22 | 29.5 | 14.5 | 18.5 | 17.5 | 17 | 18 | 24.5
12 | 23 | 2033 | 2033-12-23 | 33.9 | 18.1 | 20.1 | 26.1 | 27.1 | 23.9 | 29.3 | 12 | 23 | 2033 | 2033-12-23 | 24.5 | 21 | 22 | 18.5 | 27 | 19.5 | 24.5
12 | 24 | 2033 | 2033-12-24 | 35.4 | 18.7 | 20.4 | 25.6 | 27.2 | 25 | 29.6 | 12 | 24 | 2033 | 2033-12-24 | 32 | 28 | 24 | 20 | 28 | 19 | 26
12 | 25 | 2033 | 2033-12-25 | 33.3 | 18.9 | 19.9 | 24.4 | 25.3 | 24.7 | 28 | 12 | 25 | 2033 | 2033-12-25 | 32 | 41 | 29 | 24 | 32 | 22 | 30
12 | 26 | 2033 | 2033-12-26 | 34.4 | 19.8 | 20 | 25.4 | 26.5 | 24.6 | 28.4 | 12 | 26 | 2033 | 2033-12-26 | 43.5 | 50 | 38.5 | 36 | 34 | 35.5 | 33
12 | 27 | 2033 | 2033-12-27 | 33.5 | 19.7 | 19.7 | 26 | 25.7 | 25 | 28.3 | 12 | 27 | 2033 | 2033-12-27 | 48.5 | 48.5 | 38.5 | 42.5 | 36 | 43.5 | 40
12 | 28 | 2033 | 2033-12-28 | 33.8 | 20.3 | 19.7 | 25.6 | 26.4 | 24.8 | 28.7 | 12 | 28 | 2033 | 2033-12-28 | 43 | 43.5 | 34 | 42 | 35 | 46 | 41
12 | 29 | 2033 | 2033-12-29 | 34.1 | 19.2 | 19.5 | 25.7 | 25.8 | 24.6 | 28.8 | 12 | 29 | 2033 | 2033-12-29 | 50 | 37.5 | 32 | 45 | 48.5 | 42.5 | 41.5
12 | 30 | 2033 | 2033-12-30 | 34.7 | 19.7 | 19.3 | 24.9 | 26 | 22.9 | 28.8 | 12 | 30 | 2033 | 2033-12-30 | 44.5 | 36.5 | 30.5 | 36 | 29 | 37 | 39.5
12 | 31 | 2033 | 2033-12-31 | 33 | 18.4 | 18.8 | 23.9 | 24.1 | 22.9 | 27.3 | 12 | 31 | 2033 | 2033-12-31 | 59.5 | 42.5 | 36.5 | 55 | 45 | 52.5 | 40.5
1 | 1 | 2034 | 2034-01-01 | 32.6 | 17.8 | 18.5 | 24.8 | 24.7 | 24.7 | 28.1 | 1 | 1 | 2034 | 2034-01-01 | 27 | 15 | 14.5 | 17.5 | 16 | 20.5 | 30.5
1 | 2 | 2034 | 2034-01-02 | 31.7 | 17.2 | 18.6 | 24.6 | 24.9 | 22.8 | 27.1 | 1 | 2 | 2034 | 2034-01-02 | 30 | 13.5 | 19 | 20 | 24 | 18 | 33
1 | 3 | 2034 | 2034-01-03 | 30.3 | 17.7 | 18.3 | 23.2 | 22.8 | 21.8 | 26.5 | 1 | 3 | 2034 | 2034-01-03 | 33 | 16.5 | 19 | 25.5 | 23 | 24 | 32.5
1 | 4 | 2034 | 2034-01-04 | 29.2 | 17.2 | 17.4 | 22.7 | 22.6 | 21.3 | 25.1 | 1 | 4 | 2034 | 2034-01-04 | 29 | 17 | 14.5 | 27.5 | 19 | 25.5 | 26.5
1 | 5 | 2034 | 2034-01-05 | 30.3 | 16.9 | 16.7 | 22 | 21.7 | 20.6 | 25.9 | 1 | 5 | 2034 | 2034-01-05 | 29.5 | 15.5 | 14.5 | 24.5 | 15.5 | 24.5 | 24.5
1 | 6 | 2034 | 2034-01-06 | 31.2 | 17.4 | 17.3 | 23.2 | 23.3 | 21.2 | 25.5 | 1 | 6 | 2034 | 2034-01-06 | 31.5 | 20.5 | 21 | 28 | 24.5 | 26.5 | 27
1 | 7 | 2034 | 2034-01-07 | 29.9 | 16.5 | 17.5 | 21.6 | 22.7 | 20 | 25.9 | 1 | 7 | 2034 | 2034-01-07 | 33.5 | 23.5 | 21 | 32.5 | 31 | 31.5 | 31.5
1 | 8 | 2034 | 2034-01-08 | 30.7 | 17.4 | 17.5 | 22 | 23.9 | 20.1 | 26.7 | 1 | 8 | 2034 | 2034-01-08 | 36 | 19.5 | 19 | 33.5 | 31 | 31.5 | 28.5
1 | 9 | 2034 | 2034-01-09 | 33.5 | 18.7 | 18.7 | 24.6 | 26.2 | 23 | 27.1 | 1 | 9 | 2034 | 2034-01-09 | 33 | 10 | 12.5 | 29 | 20 | 28.5 | 27
1 | 10 | 2034 | 2034-01-10 | 34.9 | 19.2 | 20.2 | 25.7 | 28.3 | 23.6 | 28.7 | 1 | 10 | 2034 | 2034-01-10 | 27.5 | 11 | 16.5 | 29 | 27.5 | 28 | 26
1 | 11 | 2034 | 2034-01-11 | 34.8 | 20 | 20.3 | 25.2 | 28 | 23.8 | 28.5 | 1 | 11 | 2034 | 2034-01-11 | 24.5 | 3 | 13.5 | 20.5 | 12 | 23.5 | 26.5
1 | 12 | 2034 | 2034-01-12 | 32.7 | 19.8 | 20 | 23.8 | 26.5 | 23.1 | 27.4 | 1 | 12 | 2034 | 2034-01-12 | 25 | 7.5 | 12 | 18 | 11 | 9.5 | 24.5
1 | 13 | 2034 | 2034-01-13 | 31.5 | 18.3 | 18.8 | 25.2 | 25.7 | 22.6 | 26.5 | 1 | 13 | 2034 | 2034-01-13 | 25 | 10.5 | 11.5 | 14.5 | 17 | 13.5 | 22.5
1 | 14 | 2034 | 2034-01-14 | 31.8 | 18 | 18.2 | 23.6 | 25.1 | 23 | 27.3 | 1 | 14 | 2034 | 2034-01-14 | 28.5 | 10 | 15.5 | 14 | 22 | 12 | 25
1 | 15 | 2034 | 2034-01-15 | 31.3 | 18.9 | 19.3 | 22.4 | 23.4 | 21.1 | 26.7 | 1 | 15 | 2034 | 2034-01-15 | 24.5 | 11.5 | 15.5 | 9 | 10 | 5.5 | 19.5
1 | 16 | 2034 | 2034-01-16 | 30.9 | 20.3 | 19.5 | 22.5 | 25 | 22.3 | 27.8 | 1 | 16 | 2034 | 2034-01-16 | 23.5 | 20.5 | 20 | 13.5 | 14.5 | 13 | 19.5
1 | 17 | 2034 | 2034-01-17 | 32.5 | 19.3 | 19.6 | 23.9 | 25.2 | 22.6 | 27.2 | 1 | 17 | 2034 | 2034-01-17 | 24.5 | 13 | 14.5 | 15 | 16.5 | 14 | 21.5
1 | 18 | 2034 | 2034-01-18 | 32.7 | 18.1 | 18.8 | 23.7 | 25 | 22.8 | 26.5 | 1 | 18 | 2034 | 2034-01-18 | 20.5 | 9 | 12.5 | 8 | 18.5 | 4.5 | 20.5
1 | 19 | 2034 | 2034-01-19 | 33.2 | 18.9 | 18.6 | 23.8 | 22.9 | 22.4 | 25.1 | 1 | 19 | 2034 | 2034-01-19 | 21.5 | 8 | 12.5 | 10 | 16.5 | 5 | 22.5
1 | 20 | 2034 | 2034-01-20 | 33.3 | 17.3 | 18 | 22.9 | 22.1 | 21.2 | 24.4 | 1 | 20 | 2034 | 2034-01-20 | 23 | 12 | 14.5 | 12.5 | 21.5 | 9.5 | 23
1 | 21 | 2034 | 2034-01-21 | 33 | 17.8 | 18.2 | 24.1 | 24.6 | 23.7 | 24.6 | 1 | 21 | 2034 | 2034-01-21 | 25.5 | 13.5 | 16 | 12.5 | 19.5 | 13 | 20.5
1 | 22 | 2034 | 2034-01-22 | 33.4 | 17.9 | 18.3 | 23.8 | 24.8 | 23.8 | 26 | 1 | 22 | 2034 | 2034-01-22 | 31 | 13.5 | 22 | 24.5 | 26 | 23.5 | 17.5
1 | 23 | 2034 | 2034-01-23 | 31.5 | 17.4 | 16.9 | 23.1 | 21.5 | 22 | 24.9 | 1 | 23 | 2034 | 2034-01-23 | 27 | 19.5 | 20 | 18 | 26.5 | 18 | 19.5
1 | 24 | 2034 | 2034-01-24 | 30.1 | 16.1 | 16.2 | 20.8 | 21 | 19.9 | 24.1 | 1 | 24 | 2034 | 2034-01-24 | 31 | 20.5 | 24.5 | 19.5 | 27 | 17.5 | 28.5
1 | 25 | 2034 | 2034-01-25 | 30 | 16.3 | 15.4 | 20.8 | 20.6 | 20 | 22.6 | 1 | 25 | 2034 | 2034-01-25 | 26 | 12.5 | 19 | 20 | 21 | 17.5 | 23
1 | 26 | 2034 | 2034-01-26 | 29.3 | 15.3 | 15.7 | 20.3 | 20.9 | 19.1 | 21.5 | 1 | 26 | 2034 | 2034-01-26 | 27 | 20 | 21 | 23.5 | 25.5 | 21.5 | 18.5
1 | 27 | 2034 | 2034-01-27 | 29.2 | 15.4 | 16.6 | 19.2 | 21.9 | 16.7 | 21 | 1 | 27 | 2034 | 2034-01-27 | 28.5 | 20.5 | 27 | 21 | 25 | 18.5 | 20
1 | 28 | 2034 | 2034-01-28 | 30.7 | 15.3 | 16.1 | 21.3 | 23.4 | 18.7 | 21.8 | 1 | 28 | 2034 | 2034-01-28 | 26.5 | 15.5 | 16 | 23 | 23.5 | 24 | 20.5
1 | 29 | 2034 | 2034-01-29 | 30.2 | 16.1 | 16.8 | 21.7 | 23.3 | 20.7 | 22.7 | 1 | 29 | 2034 | 2034-01-29 | 25 | 14 | 20.5 | 25.5 | 23.5 | 22.5 | 19
1 | 30 | 2034 | 2034-01-30 | 31.6 | 17 | 17.5 | 22.2 | 23.6 | 20.3 | 23.8 | 1 | 30 | 2034 | 2034-01-30 | 25.5 | 15 | 19 | 23.5 | 22.5 | 21 | 21
1 | 31 | 2034 | 2034-01-31 | 33.4 | 17.8 | 17.8 | 25.4 | 25.2 | 23.3 | 24.9 | 1 | 31 | 2034 | 2034-01-31 | 29 | 14 | 18.5 | 18.5 | 20 | 17 | 22
2 | 1 | 2034 | 2034-02-01 | 34.5 | 18.5 | 18.4 | 24.7 | 25.5 | 23.3 | 24.7 | 2 | 1 | 2034 | 2034-02-01 | 31 | 17 | 19 | 18.5 | 25.5 | 22.5 | 26
2 | 2 | 2034 | 2034-02-02 | 32 | 17.7 | 17.6 | 23 | 25 | 21.6 | 25.1 | 2 | 2 | 2034 | 2034-02-02 | 27.5 | 14 | 24.5 | 17.5 | 22.5 | 17 | 20
2 | 3 | 2034 | 2034-02-03 | 30.7 | 16.6 | 18.1 | 21.8 | 23.5 | 19.7 | 24 | 2 | 3 | 2034 | 2034-02-03 | 28.5 | 17.5 | 23.5 | 23 | 20 | 22 | 19.5
2 | 4 | 2034 | 2034-02-04 | 28.2 | 16.9 | 17.9 | 21.8 | 22.1 | 19.9 | 23.7 | 2 | 4 | 2034 | 2034-02-04 | 27 | 11.5 | 16.5 | 17.5 | 21.5 | 18.5 | 19.5
2 | 5 | 2034 | 2034-02-05 | 28.3 | 16.8 | 17 | 21.8 | 22.3 | 18.7 | 22.3 | 2 | 5 | 2034 | 2034-02-05 | 24.5 | 10 | 19 | 14.5 | 17.5 | 16.5 | 16
2 | 6 | 2034 | 2034-02-06 | 29.1 | 16.5 | 17.2 | 21.8 | 23.2 | 18.3 | 23.3 | 2 | 6 | 2034 | 2034-02-06 | 26 | 14 | 17.5 | 21 | 26 | 22 | 15
2 | 7 | 2034 | 2034-02-07 | 29.6 | 17 | 17.7 | 22.2 | 23.4 | 20.3 | 24.1 | 2 | 7 | 2034 | 2034-02-07 | 30 | 15 | 17.5 | 19 | 21.5 | 20 | 15
2 | 8 | 2034 | 2034-02-08 | 27.8 | 16.5 | 18.1 | 21.8 | 22.7 | 19.1 | 22.4 | 2 | 8 | 2034 | 2034-02-08 | 28 | 17.5 | 19 | 17 | 20 | 17.5 | 17.5
2 | 9 | 2034 | 2034-02-09 | 27.9 | 17.4 | 18 | 20.9 | 23.2 | 18.5 | 21.4 | 2 | 9 | 2034 | 2034-02-09 | 26 | 21 | 28 | 17.5 | 22.5 | 17.5 | 16.5
2 | 10 | 2034 | 2034-02-10 | 28.4 | 17.1 | 17.4 | 19.9 | 23.4 | 18.9 | 22 | 2 | 10 | 2034 | 2034-02-10 | 25.5 | 20.5 | 30 | 19.5 | 27.5 | 16 | 23
2 | 11 | 2034 | 2034-02-11 | 28.7 | 16.7 | 17.8 | 21.4 | 21.9 | 19.2 | 21.6 | 2 | 11 | 2034 | 2034-02-11 | 25.5 | 12.5 | 22.5 | 13.5 | 18.5 | 11 | 21
2 | 12 | 2034 | 2034-02-12 | 27.1 | 16.5 | 17.8 | 20.3 | 22.4 | 18.9 | 22.1 | 2 | 12 | 2034 | 2034-02-12 | 24 | 9 | 23.5 | 11 | 17 | 9.5 | 16
2 | 13 | 2034 | 2034-02-13 | 25.4 | 15.8 | 17.4 | 20.3 | 21.3 | 18.3 | 21.1 | 2 | 13 | 2034 | 2034-02-13 | 27.5 | 7.5 | 17.5 | 15 | 20 | 11.5 | 18
2 | 14 | 2034 | 2034-02-14 | 25 | 15.3 | 16.3 | 18.2 | 21.6 | 17.4 | 20.4 | 2 | 14 | 2034 | 2034-02-14 | 23.5 | 13.5 | 16 | 15 | 14.5 | 14.5 | 16
2 | 15 | 2034 | 2034-02-15 | 24.5 | 15.8 | 16.6 | 18.2 | 20.7 | 16 | 20.2 | 2 | 15 | 2034 | 2034-02-15 | 20 | 16.5 | 19 | 14.5 | 17.5 | 13.5 | 21
2 | 16 | 2034 | 2034-02-16 | 22.8 | 15.2 | 16.8 | 17.7 | 20.5 | 15.9 | 19.9 | 2 | 16 | 2034 | 2034-02-16 | 20 | 16 | 17 | 12.5 | 15.5 | 11 | 14.5
2 | 17 | 2034 | 2034-02-17 | 21.9 | 14.9 | 15.5 | 16.7 | 19.1 | 15.1 | 19.5 | 2 | 17 | 2034 | 2034-02-17 | 24 | 16 | 20.5 | 19.5 | 21 | 18.5 | 18.5
2 | 18 | 2034 | 2034-02-18 | 21.8 | 14.8 | 15.4 | 16.7 | 18.5 | 16 | 18.9 | 2 | 18 | 2034 | 2034-02-18 | 28.5 | 11 | 14.5 | 21.5 | 25 | 20 | 18.5
2 | 19 | 2034 | 2034-02-19 | 22 | 15.7 | 17.9 | 17.4 | 21.3 | 15.8 | 18.3 | 2 | 19 | 2034 | 2034-02-19 | 26.5 | 15 | 14.5 | 23 | 22.5 | 23.5 | 20.5
2 | 20 | 2034 | 2034-02-20 | 22.5 | 16 | 17.1 | 18.3 | 21.7 | 16.3 | 19 | 2 | 20 | 2034 | 2034-02-20 | 29.5 | 20 | 20.5 | 23.5 | 29 | 21.5 | 22.5
2 | 21 | 2034 | 2034-02-21 | 22.3 | 15.2 | 16.5 | 17 | 19.7 | 14.9 | 18.9 | 2 | 21 | 2034 | 2034-02-21 | 34.5 | 20 | 25.5 | 25.5 | 32.5 | 24.5 | 23.5
2 | 22 | 2034 | 2034-02-22 | 21.4 | 14 | 15.3 | 16 | 18.1 | 14.1 | 15.7 | 2 | 22 | 2034 | 2034-02-22 | 31.5 | 18.5 | 27 | 22.5 | 27 | 19.5 | 25
2 | 23 | 2034 | 2034-02-23 | 21.3 | 13.5 | 14.9 | 16.1 | 17.2 | 14.5 | 17.7 | 2 | 23 | 2034 | 2034-02-23 | 29.5 | 20.5 | 23.5 | 20 | 22.5 | 21.5 | 25
2 | 24 | 2034 | 2034-02-24 | 21.9 | 15.2 | 16.5 | 17.2 | 18.7 | 15.5 | 17.7 | 2 | 24 | 2034 | 2034-02-24 | 22.5 | 14 | 15.5 | 14 | 20.5 | 13.5 | 17.5
2 | 25 | 2034 | 2034-02-25 | 22 | 15.1 | 16.5 | 16.1 | 18.5 | 14.4 | 17.2 | 2 | 25 | 2034 | 2034-02-25 | 20.5 | 10 | 12.5 | 14.5 | 20 | 10.5 | 18
2 | 26 | 2034 | 2034-02-26 | 21.6 | 14 | 16.5 | 16.8 | 18 | 14.5 | 17.9 | 2 | 26 | 2034 | 2034-02-26 | 23 | 12.5 | 13.5 | 9.5 | 14.5 | 4.5 | 19
2 | 27 | 2034 | 2034-02-27 | 20.6 | 13.6 | 15.8 | 14.9 | 17.6 | 13.1 | 16.8 | 2 | 27 | 2034 | 2034-02-27 | 25 | 10 | 12.5 | 12 | 17.5 | 9.5 | 16.5
2 | 28 | 2034 | 2034-02-28 | 20.9 | 13.6 | 15.1 | 14.6 | 17.6 | 13.5 | 15.9 | 2 | 28 | 2034 | 2034-02-28 | 23 | 10.5 | 15 | 14 | 19.5 | 11.5 | 16.5
3 | 1 | 2034 | 2034-03-01 | 21.8 | 14.8 | 14.8 | 15.4 | 18.5 | 13.4 | 17.4 | 3 | 1 | 2034 | 2034-03-01 | 24 | 13 | 13 | 10.5 | 17 | 13.5 | 14.5
3 | 2 | 2034 | 2034-03-02 | 21.5 | 14.8 | 15.5 | 15.6 | 19.2 | 13.9 | 17.7 | 3 | 2 | 2034 | 2034-03-02 | 15 | 9.5 | 11.5 | 6 | 11 | 4.5 | 9.5
3 | 3 | 2034 | 2034-03-03 | 21.3 | 14.3 | 15.9 | 15.8 | 18.8 | 13.3 | 17.2 | 3 | 3 | 2034 | 2034-03-03 | 20.5 | 15 | 16 | 12 | 20.5 | 10.5 | 10
3 | 4 | 2034 | 2034-03-04 | 20.6 | 13.7 | 15.1 | 15.1 | 16.7 | 13.3 | 17.3 | 3 | 4 | 2034 | 2034-03-04 | 21.5 | 15.5 | 16 | 15.5 | 21 | 14 | 16
3 | 5 | 2034 | 2034-03-05 | 20.1 | 13 | 14.3 | 14.7 | 17.4 | 12.7 | 16.8 | 3 | 5 | 2034 | 2034-03-05 | 23.5 | 14.5 | 15.5 | 14 | 25 | 12 | 16
3 | 6 | 2034 | 2034-03-06 | 20 | 13 | 14.5 | 14 | 16.9 | 12.2 | 15.8 | 3 | 6 | 2034 | 2034-03-06 | 23 | 16 | 13 | 14.5 | 21 | 13.5 | 16.5
3 | 7 | 2034 | 2034-03-07 | 19.3 | 11.7 | 14.1 | 12.7 | 16.3 | 10 | 15.8 | 3 | 7 | 2034 | 2034-03-07 | 20.5 | 20.5 | 19 | 16 | 20.5 | 13 | 15.5
3 | 8 | 2034 | 2034-03-08 | 18.6 | 12 | 14.4 | 11.7 | 16.2 | 8.5 | 14.9 | 3 | 8 | 2034 | 2034-03-08 | 26.5 | 22.5 | 27 | 19.5 | 25 | 17.5 | 21
3 | 9 | 2034 | 2034-03-09 | 19.4 | 12.9 | 15 | 14.1 | 18.6 | 12 | 16 | 3 | 9 | 2034 | 2034-03-09 | 32 | 23 | 25 | 26 | 31.5 | 22 | 27
3 | 10 | 2034 | 2034-03-10 | 20.2 | 12.3 | 14.5 | 14.3 | 17.6 | 11.4 | 16.3 | 3 | 10 | 2034 | 2034-03-10 | 29 | 17.5 | 19 | 22.5 | 31.5 | 19 | 19
3 | 11 | 2034 | 2034-03-11 | 19.4 | 11.8 | 13.5 | 13.1 | 15.9 | 10.7 | 14.8 | 3 | 11 | 2034 | 2034-03-11 | 24.5 | 15 | 20.5 | 19 | 17.5 | 14 | 17.5
3 | 12 | 2034 | 2034-03-12 | 19.4 | 11.9 | 13.7 | 13.2 | 15.9 | 10.2 | 14.6 | 3 | 12 | 2034 | 2034-03-12 | 19.5 | 15.5 | 18.5 | 15.5 | 16 | 10 | 18
3 | 13 | 2034 | 2034-03-13 | 18.3 | 11.3 | 12.9 | 12.8 | 16.8 | 10.4 | 14.4 | 3 | 13 | 2034 | 2034-03-13 | 27 | 15 | 21 | 20 | 27 | 15.5 | 21
3 | 14 | 2034 | 2034-03-14 | 18.4 | 12.1 | 13.3 | 12.7 | 16 | 10 | 13.7 | 3 | 14 | 2034 | 2034-03-14 | 26 | 17.5 | 20 | 20 | 23.5 | 16 | 21
3 | 15 | 2034 | 2034-03-15 | 16.2 | 11.6 | 12.3 | 11.7 | 13.7 | 9 | 11.8 | 3 | 15 | 2034 | 2034-03-15 | 22.5 | 10.5 | 9 | 13 | 15.5 | 11.5 | 10.5
3 | 16 | 2034 | 2034-03-16 | 16.6 | 11 | 12 | 10.6 | 13.1 | 9.1 | 11.9 | 3 | 16 | 2034 | 2034-03-16 | 13.5 | 6.5 | 14.5 | 7 | 11 | 5 | 9
3 | 17 | 2034 | 2034-03-17 | 15.9 | 11.7 | 12.4 | 11.1 | 14.1 | 8.6 | 12.5 | 3 | 17 | 2034 | 2034-03-17 | 19 | 15 | 20 | 14 | 24.5 | 13.5 | 17.5
3 | 18 | 2034 | 2034-03-18 | 15.4 | 12.3 | 12.7 | 11.1 | 15.1 | 9.9 | 13.5 | 3 | 18 | 2034 | 2034-03-18 | 21 | 20 | 20.5 | 21.5 | 26 | 16 | 17
3 | 19 | 2034 | 2034-03-19 | 17.5 | 12.4 | 14 | 13.4 | 16.6 | 11.4 | 13.8 | 3 | 19 | 2034 | 2034-03-19 | 25 | 16.5 | 11 | 20 | 24 | 14.5 | 16.5
3 | 20 | 2034 | 2034-03-20 | 18.3 | 12.8 | 13.8 | 14 | 18.3 | 11.4 | 14.5 | 3 | 20 | 2034 | 2034-03-20 | 24 | 13.5 | 13 | 14 | 14 | 14.5 | 17.5
3 | 21 | 2034 | 2034-03-21 | 18.3 | 12.8 | 14 | 14.3 | 17.5 | 11.9 | 15 | 3 | 21 | 2034 | 2034-03-21 | 20 | 11.5 | 11 | 13.5 | 17 | 11.5 | 10.5
3 | 22 | 2034 | 2034-03-22 | 17.9 | 12.7 | 13 | 12.3 | 18.4 | 9.8 | 13.7 | 3 | 22 | 2034 | 2034-03-22 | 23 | 14 | 15 | 12.5 | 22 | 11.5 | 16
3 | 23 | 2034 | 2034-03-23 | 17.5 | 12 | 12.9 | 12.5 | 17.2 | 10.1 | 13.6 | 3 | 23 | 2034 | 2034-03-23 | 25 | 11.5 | 14.5 | 17 | 20 | 12 | 17
3 | 24 | 2034 | 2034-03-24 | 16.6 | 12.8 | 13 | 13.1 | 16.5 | 10.6 | 13.6 | 3 | 24 | 2034 | 2034-03-24 | 23.5 | 9 | 6.5 | 10 | 15 | 8 | 13.5
3 | 25 | 2034 | 2034-03-25 | 16.8 | 12.7 | 13.8 | 12.8 | 16.4 | 11.7 | 13.6 | 3 | 25 | 2034 | 2034-03-25 | 21 | 12.5 | 12.5 | 8 | 17.5 | 9 | 9.5
3 | 26 | 2034 | 2034-03-26 | 14.6 | 13.5 | 12.7 | 11.2 | 14.8 | 9.4 | 13.2 | 3 | 26 | 2034 | 2034-03-26 | 23 | 11.5 | 14 | 13.5 | 22 | 10.5 | 14
3 | 27 | 2034 | 2034-03-27 | 15 | 12.7 | 13.6 | 10.4 | 15.7 | 9.5 | 13 | 3 | 27 | 2034 | 2034-03-27 | 23.5 | 9 | 10 | 10.5 | 14 | 9 | 17.5
3 | 28 | 2034 | 2034-03-28 | 17.5 | 12.4 | 13.8 | 12.1 | 17.2 | 9.9 | 13.5 | 3 | 28 | 2034 | 2034-03-28 | 14.5 | 7.5 | 12.5 | 5.5 | 12 | 4 | 11.5
3 | 29 | 2034 | 2034-03-29 | 16.7 | 13 | 13.2 | 12 | 16.8 | 10.2 | 13.4 | 3 | 29 | 2034 | 2034-03-29 | 12.5 | 13.5 | 18.5 | 7.5 | 17 | 5 | 13.5
3 | 30 | 2034 | 2034-03-30 | 17 | 12.1 | 13 | 11.2 | 15.6 | 9.7 | 12.7 | 3 | 30 | 2034 | 2034-03-30 | 22 | 14 | 18.5 | 19 | 23.5 | 17 | 19.5
3 | 31 | 2034 | 2034-03-31 | 14.5 | 10.9 | 12.8 | 10.1 | 15.4 | 8.1 | 11.5 | 3 | 31 | 2034 | 2034-03-31 | 28.5 | 15 | 17 | 19.5 | 26.5 | 16 | 21.5
4 | 1 | 2034 | 2034-04-01 | 13.9 | 10.3 | 12.4 | 9.5 | 15.9 | 7.3 | 11.7 | 4 | 1 | 2034 | 2034-04-01 | 27 | 16.5 | 20 | 16.5 | 26 | 14.5 | 21
4 | 2 | 2034 | 2034-04-02 | 16.3 | 11.7 | 13.9 | 11.6 | 18.2 | 10.2 | 12.7 | 4 | 2 | 2034 | 2034-04-02 | 31 | 14 | 22.5 | 20 | 22.5 | 16.5 | 21.5
4 | 3 | 2034 | 2034-04-03 | 17.4 | 11.6 | 13.4 | 12.1 | 18.1 | 9.7 | 13.9 | 4 | 3 | 2034 | 2034-04-03 | 31.5 | 16.5 | 20.5 | 18.5 | 29 | 16.5 | 19.5
4 | 4 | 2034 | 2034-04-04 | 16.1 | 11.6 | 13.1 | 10.5 | 15.5 | 8.9 | 11.9 | 4 | 4 | 2034 | 2034-04-04 | 28 | 11.5 | 16.5 | 17.5 | 20 | 15 | 17.5
4 | 5 | 2034 | 2034-04-05 | 14.7 | 11.2 | 11.5 | 9.5 | 15.5 | 8.5 | 12 | 4 | 5 | 2034 | 2034-04-05 | 20.5 | 13 | 19 | 16.5 | 22.5 | 14 | 15
4 | 6 | 2034 | 2034-04-06 | 14.7 | 10.9 | 11.9 | 10.5 | 15.9 | 8 | 10.9 | 4 | 6 | 2034 | 2034-04-06 | 26.5 | 14 | 14.5 | 14.5 | 23 | 12.5 | 15
4 | 7 | 2034 | 2034-04-07 | 14 | 11.9 | 12.4 | 9.5 | 15.4 | 7.3 | 10.9 | 4 | 7 | 2034 | 2034-04-07 | 20.5 | 14.5 | 16.5 | 10.5 | 13.5 | 9.5 | 13.5
4 | 8 | 2034 | 2034-04-08 | 15.1 | 11.3 | 12.3 | 10.4 | 15.5 | 8.8 | 11.7 | 4 | 8 | 2034 | 2034-04-08 | 23.5 | 16.5 | 17 | 18 | 27 | 13.5 | 20.5
4 | 9 | 2034 | 2034-04-09 | 13.1 | 11 | 12.9 | 9.6 | 14.6 | 7.7 | 11.5 | 4 | 9 | 2034 | 2034-04-09 | 27 | 19 | 20 | 19.5 | 28.5 | 15 | 20
4 | 10 | 2034 | 2034-04-10 | 12 | 10.5 | 11.7 | 9.3 | 12.8 | 7.5 | 9.8 | 4 | 10 | 2034 | 2034-04-10 | 25 | 16.5 | 14.5 | 18 | 25.5 | 14 | 19.5
4 | 11 | 2034 | 2034-04-11 | 13 | 10.7 | 11.6 | 9.7 | 13.3 | 6.4 | 10 | 4 | 11 | 2034 | 2034-04-11 | 13 | 7.5 | 11 | 11 | 19.5 | 7 | 8
4 | 12 | 2034 | 2034-04-12 | 13.4 | 12 | 12.2 | 10.3 | 15.5 | 7.4 | 10.8 | 4 | 12 | 2034 | 2034-04-12 | 18 | 4.5 | 9.5 | 10.5 | 15.5 | 8.5 | 7.5
4 | 13 | 2034 | 2034-04-13 | 15.2 | 11.3 | 12.1 | 11 | 15.5 | 8.5 | 11.5 | 4 | 13 | 2034 | 2034-04-13 | 16.5 | 10 | 12 | 7 | 18 | 6 | 10
4 | 14 | 2034 | 2034-04-14 | 14.3 | 10.4 | 11.7 | 9.1 | 15 | 7.5 | 10.4 | 4 | 14 | 2034 | 2034-04-14 | 19 | 8 | 15.5 | 9 | 17 | 5.5 | 15.5
4 | 15 | 2034 | 2034-04-15 | 13.6 | 10.6 | 10.5 | 9.1 | 12.8 | 6.5 | 9.8 | 4 | 15 | 2034 | 2034-04-15 | 13 | 12 | 12.5 | 4.5 | 12 | 5 | 7.5
4 | 16 | 2034 | 2034-04-16 | 13.6 | 9.4 | 9.4 | 8.5 | 11.9 | 6.9 | 8.9 | 4 | 16 | 2034 | 2034-04-16 | 10 | 11 | 4.5 | 6.5 | 11.5 | 4.5 | 5
4 | 17 | 2034 | 2034-04-17 | 11.8 | 9.4 | 9.3 | 6.8 | 10.2 | 5.5 | 7.5 | 4 | 17 | 2034 | 2034-04-17 | 10 | 7 | 11 | 2.5 | 9.5 | 0 | 2.5
4 | 18 | 2034 | 2034-04-18 | 10.2 | 8.2 | 8 | 5.8 | 9.5 | 3.8 | 6.4 | 4 | 18 | 2034 | 2034-04-18 | 7 | 2.5 | 5.5 | 3.5 | 8 | 0.5 | 7
4 | 19 | 2034 | 2034-04-19 | 11.4 | 9 | 8.5 | 6.4 | 12.2 | 4.5 | 7.3 | 4 | 19 | 2034 | 2034-04-19 | 6.5 | 0.5 | 3 | 0 | 8.5 | 0 | 0
4 | 20 | 2034 | 2034-04-20 | 14.2 | 9.8 | 10.6 | 9.4 | 15.2 | 6.7 | 9.1 | 4 | 20 | 2034 | 2034-04-20 | 6 | 8 | 10 | 2 | 13.5 | 0 | 1.5
4 | 21 | 2034 | 2034-04-21 | 15.8 | 10 | 11.4 | 9.6 | 16.9 | 7.1 | 10.2 | 4 | 21 | 2034 | 2034-04-21 | 12.5 | 13.5 | 17.5 | 11.5 | 19 | 10 | 3
4 | 22 | 2034 | 2034-04-22 | 14.7 | 9.4 | 11 | 9.5 | 15.2 | 6.5 | 10.2 | 4 | 22 | 2034 | 2034-04-22 | 12 | 13 | 13.5 | 5.5 | 16 | 4 | 2
4 | 23 | 2034 | 2034-04-23 | 12.8 | 8.9 | 10.3 | 8.9 | 12.9 | 5.9 | 8.4 | 4 | 23 | 2034 | 2034-04-23 | 12.5 | 13.5 | 12.5 | 8 | 13 | 6.5 | 4.5
4 | 24 | 2034 | 2034-04-24 | 12.6 | 7.9 | 9 | 8.5 | 11 | 6.6 | 7.9 | 4 | 24 | 2034 | 2034-04-24 | 19 | 13.5 | 13.5 | 9 | 18.5 | 9 | 8
4 | 25 | 2034 | 2034-04-25 | 12.1 | 7.9 | 9.3 | 7.8 | 11.5 | 5.8 | 8.4 | 4 | 25 | 2034 | 2034-04-25 | 18 | 9 | 11 | 12 | 14.5 | 9 | 11
4 | 26 | 2034 | 2034-04-26 | 11.7 | 7.5 | 8.9 | 7.6 | 11.4 | 6.1 | 8.3 | 4 | 26 | 2034 | 2034-04-26 | 13.5 | 5.5 | 10 | 7.5 | 12.5 | 6.5 | 8
4 | 27 | 2034 | 2034-04-27 | 12.4 | 7 | 9.2 | 7.6 | 11.4 | 6 | 7.9 | 4 | 27 | 2034 | 2034-04-27 | 11 | 7 | 11.5 | 6 | 16.5 | 6.5 | 5
4 | 28 | 2034 | 2034-04-28 | 11.3 | 7.2 | 9.9 | 7 | 10.9 | 5.7 | 7.5 | 4 | 28 | 2034 | 2034-04-28 | 20.5 | 10 | 15 | 12.5 | 18 | 9.5 | 12
4 | 29 | 2034 | 2034-04-29 | 10.4 | 7.5 | 9.4 | 6.6 | 10.5 | 5.5 | 6.9 | 4 | 29 | 2034 | 2034-04-29 | 21.5 | 8 | 14.5 | 12.5 | 18.5 | 11.5 | 10
4 | 30 | 2034 | 2034-04-30 | 10.4 | 7.1 | 8.3 | 6 | 9.9 | 4.4 | 6.3 | 4 | 30 | 2034 | 2034-04-30 | 17 | 9.5 | 14.5 | 8.5 | 20 | 8 | 5
5 | 1 | 2034 | 2034-05-01 | 8.9 | 7.2 | 7.3 | 4.9 | 8.5 | 3.5 | 5.3 | 5 | 1 | 2034 | 2034-05-01 | 19.5 | 10.5 | 12 | 9 | 17 | 8 | 9.5
5 | 2 | 2034 | 2034-05-02 | 9.1 | 5.2 | 6.2 | 4.7 | 8.6 | 3.2 | 4.5 | 5 | 2 | 2034 | 2034-05-02 | 15 | 12.5 | 13 | 9.5 | 15.5 | 9 | 8.5
5 | 3 | 2034 | 2034-05-03 | 8.2 | 5 | 6.7 | 3.7 | 8.4 | 2.8 | 4.2 | 5 | 3 | 2034 | 2034-05-03 | 14.5 | 12.5 | 14.5 | 10.5 | 15 | 8 | 10
5 | 4 | 2034 | 2034-05-04 | 7.7 | 6.5 | 6.4 | 4.2 | 9 | 2.6 | 5.1 | 5 | 4 | 2034 | 2034-05-04 | 22 | 14 | 20 | 14.5 | 19 | 13 | 14
5 | 5 | 2034 | 2034-05-05 | 9.7 | 5.3 | 6.9 | 5.1 | 9.7 | 3.8 | 5.6 | 5 | 5 | 2034 | 2034-05-05 | 26.5 | 16.5 | 18 | 18 | 22.5 | 15 | 13.5
5 | 6 | 2034 | 2034-05-06 | 9.4 | 5.6 | 7.9 | 5 | 10.4 | 3.3 | 5.3 | 5 | 6 | 2034 | 2034-05-06 | 21 | 10 | 14.5 | 12.5 | 20.5 | 13 | 15.5
5 | 7 | 2034 | 2034-05-07 | 9.8 | 5.7 | 8 | 4.9 | 11.3 | 3.3 | 5.6 | 5 | 7 | 2034 | 2034-05-07 | 21.5 | 12 | 9 | 13 | 15.5 | 9 | 13
5 | 8 | 2034 | 2034-05-08 | 9.4 | 5.3 | 7.2 | 3.4 | 9.1 | 2.2 | 3.8 | 5 | 8 | 2034 | 2034-05-08 | 18.5 | 9.5 | 10.5 | 9 | 12.5 | 5.5 | 7.5
5 | 9 | 2034 | 2034-05-09 | 7.8 | 5.1 | 5.9 | 2.9 | 8.7 | 2.5 | 3.6 | 5 | 9 | 2034 | 2034-05-09 | 19 | 9.5 | 9 | 8.5 | 9 | 5.5 | 9
5 | 10 | 2034 | 2034-05-10 | 7.8 | 4.4 | 6.4 | 3.7 | 8.9 | 2.7 | 4 | 5 | 10 | 2034 | 2034-05-10 | 20 | 9 | 11 | 12.5 | 15.5 | 11 | 8.5
5 | 11 | 2034 | 2034-05-11 | 7.9 | 4.2 | 6.2 | 3.7 | 8.4 | 2.9 | 4.2 | 5 | 11 | 2034 | 2034-05-11 | 10.5 | 8 | 10.5 | 2.5 | 12 | 2.5 | 0
5 | 12 | 2034 | 2034-05-12 | 7.8 | 3.9 | 6.2 | 2.4 | 8.2 | 1.5 | 3.8 | 5 | 12 | 2034 | 2034-05-12 | 11 | 8.5 | 8 | 1.5 | 12.5 | 1 | 0
5 | 13 | 2034 | 2034-05-13 | 6.8 | 3.8 | 5.1 | 2.8 | 8.2 | 2.2 | 3.9 | 5 | 13 | 2034 | 2034-05-13 | 12 | 7.5 | 8.5 | 0.5 | 8 | 0 | 1.5
5 | 14 | 2034 | 2034-05-14 | 7.4 | 4.8 | 5.8 | 3.4 | 8.3 | 2 | 3 | 5 | 14 | 2034 | 2034-05-14 | 8.5 | 6 | 3 | 0 | 4 | 0 | 0
5 | 15 | 2034 | 2034-05-15 | 6.9 | 4.6 | 6.7 | 3.2 | 8.1 | 1.9 | 3.5 | 5 | 15 | 2034 | 2034-05-15 | 3 | 3.5 | 4.5 | 0 | 2.5 | 0 | 0
5 | 16 | 2034 | 2034-05-16 | 6.7 | 4.7 | 6.9 | 3.7 | 8.7 | 2.4 | 4 | 5 | 16 | 2034 | 2034-05-16 | 0 | 3 | 8 | 0 | 0 | 0 | 0
5 | 17 | 2034 | 2034-05-17 | 8.1 | 4.6 | 6.3 | 4.1 | 9.4 | 3.2 | 5 | 5 | 17 | 2034 | 2034-05-17 | 0 | 2.5 | 10 | 0 | 1 | 0 | 0
5 | 18 | 2034 | 2034-05-18 | 6.1 | 3.9 | 5.4 | 2.8 | 7.2 | 2 | 3.3 | 5 | 18 | 2034 | 2034-05-18 | 8 | 3 | 6.5 | 3 | 6.5 | 0 | 0
5 | 19 | 2034 | 2034-05-19 | 5.8 | 3.7 | 5 | 2.4 | 6.3 | 1.9 | 3.4 | 5 | 19 | 2034 | 2034-05-19 | 7.5 | 0.5 | 5.5 | 0.5 | 9.5 | 0 | 5
5 | 20 | 2034 | 2034-05-20 | 5.1 | 3.2 | 3.9 | 1.7 | 5.3 | 1 | 2.8 | 5 | 20 | 2034 | 2034-05-20 | 19 | 9 | 26.5 | 12 | 17.5 | 8.5 | 11
5 | 21 | 2034 | 2034-05-21 | 4.6 | 2.9 | 3.7 | 2.2 | 4.7 | 1.8 | 2.5 | 5 | 21 | 2034 | 2034-05-21 | 22.5 | 9 | 20 | 15.5 | 18 | 12.5 | 13.5
5 | 22 | 2034 | 2034-05-22 | 5 | 2.8 | 4.4 | 2.3 | 4.4 | 1.6 | 2 | 5 | 22 | 2034 | 2034-05-22 | 17.5 | 11 | 16.5 | 9 | 20.5 | 8.5 | 11
5 | 23 | 2034 | 2034-05-23 | 4.2 | 2.8 | 4.6 | 1.7 | 4.1 | 1.3 | 1.8 | 5 | 23 | 2034 | 2034-05-23 | 17 | 7.5 | 10 | 10.5 | 22 | 8.5 | 14
5 | 24 | 2034 | 2034-05-24 | 4.5 | 3.2 | 4.2 | 1.9 | 4.9 | 0.9 | 1.9 | 5 | 24 | 2034 | 2034-05-24 | 13 | 7.5 | 13 | 10.5 | 13.5 | 7.5 | 10.5
5 | 25 | 2034 | 2034-05-25 | 5 | 3.3 | 4.2 | 1.4 | 5.6 | 1 | 2.1 | 5 | 25 | 2034 | 2034-05-25 | 14 | 3.5 | 5.5 | 4 | 10.5 | 3 | 1.5
5 | 26 | 2034 | 2034-05-26 | 5.6 | 4 | 4.8 | 2.2 | 5.7 | 1.6 | 2.1 | 5 | 26 | 2034 | 2034-05-26 | 6.5 | 5 | 11 | 1.5 | 9.5 | 0 | 2
5 | 27 | 2034 | 2034-05-27 | 6.1 | 3.3 | 4 | 2 | 5.4 | 1.4 | 1.7 | 5 | 27 | 2034 | 2034-05-27 | 13 | 6 | 11 | 10 | 12 | 8 | 8
5 | 28 | 2034 | 2034-05-28 | 3.8 | 2.8 | 3.4 | 1 | 4.4 | 0.4 | 1.3 | 5 | 28 | 2034 | 2034-05-28 | 14.5 | 8 | 9 | 8 | 15 | 6.5 | 2
5 | 29 | 2034 | 2034-05-29 | 3 | 2.9 | 3.3 | 1 | 3.4 | 0.6 | 1.7 | 5 | 29 | 2034 | 2034-05-29 | 13 | 9.5 | 9.5 | 5 | 8.5 | 4.5 | 5
5 | 30 | 2034 | 2034-05-30 | 3.9 | 3 | 3.4 | 1.2 | 3.4 | 0.8 | 1.4 | 5 | 30 | 2034 | 2034-05-30 | 13 | 7.5 | 12 | 5 | 5.5 | 0.5 | 7
5 | 31 | 2034 | 2034-05-31 | 3.6 | 3.2 | 3.5 | 1.3 | 3.5 | 0.8 | 1.2 | 5 | 31 | 2034 | 2034-05-31 | 5 | 2 | 4.5 | 0 | 3 | 0 | 1
6 | 1 | 2034 | 2034-06-01 | 3.2 | 1.9 | 2.4 | 1 | 3.9 | 0.4 | 1.1 | 6 | 1 | 2034 | 2034-06-01 | 4 | 3 | 6.5 | 0 | 4 | 0 | 5.5
6 | 2 | 2034 | 2034-06-02 | 4 | 1.7 | 2.2 | 1 | 4.9 | 0.3 | 0.5 | 6 | 2 | 2034 | 2034-06-02 | 4.5 | 3 | 5.5 | 0 | 1.5 | 0 | 0
6 | 3 | 2034 | 2034-06-03 | 3.1 | 1.7 | 2.2 | 0.9 | 3.9 | 0.3 | 0.5 | 6 | 3 | 2034 | 2034-06-03 | 5.5 | 5.5 | 7 | 6.5 | 11.5 | 2 | 7
6 | 4 | 2034 | 2034-06-04 | 3.2 | 2 | 2.5 | 0.7 | 3.7 | 0.7 | 0.4 | 6 | 4 | 2034 | 2034-06-04 | 2 | 5.5 | 7.5 | 0.5 | 4 | 0 | 0
6 | 5 | 2034 | 2034-06-05 | 3.1 | 1.5 | 1.7 | 0.4 | 4.1 | 0 | 0.5 | 6 | 5 | 2034 | 2034-06-05 | 6.5 | 3 | 3 | 2 | 6.5 | 0 | 4
6 | 6 | 2034 | 2034-06-06 | 2.3 | 1.3 | 1.8 | 0.3 | 3.5 | 0.1 | 0.5 | 6 | 6 | 2034 | 2034-06-06 | 0 | 5 | 1.5 | 0 | 0 | 0 | 0
6 | 7 | 2034 | 2034-06-07 | 2.9 | 1.2 | 2 | 0.9 | 3.5 | 0.4 | 0.4 | 6 | 7 | 2034 | 2034-06-07 | 3 | 1 | 3.5 | 0 | 6 | 0 | 0
6 | 8 | 2034 | 2034-06-08 | 2.1 | 1.5 | 1.6 | 0.1 | 1.7 | 0.1 | 0.3 | 6 | 8 | 2034 | 2034-06-08 | 4 | 3.5 | 3 | 0 | 3.5 | 0 | 2.5
6 | 9 | 2034 | 2034-06-09 | 2.1 | 1.1 | 1.5 | 0 | 1.9 | 0.1 | 0.4 | 6 | 9 | 2034 | 2034-06-09 | 6.5 | 3.5 | 4.5 | 2 | 3.5 | 0 | 0
6 | 10 | 2034 | 2034-06-10 | 1.9 | 1.2 | 1.3 | 0.4 | 2.3 | 0 | 0.7 | 6 | 10 | 2034 | 2034-06-10 | 12 | 5 | 5.5 | 4 | 9 | 0.5 | 3
6 | 11 | 2034 | 2034-06-11 | 2.1 | 0.7 | 1.3 | 0.5 | 2.3 | 0.1 | 0.3 | 6 | 11 | 2034 | 2034-06-11 | 7.5 | 4.5 | 4.5 | 1 | 11 | 0 | 0
6 | 12 | 2034 | 2034-06-12 | 1.6 | 0.9 | 1.4 | 0.2 | 1.9 | 0 | 0.2 | 6 | 12 | 2034 | 2034-06-12 | 3.5 | 2 | 1 | 0 | 3.5 | 0 | 0
6 | 13 | 2034 | 2034-06-13 | 1.6 | 0.8 | 1.2 | 0.3 | 1.3 | 0.1 | 0.5 | 6 | 13 | 2034 | 2034-06-13 | 1.5 | 3 | 4.5 | 0 | 0 | 0 | 0
6 | 14 | 2034 | 2034-06-14 | 0.9 | 0.8 | 1.1 | 0 | 0.8 | 0 | 0.1 | 6 | 14 | 2034 | 2034-06-14 | 1 | 5 | 7 | 0 | 5 | 0 | 0
6 | 15 | 2034 | 2034-06-15 | 1.1 | 0.6 | 0.7 | 0.1 | 1.6 | 0 | 0.1 | 6 | 15 | 2034 | 2034-06-15 | 10 | 7 | 10 | 3 | 14.5 | 1 | 3.5
6 | 16 | 2034 | 2034-06-16 | 1.5 | 0.8 | 0.9 | 0 | 1.3 | 0 | 0.2 | 6 | 16 | 2034 | 2034-06-16 | 14.5 | 4 | 4.5 | 8.5 | 15 | 4 | 7.5
6 | 17 | 2034 | 2034-06-17 | 0.9 | 0.9 | 1.1 | 0.1 | 1.6 | 0 | 0.1 | 6 | 17 | 2034 | 2034-06-17 | 13 | 5 | 7.5 | 4.5 | 11 | 0.5 | 0
6 | 18 | 2034 | 2034-06-18 | 2.1 | 0.8 | 0.9 | 0.5 | 2.3 | 0 | 0.2 | 6 | 18 | 2034 | 2034-06-18 | 9 | 1.5 | 1 | 0 | 8.5 | 0 | 0.5
6 | 19 | 2034 | 2034-06-19 | 2 | 0.6 | 0.7 | 0.5 | 1.8 | 0.1 | 0.3 | 6 | 19 | 2034 | 2034-06-19 | 2 | 1.5 | 6.5 | 0 | 4 | 0 | 0
6 | 20 | 2034 | 2034-06-20 | 0.5 | 0.4 | 0.6 | 0 | 1.7 | 0 | 0.2 | 6 | 20 | 2034 | 2034-06-20 | 8.5 | 4 | 7.5 | 4 | 6.5 | 0 | 0
6 | 21 | 2034 | 2034-06-21 | 1.4 | 0.4 | 0.7 | 0.1 | 2.8 | 0.1 | 0.3 | 6 | 21 | 2034 | 2034-06-21 | 6 | 3.5 | 5.5 | 0 | 4.5 | 0 | 0
6 | 22 | 2034 | 2034-06-22 | 1.7 | 0.7 | 1.3 | 0.1 | 2.5 | 0 | 0.5 | 6 | 22 | 2034 | 2034-06-22 | 3 | 0 | 0.5 | 0 | 0.5 | 0 | 0
6 | 23 | 2034 | 2034-06-23 | 1 | 0.6 | 1 | 0.1 | 1.2 | 0 | 0 | 6 | 23 | 2034 | 2034-06-23 | 0 | 0 | 0 | 0 | 0 | 0 | 0
6 | 24 | 2034 | 2034-06-24 | 0.6 | 0.5 | 0.6 | 0 | 1.1 | 0 | 0 | 6 | 24 | 2034 | 2034-06-24 | 0 | 0 | 0 | 0 | 0 | 0 | 0
6 | 25 | 2034 | 2034-06-25 | 1.4 | 0.5 | 0.5 | 0 | 1 | 0 | 0 | 6 | 25 | 2034 | 2034-06-25 | 0 | 1 | 3.5 | 0 | 0 | 0 | 0
6 | 26 | 2034 | 2034-06-26 | 0.5 | 0.5 | 0.9 | 0.3 | 1.2 | 0 | 0 | 6 | 26 | 2034 | 2034-06-26 | 0.5 | 1 | 1 | 0 | 0 | 0 | 0
6 | 27 | 2034 | 2034-06-27 | 0.6 | 0.4 | 0.5 | 0 | 0.6 | 0 | 0 | 6 | 27 | 2034 | 2034-06-27 | 0 | 1.5 | 2.5 | 0 | 0 | 0 | 0
6 | 28 | 2034 | 2034-06-28 | 0.4 | 0.1 | 0.3 | 0 | 0.8 | 0 | 0 | 6 | 28 | 2034 | 2034-06-28 | 0 | 2.5 | 0 | 0 | 0 | 0 | 0
6 | 29 | 2034 | 2034-06-29 | 0.4 | 0.2 | 0.4 | 0 | 0.5 | 0 | 0.1 | 6 | 29 | 2034 | 2034-06-29 | 0 | 3.5 | 5 | 0 | 0 | 0 | 0
6 | 30 | 2034 | 2034-06-30 | 0.2 | 0.2 | 0.4 | 0 | 0.4 | 0 | 0.1 | 6 | 30 | 2034 | 2034-06-30 | 3 | 5 | 8.5 | 0 | 7 | 0 | 0
7 | 1 | 2034 | 2034-07-01 | 0 | 0.2 | 0.3 | 0 | 0.4 | 0 | 0 | 7 | 1 | 2034 | 2034-07-01 | 1 | 6 | 7.5 | 0 | 2 | 0 | 0
7 | 2 | 2034 | 2034-07-02 | 0.2 | 0.4 | 0.1 | 0 | 0.6 | 0 | 0.1 | 7 | 2 | 2034 | 2034-07-02 | 6 | 3.5 | 3.5 | 0 | 8 | 0 | 0
7 | 3 | 2034 | 2034-07-03 | 0.1 | 0.1 | 0.2 | 0 | 0.1 | 0 | 0 | 7 | 3 | 2034 | 2034-07-03 | 5 | 1 | 3.5 | 0 | 7 | 0 | 0
7 | 4 | 2034 | 2034-07-04 | 0 | 0 | 0 | 0 | 0.1 | 0 | 0 | 7 | 4 | 2034 | 2034-07-04 | 4.5 | 2.5 | 5.5 | 0 | 3 | 0 | 0
7 | 5 | 2034 | 2034-07-05 | 0 | 0.1 | 0 | 0 | 0.3 | 0 | 0 | 7 | 5 | 2034 | 2034-07-05 | 3.5 | 0 | 5 | 0 | 4.5 | 0 | 0
7 | 6 | 2034 | 2034-07-06 | 0.3 | 0.2 | 0.3 | 0 | 0.5 | 0 | 0 | 7 | 6 | 2034 | 2034-07-06 | 0.5 | 1 | 0 | 0 | 0 | 0 | 0
7 | 7 | 2034 | 2034-07-07 | 0.3 | 0.1 | 0.2 | 0 | 0.1 | 0 | 0 | 7 | 7 | 2034 | 2034-07-07 | 0 | 0 | 0 | 0 | 0 | 0 | 0
7 | 8 | 2034 | 2034-07-08 | 0.1 | 0.3 | 0.3 | 0 | 0.4 | 0 | 0 | 7 | 8 | 2034 | 2034-07-08 | 0 | 0 | 0 | 0 | 0 | 0 | 0
7 | 9 | 2034 | 2034-07-09 | 0.3 | 0.2 | 0.3 | 0 | 0.3 | 0 | 0 | 7 | 9 | 2034 | 2034-07-09 | 0 | 0 | 0 | 0 | 0 | 0 | 0
7 | 10 | 2034 | 2034-07-10 | 0 | 0.2 | 0.2 | 0.1 | 0.1 | 0 | 0 | 7 | 10 | 2034 | 2034-07-10 | 0 | 0 | 0 | 0 | 0 | 0 | 0
7 | 11 | 2034 | 2034-07-11 | 0.1 | 0.3 | 0.3 | 0 | 0.6 | 0 | 0 | 7 | 11 | 2034 | 2034-07-11 | 0 | 0 | 0 | 0 | 0 | 0 | 0
7 | 12 | 2034 | 2034-07-12 | 0.5 | 0.1 | 0.2 | 0 | 0.3 | 0 | 0.1 | 7 | 12 | 2034 | 2034-07-12 | 0 | 1 | 4 | 0 | 0 | 0 | 0
7 | 13 | 2034 | 2034-07-13 | 0.1 | 0.1 | 0 | 0 | 0.2 | 0 | 0 | 7 | 13 | 2034 | 2034-07-13 | 7 | 0 | 2.5 | 0 | 6 | 0 | 0
7 | 14 | 2034 | 2034-07-14 | 0.1 | 0.1 | 0.3 | 0 | 0 | 0 | 0 | 7 | 14 | 2034 | 2034-07-14 | 4.5 | 0 | 0 | 0 | 0.5 | 0 | 0
7 | 15 | 2034 | 2034-07-15 | 0.1 | 0.2 | 0.3 | 0 | 0 | 0 | 0 | 7 | 15 | 2034 | 2034-07-15 | 0 | 0 | 0 | 0 | 0 | 0 | 0
7 | 16 | 2034 | 2034-07-16 | 0.3 | 0.5 | 0.6 | 0 | 0.3 | 0 | 0 | 7 | 16 | 2034 | 2034-07-16 | 0 | 0 | 1 | 0 | 0 | 0 | 0
7 | 17 | 2034 | 2034-07-17 | 0.1 | 0.2 | 0.4 | 0 | 0 | 0 | 0 | 7 | 17 | 2034 | 2034-07-17 | 0 | 0 | 2 | 0 | 0 | 0 | 0
7 | 18 | 2034 | 2034-07-18 | 0 | 0.1 | 0.4 | 0 | 0.3 | 0 | 0 | 7 | 18 | 2034 | 2034-07-18 | 0 | 0.5 | 5 | 0 | 0 | 0 | 0
7 | 19 | 2034 | 2034-07-19 | 0 | 0.1 | 0.4 | 0 | 0.6 | 0 | 0 | 7 | 19 | 2034 | 2034-07-19 | 0 | 0.5 | 1 | 0 | 0 | 0 | 0
7 | 20 | 2034 | 2034-07-20 | 0 | 0 | 0 | 0 | 0.2 | 0 | 0 | 7 | 20 | 2034 | 2034-07-20 | 0 | 0 | 0.5 | 0 | 0 | 0 | 0
7 | 21 | 2034 | 2034-07-21 | 0 | 0 | 0.1 | 0 | 0.1 | 0 | 0 | 7 | 21 | 2034 | 2034-07-21 | 0 | 0 | 0 | 0 | 0 | 0 | 0
7 | 22 | 2034 | 2034-07-22 | 0 | 0 | 0 | 0 | 0.1 | 0 | 0 | 7 | 22 | 2034 | 2034-07-22 | 0 | 0 | 2.5 | 0 | 0 | 0 | 0
7 | 23 | 2034 | 2034-07-23 | 0 | 0.1 | 0.1 | 0 | 0.1 | 0 | 0 | 7 | 23 | 2034 | 2034-07-23 | 0 | 0 | 0 | 0 | 0 | 0 | 0
7 | 24 | 2034 | 2034-07-24 | 0 | 0.1 | 0.3 | 0 | 0 | 0 | 0 | 7 | 24 | 2034 | 2034-07-24 | 0 | 0 | 0 | 0 | 0 | 0 | 0
7 | 25 | 2034 | 2034-07-25 | 0 | 0 | 0.1 | 0 | 0.1 | 0 | 0 | 7 | 25 | 2034 | 2034-07-25 | 0 | 0 | 0 | 0 | 0 | 0 | 0
7 | 26 | 2034 | 2034-07-26 | 0 | 0 | 0 | 0 | 0.1 | 0 | 0 | 7 | 26 | 2034 | 2034-07-26 | 0 | 0 | 0 | 0 | 0 | 0 | 0
7 | 27 | 2034 | 2034-07-27 | 0 | 0.1 | 0 | 0 | 0 | 0 | 0 | 7 | 27 | 2034 | 2034-07-27 | 0 | 0 | 0 | 0 | 0 | 0 | 0
7 | 28 | 2034 | 2034-07-28 | 0.1 | 0.1 | 0.1 | 0 | 0 | 0 | 0 | 7 | 28 | 2034 | 2034-07-28 | 0 | 0 | 0 | 0 | 0 | 0 | 0
7 | 29 | 2034 | 2034-07-29 | 0 | 0.1 | 0 | 0 | 0 | 0 | 0 | 7 | 29 | 2034 | 2034-07-29 | 0 | 0 | 0 | 0 | 0 | 0 | 0
7 | 30 | 2034 | 2034-07-30 | 0 | 0 | 0 | 0 | 0 | 0 | 0 | 7 | 30 | 2034 | 2034-07-30 | 0 | 0 | 0 | 0 | 0 | 0 | 0
7 | 31 | 2034 | 2034-07-31 | 0 | 0 | 0 | 0 | 0 | 0 | 0 | 7 | 31 | 2034 | 2034-07-31 | 0 | 0.5 | 1 | 0 | 0 | 0 | 0
8 | 1 | 2034 | 2034-08-01 | 0 | 0.1 | 0 | 0 | 0 | 0 | 0 | 8 | 1 | 2034 | 2034-08-01 | 0 | 0 | 0 | 0 | 0 | 0 | 0
8 | 2 | 2034 | 2034-08-02 | 0 | 0 | 0 | 0 | 0 | 0 | 0 | 8 | 2 | 2034 | 2034-08-02 | 0 | 0 | 0 | 0 | 0 | 0 | 0
8 | 3 | 2034 | 2034-08-03 | 0 | 0 | 0 | 0 | 0 | 0 | 0 | 8 | 3 | 2034 | 2034-08-03 | 0 | 0 | 0 | 0 | 0 | 0 | 0
8 | 4 | 2034 | 2034-08-04 | 0 | 0 | 0 | 0 | 0 | 0 | 0 | 8 | 4 | 2034 | 2034-08-04 | 0 | 0 | 0 | 0 | 0 | 0 | 0
8 | 5 | 2034 | 2034-08-05 | 0 | 0 | 0 | 0 | 0 | 0 | 0 | 8 | 5 | 2034 | 2034-08-05 | 0 | 0 | 0 | 0 | 0 | 0 | 0
8 | 6 | 2034 | 2034-08-06 | 0 | 0 | 0.1 | 0 | 0 | 0 | 0 | 8 | 6 | 2034 | 2034-08-06 | 0 | 0 | 1 | 0 | 0 | 0 | 0
8 | 7 | 2034 | 2034-08-07 | 0 | 0 | 0 | 0 | 0 | 0 | 0 | 8 | 7 | 2034 | 2034-08-07 | 0 | 0 | 1.5 | 0 | 0 | 0 | 0
8 | 8 | 2034 | 2034-08-08 | 0 | 0 | 0 | 0 | 0 | 0 | 0 | 8 | 8 | 2034 | 2034-08-08 | 0 | 0 | 0 | 0 | 0 | 0 | 0
8 | 9 | 2034 | 2034-08-09 | 0 | 0.1 | 0 | 0 | 0 | 0 | 0 | 8 | 9 | 2034 | 2034-08-09 | 0 | 1 | 0.5 | 0 | 0 | 0 | 0
8 | 10 | 2034 | 2034-08-10 | 0 | 0.2 | 0 | 0 | 0 | 0 | 0 | 8 | 10 | 2034 | 2034-08-10 | 0 | 0 | 2 | 0 | 0.5 | 0 | 0
8 | 11 | 2034 | 2034-08-11 | 0 | 0.2 | 0 | 0 | 0 | 0 | 0 | 8 | 11 | 2034 | 2034-08-11 | 0 | 0 | 0 | 0 | 0 | 0 | 0
8 | 12 | 2034 | 2034-08-12 | 0 | 0 | 0.1 | 0 | 0 | 0 | 0 | 8 | 12 | 2034 | 2034-08-12 | 0 | 0 | 0 | 0 | 0 | 0 | 0
8 | 13 | 2034 | 2034-08-13 | 0 | 0 | 0 | 0 | 0.1 | 0 | 0 | 8 | 13 | 2034 | 2034-08-13 | 0 | 0 | 0 | 0 | 0 | 0 | 0
8 | 14 | 2034 | 2034-08-14 | 0 | 0.1 | 0 | 0 | 0 | 0 | 0 | 8 | 14 | 2034 | 2034-08-14 | 0 | 0 | 0 | 0 | 0 | 0 | 0
8 | 15 | 2034 | 2034-08-15 | 0 | 0 | 0 | 0 | 0 | 0 | 0 | 8 | 15 | 2034 | 2034-08-15 | 0 | 0 | 0 | 0 | 0 | 0 | 0
8 | 16 | 2034 | 2034-08-16 | 0 | 0.1 | 0.1 | 0 | 0.1 | 0 | 0 | 8 | 16 | 2034 | 2034-08-16 | 0 | 0 | 0 | 0 | 0 | 0 | 0
8 | 17 | 2034 | 2034-08-17 | 0 | 0.1 | 0.1 | 0 | 0.3 | 0 | 0 | 8 | 17 | 2034 | 2034-08-17 | 0 | 0 | 0 | 0 | 0 | 0 | 0
8 | 18 | 2034 | 2034-08-18 | 0.5 | 0.3 | 0.1 | 0.2 | 0.6 | 0.2 | 0.3 | 8 | 18 | 2034 | 2034-08-18 | 0 | 0 | 0 | 0 | 0 | 0 | 0
8 | 19 | 2034 | 2034-08-19 | 0.1 | 0.3 | 0.1 | 0 | 0.3 | 0 | 0 | 8 | 19 | 2034 | 2034-08-19 | 0 | 0 | 3 | 0 | 0 | 0 | 0
8 | 20 | 2034 | 2034-08-20 | 0.1 | 0.2 | 0 | 0 | 0.5 | 0 | 0 | 8 | 20 | 2034 | 2034-08-20 | 0 | 1 | 1 | 0 | 0 | 0 | 0
8 | 21 | 2034 | 2034-08-21 | 0.4 | 0 | 0.4 | 0 | 1.1 | 0 | 0.1 | 8 | 21 | 2034 | 2034-08-21 | 0 | 0 | 3.5 | 0 | 0 | 0 | 0
8 | 22 | 2034 | 2034-08-22 | 1.5 | 0 | 0.2 | 0 | 0.9 | 0.1 | 0.1 | 8 | 22 | 2034 | 2034-08-22 | 0.5 | 0 | 0 | 0 | 6 | 0 | 0
8 | 23 | 2034 | 2034-08-23 | 0.3 | 0 | 0.1 | 0 | 0.3 | 0 | 0.1 | 8 | 23 | 2034 | 2034-08-23 | 4.5 | 0 | 1 | 0 | 2.5 | 0 | 0
8 | 24 | 2034 | 2034-08-24 | 0.1 | 0.1 | 0.1 | 0 | 0.2 | 0 | 0 | 8 | 24 | 2034 | 2034-08-24 | 2 | 0 | 0 | 0 | 0 | 0 | 0
8 | 25 | 2034 | 2034-08-25 | 0.4 | 0 | 0 | 0 | 0 | 0 | 0 | 8 | 25 | 2034 | 2034-08-25 | 0 | 0 | 0 | 0 | 0 | 0 | 0
8 | 26 | 2034 | 2034-08-26 | 0.4 | 0.2 | 0 | 0 | 0.2 | 0 | 0 | 8 | 26 | 2034 | 2034-08-26 | 0 | 0 | 5 | 0 | 0 | 0 | 0
8 | 27 | 2034 | 2034-08-27 | 0.6 | 0 | 0 | 0 | 0.2 | 0 | 0 | 8 | 27 | 2034 | 2034-08-27 | 6.5 | 2.5 | 5.5 | 0 | 8.5 | 0 | 0.5
8 | 28 | 2034 | 2034-08-28 | 0.4 | 0 | 0 | 0 | 0.1 | 0 | 0 | 8 | 28 | 2034 | 2034-08-28 | 11 | 3 | 6.5 | 2.5 | 2 | 0.5 | 0
8 | 29 | 2034 | 2034-08-29 | 0.3 | 0.1 | 0 | 0 | 0.2 | 0 | 0 | 8 | 29 | 2034 | 2034-08-29 | 6 | 3 | 5.5 | 0 | 8.5 | 0 | 2.5
8 | 30 | 2034 | 2034-08-30 | 0.1 | 0 | 0.1 | 0.1 | 0.1 | 0 | 0 | 8 | 30 | 2034 | 2034-08-30 | 12 | 2.5 | 2.5 | 0.5 | 12.5 | 0 | 1
8 | 31 | 2034 | 2034-08-31 | 0.7 | 0 | 0.5 | 0.1 | 0.5 | 0 | 0 | 8 | 31 | 2034 | 2034-08-31 | 9 | 2.5 | 5.5 | 1 | 7 | 0 | 5.5
9 | 1 | 2034 | 2034-09-01 | 0.8 | 0.2 | 0.4 | 0.2 | 0.1 | 0 | 0.1 | 9 | 1 | 2034 | 2034-09-01 | 3 | 1 | 0 | 0 | 0 | 0 | 0
9 | 2 | 2034 | 2034-09-02 | 0.2 | 0.1 | 0 | 0.2 | 0.4 | 0 | 0.1 | 9 | 2 | 2034 | 2034-09-02 | 3 | 0 | 0 | 0 | 0 | 0 | 0
9 | 3 | 2034 | 2034-09-03 | 0.7 | 0 | 0.1 | 0.1 | 0.6 | 0 | 0.1 | 9 | 3 | 2034 | 2034-09-03 | 0 | 0 | 0 | 0 | 0 | 0 | 0
9 | 4 | 2034 | 2034-09-04 | 0.8 | 0.4 | 0.1 | 0 | 0.2 | 0 | 0 | 9 | 4 | 2034 | 2034-09-04 | 0 | 0 | 5.5 | 0 | 0 | 0 | 0
9 | 5 | 2034 | 2034-09-05 | 0.4 | 0.1 | 0 | 0 | 0.2 | 0 | 0 | 9 | 5 | 2034 | 2034-09-05 | 11 | 1.5 | 6.5 | 1 | 12 | 0 | 3
9 | 6 | 2034 | 2034-09-06 | 0.5 | 0.2 | 0.2 | 0 | 0.1 | 0 | 0 | 9 | 6 | 2034 | 2034-09-06 | 11.5 | 5.5 | 4 | 2.5 | 8 | 0 | 0.5
9 | 7 | 2034 | 2034-09-07 | 0.4 | 0 | 0 | 0 | 0.4 | 0 | 0 | 9 | 7 | 2034 | 2034-09-07 | 4 | 2 | 1 | 0 | 8 | 0 | 0
9 | 8 | 2034 | 2034-09-08 | 0.2 | 0.2 | 0.2 | 0 | 0.2 | 0 | 0 | 9 | 8 | 2034 | 2034-09-08 | 9 | 1 | 2.5 | 0 | 6.5 | 0 | 0
9 | 9 | 2034 | 2034-09-09 | 0 | 0.1 | 0.1 | 0 | 0.2 | 0 | 0 | 9 | 9 | 2034 | 2034-09-09 | 11 | 1.5 | 3.5 | 0 | 7.5 | 0 | 0
9 | 10 | 2034 | 2034-09-10 | 0.3 | 0.3 | 0.6 | 0 | 1.1 | 0 | 0.2 | 9 | 10 | 2034 | 2034-09-10 | 12 | 0 | 5.5 | 0 | 9.5 | 0 | 3.5
9 | 11 | 2034 | 2034-09-11 | 1 | 0.2 | 0.6 | 0.1 | 1.7 | 0 | 0.7 | 9 | 11 | 2034 | 2034-09-11 | 5.5 | 3.5 | 4 | 1 | 4.5 | 0 | 3
9 | 12 | 2034 | 2034-09-12 | 0.8 | 0.1 | 0.7 | 0.3 | 2 | 0.2 | 1.1 | 9 | 12 | 2034 | 2034-09-12 | 4 | 3.5 | 0 | 0 | 3 | 0 | 0
9 | 13 | 2034 | 2034-09-13 | 1.4 | 0.5 | 0.6 | 0.2 | 1.6 | 0 | 0.6 | 9 | 13 | 2034 | 2034-09-13 | 2 | 0 | 0 | 0 | 1 | 0 | 0
9 | 14 | 2034 | 2034-09-14 | 1.5 | 0.3 | 0.5 | 0.1 | 2.1 | 0.1 | 0.4 | 9 | 14 | 2034 | 2034-09-14 | 0 | 1 | 0 | 0 | 0 | 0 | 0
9 | 15 | 2034 | 2034-09-15 | 1.9 | 1.1 | 0.9 | 0.2 | 3 | 0 | 0.5 | 9 | 15 | 2034 | 2034-09-15 | 0.5 | 1 | 4 | 0 | 0 | 0 | 0
9 | 16 | 2034 | 2034-09-16 | 2.4 | 0.6 | 0.6 | 0.1 | 1.9 | 0 | 0.1 | 9 | 16 | 2034 | 2034-09-16 | 0 | 0 | 0 | 0 | 0 | 0 | 0
9 | 17 | 2034 | 2034-09-17 | 1.2 | 0.6 | 0.6 | 0.4 | 1.3 | 0.2 | 0 | 9 | 17 | 2034 | 2034-09-17 | 0.5 | 0 | 0 | 0 | 0 | 0 | 0
9 | 18 | 2034 | 2034-09-18 | 2.1 | 1 | 1.5 | 0 | 2.1 | 0 | 0.5 | 9 | 18 | 2034 | 2034-09-18 | 0 | 0 | 0 | 0 | 1.5 | 0 | 0
9 | 19 | 2034 | 2034-09-19 | 2.7 | 1 | 1 | 0.9 | 2.1 | 0.4 | 0.8 | 9 | 19 | 2034 | 2034-09-19 | 3 | 0 | 0.5 | 1.5 | 4 | 0 | 0
9 | 20 | 2034 | 2034-09-20 | 3.6 | 1.2 | 1 | 1.4 | 3 | 0.8 | 1.1 | 9 | 20 | 2034 | 2034-09-20 | 8 | 2 | 3 | 0 | 8 | 0 | 1
9 | 21 | 2034 | 2034-09-21 | 3.8 | 1.6 | 1.7 | 1.1 | 3.2 | 0.5 | 1.4 | 9 | 21 | 2034 | 2034-09-21 | 7.5 | 2.5 | 5.5 | 2 | 9 | 1.5 | 6.5
9 | 22 | 2034 | 2034-09-22 | 3.8 | 2 | 2.4 | 1.2 | 3.5 | 0.8 | 1.3 | 9 | 22 | 2034 | 2034-09-22 | 7.5 | 5.5 | 6.5 | 5 | 10.5 | 2 | 4
9 | 23 | 2034 | 2034-09-23 | 4.4 | 1.5 | 1.6 | 1.7 | 4.1 | 1 | 1.5 | 9 | 23 | 2034 | 2034-09-23 | 11.5 | 2.5 | 6 | 3.5 | 8 | 0.5 | 11.5
9 | 24 | 2034 | 2034-09-24 | 3.7 | 1.8 | 1 | 1 | 3.1 | 0.4 | 1.8 | 9 | 24 | 2034 | 2034-09-24 | 2 | 1.5 | 4 | 0 | 0.5 | 0 | 5
9 | 25 | 2034 | 2034-09-25 | 3.6 | 1.1 | 1.4 | 0.6 | 3.6 | 0.5 | 1.3 | 9 | 25 | 2034 | 2034-09-25 | 0 | 0 | 0.5 | 0 | 0 | 0 | 0.5
9 | 26 | 2034 | 2034-09-26 | 5 | 1.6 | 1.8 | 1.7 | 4.5 | 0.8 | 1.7 | 9 | 26 | 2034 | 2034-09-26 | 2 | 0 | 0 | 0 | 0 | 0 | 0
9 | 27 | 2034 | 2034-09-27 | 5 | 1.4 | 1.8 | 0.9 | 3.6 | 0.5 | 1.4 | 9 | 27 | 2034 | 2034-09-27 | 0 | 0 | 0 | 0 | 0 | 0 | 0
9 | 28 | 2034 | 2034-09-28 | 4.2 | 1.7 | 1.6 | 1.1 | 3.6 | 0.4 | 1.5 | 9 | 28 | 2034 | 2034-09-28 | 0 | 1 | 2.5 | 0 | 0 | 0 | 0
9 | 29 | 2034 | 2034-09-29 | 3.8 | 2.4 | 1.7 | 0.9 | 3.7 | 0.6 | 1.7 | 9 | 29 | 2034 | 2034-09-29 | 1 | 4.5 | 7 | 0 | 0 | 0 | 0
9 | 30 | 2034 | 2034-09-30 | 3.2 | 1.8 | 1.5 | 1.2 | 2.6 | 0.3 | 1.7 | 9 | 30 | 2034 | 2034-09-30 | 0 | 3 | 0 | 0 | 0 | 0 | 0
10 | 1 | 2034 | 2034-10-01 | 4 | 2.1 | 2.4 | 1.8 | 3.7 | 0.6 | 2.3 | 10 | 1 | 2034 | 2034-10-01 | 0 | 3 | 3.5 | 0 | 0 | 0 | 0
10 | 2 | 2034 | 2034-10-02 | 4.8 | 2.6 | 2.9 | 2.5 | 4.6 | 1.6 | 3.1 | 10 | 2 | 2034 | 2034-10-02 | 0 | 0 | 4.5 | 0 | 0 | 0 | 0
10 | 3 | 2034 | 2034-10-03 | 5.2 | 2.8 | 2.8 | 2.5 | 3.8 | 1.3 | 2.6 | 10 | 3 | 2034 | 2034-10-03 | 0 | 2.5 | 2.5 | 0 | 1 | 0 | 0
10 | 4 | 2034 | 2034-10-04 | 5.9 | 4 | 3.6 | 2.5 | 5.4 | 1.4 | 3.3 | 10 | 4 | 2034 | 2034-10-04 | 8 | 8 | 9 | 2.5 | 11.5 | 0 | 0.5
10 | 5 | 2034 | 2034-10-05 | 7.2 | 4.5 | 3.7 | 3.1 | 5.5 | 2.5 | 4.2 | 10 | 5 | 2034 | 2034-10-05 | 6.5 | 9 | 10 | 6.5 | 15 | 2.5 | 1.5
10 | 6 | 2034 | 2034-10-06 | 7.1 | 4.5 | 4.5 | 3.1 | 6.7 | 1.9 | 5.3 | 10 | 6 | 2034 | 2034-10-06 | 11 | 7 | 4.5 | 5.5 | 11 | 2.5 | 4
10 | 7 | 2034 | 2034-10-07 | 7.2 | 5.7 | 5.1 | 3.7 | 6.4 | 2.2 | 4.7 | 10 | 7 | 2034 | 2034-10-07 | 7.5 | 7 | 9 | 6.5 | 7.5 | 1 | 3.5
10 | 8 | 2034 | 2034-10-08 | 9.1 | 6.1 | 5 | 3.9 | 8 | 2.8 | 5 | 10 | 8 | 2034 | 2034-10-08 | 6 | 0 | 2.5 | 3.5 | 7.5 | 0 | 3.5
10 | 9 | 2034 | 2034-10-09 | 7.8 | 5.7 | 5.1 | 4 | 7.5 | 2.3 | 5 | 10 | 9 | 2034 | 2034-10-09 | 5 | 0 | 3.5 | 2 | 1 | 0 | 4
10 | 10 | 2034 | 2034-10-10 | 7.9 | 4.6 | 4.5 | 4 | 7.6 | 1.5 | 4.7 | 10 | 10 | 2034 | 2034-10-10 | 2 | 4 | 5.5 | 0 | 4 | 0 | 7
10 | 11 | 2034 | 2034-10-11 | 9.7 | 4.9 | 5.7 | 4.6 | 8.2 | 3 | 5.7 | 10 | 11 | 2034 | 2034-10-11 | 16.5 | 7.5 | 8 | 10 | 18 | 6 | 11
10 | 12 | 2034 | 2034-10-12 | 9.5 | 5.9 | 5.7 | 4.7 | 7.7 | 2.8 | 5.8 | 10 | 12 | 2034 | 2034-10-12 | 18 | 6.5 | 10 | 11 | 14 | 9 | 11
10 | 13 | 2034 | 2034-10-13 | 9.8 | 6.6 | 6.3 | 4.1 | 7.6 | 3.1 | 5.4 | 10 | 13 | 2034 | 2034-10-13 | 14.5 | 7 | 7.5 | 9.5 | 8 | 8 | 9.5
10 | 14 | 2034 | 2034-10-14 | 9.6 | 6.1 | 5.9 | 4.6 | 8.2 | 3 | 5.7 | 10 | 14 | 2034 | 2034-10-14 | 11.5 | 10.5 | 17 | 7 | 4 | 3 | 10
10 | 15 | 2034 | 2034-10-15 | 10.9 | 7.3 | 6.3 | 5.1 | 8.6 | 3.9 | 7 | 10 | 15 | 2034 | 2034-10-15 | 14 | 13 | 14 | 11.5 | 15.5 | 8 | 11
10 | 16 | 2034 | 2034-10-16 | 9.8 | 7.3 | 6.5 | 4.7 | 8.1 | 4 | 6.8 | 10 | 16 | 2034 | 2034-10-16 | 16 | 16 | 15.5 | 15.5 | 15.5 | 13.5 | 14
10 | 17 | 2034 | 2034-10-17 | 10.3 | 7.8 | 7.3 | 4.8 | 7.8 | 4.1 | 7.7 | 10 | 17 | 2034 | 2034-10-17 | 13.5 | 15 | 16.5 | 13.5 | 16 | 12.5 | 14.5
10 | 18 | 2034 | 2034-10-18 | 10.5 | 7.9 | 6.9 | 6.4 | 10.3 | 5.6 | 8.6 | 10 | 18 | 2034 | 2034-10-18 | 19.5 | 13 | 11.5 | 14.5 | 17 | 9 | 12.5
10 | 19 | 2034 | 2034-10-19 | 12.2 | 8.1 | 8 | 5.7 | 10.8 | 3.6 | 7.6 | 10 | 19 | 2034 | 2034-10-19 | 16 | 7.5 | 10.5 | 8.5 | 12.5 | 6 | 12
10 | 20 | 2034 | 2034-10-20 | 12.2 | 8.1 | 8.5 | 6.9 | 10.2 | 6.1 | 9.7 | 10 | 20 | 2034 | 2034-10-20 | 14 | 7.5 | 9.5 | 11 | 10.5 | 8 | 9.5
10 | 21 | 2034 | 2034-10-21 | 14.2 | 10.5 | 9.1 | 8.5 | 10.9 | 7.6 | 10.3 | 10 | 21 | 2034 | 2034-10-21 | 13 | 10.5 | 16 | 9.5 | 8 | 6.5 | 10
10 | 22 | 2034 | 2034-10-22 | 14.7 | 9.9 | 10.2 | 9.1 | 11 | 7.4 | 11.5 | 10 | 22 | 2034 | 2034-10-22 | 11.5 | 6 | 8.5 | 7.5 | 12.5 | 3 | 9
10 | 23 | 2034 | 2034-10-23 | 16 | 9.7 | 10.7 | 9.5 | 13.2 | 8.3 | 12.1 | 10 | 23 | 2034 | 2034-10-23 | 11.5 | 5.5 | 10.5 | 8.5 | 9.5 | 5 | 9
10 | 24 | 2034 | 2034-10-24 | 16.1 | 9.8 | 9.6 | 8.7 | 13.6 | 7.9 | 11.3 | 10 | 24 | 2034 | 2034-10-24 | 16.5 | 7 | 12.5 | 9 | 19 | 6.5 | 10.5
10 | 25 | 2034 | 2034-10-25 | 16 | 9.4 | 9.6 | 8.4 | 12.7 | 7.7 | 11.9 | 10 | 25 | 2034 | 2034-10-25 | 20 | 9 | 13.5 | 13 | 19.5 | 10.5 | 14.5
10 | 26 | 2034 | 2034-10-26 | 15.8 | 10.5 | 11 | 9.6 | 13.7 | 7.9 | 11.9 | 10 | 26 | 2034 | 2034-10-26 | 24 | 11.5 | 18 | 14 | 22 | 12.5 | 17
10 | 27 | 2034 | 2034-10-27 | 16.5 | 10.6 | 11.1 | 9.6 | 13.6 | 6.8 | 12.1 | 10 | 27 | 2034 | 2034-10-27 | 23.5 | 8.5 | 14 | 9.5 | 21.5 | 6 | 18.5
10 | 28 | 2034 | 2034-10-28 | 17.6 | 9.7 | 10.8 | 10.3 | 14 | 8.8 | 14.1 | 10 | 28 | 2034 | 2034-10-28 | 13.5 | 9.5 | 11 | 9.5 | 14 | 6.5 | 13.5
10 | 29 | 2034 | 2034-10-29 | 17.7 | 9.8 | 10.2 | 10.3 | 13.6 | 8.1 | 12.6 | 10 | 29 | 2034 | 2034-10-29 | 17 | 9.5 | 12 | 12.5 | 12.5 | 10.5 | 15.5
10 | 30 | 2034 | 2034-10-30 | 17.2 | 9.4 | 11.2 | 10.9 | 14.9 | 9.1 | 13 | 10 | 30 | 2034 | 2034-10-30 | 19.5 | 10.5 | 19 | 19.5 | 16 | 15.5 | 13.5
10 | 31 | 2034 | 2034-10-31 | 17.4 | 9.7 | 11.5 | 11 | 14.1 | 9.5 | 13.3 | 10 | 31 | 2034 | 2034-10-31 | 12 | 8 | 10.5 | 9 | 14 | 7 | 11
11 | 1 | 2034 | 2034-11-01 | 18.9 | 10.8 | 11.3 | 12.7 | 14.9 | 10.4 | 14 | 11 | 1 | 2034 | 2034-11-01 | 11 | 6 | 10 | 2 | 2 | 0 | 5.5
11 | 2 | 2034 | 2034-11-02 | 20.6 | 11.8 | 12.6 | 15.2 | 17 | 12.8 | 15.4 | 11 | 2 | 2034 | 2034-11-02 | 11.5 | 5 | 5.5 | 6.5 | 8 | 3.5 | 6
11 | 3 | 2034 | 2034-11-03 | 21.2 | 12.5 | 12.5 | 14.1 | 18.3 | 12.2 | 17.2 | 11 | 3 | 2034 | 2034-11-03 | 14.5 | 7 | 2.5 | 15 | 16.5 | 13 | 10
11 | 4 | 2034 | 2034-11-04 | 19.3 | 12.1 | 12.1 | 12.6 | 16.6 | 11.5 | 16.6 | 11 | 4 | 2034 | 2034-11-04 | 13 | 9.5 | 8.5 | 14 | 12 | 10.5 | 13.5
11 | 5 | 2034 | 2034-11-05 | 19.5 | 11.5 | 12.3 | 13.5 | 15.6 | 12 | 15.6 | 11 | 5 | 2034 | 2034-11-05 | 12 | 11 | 15.5 | 17 | 10 | 13 | 16.5
11 | 6 | 2034 | 2034-11-06 | 19.7 | 12.2 | 13 | 13.5 | 16.3 | 12.3 | 16 | 11 | 6 | 2034 | 2034-11-06 | 2 | 7.5 | 12.5 | 9 | 5 | 6 | 13
11 | 7 | 2034 | 2034-11-07 | 20.5 | 13.2 | 14.3 | 15.4 | 18.1 | 14.1 | 18.8 | 11 | 7 | 2034 | 2034-11-07 | 16.5 | 8.5 | 13.5 | 14.5 | 15.5 | 9.5 | 15.5
11 | 8 | 2034 | 2034-11-08 | 21.7 | 13.9 | 13.9 | 14.8 | 18.7 | 13 | 19.6 | 11 | 8 | 2034 | 2034-11-08 | 27 | 15 | 19 | 18.5 | 24.5 | 14 | 20
11 | 9 | 2034 | 2034-11-09 | 21 | 13.1 | 13.6 | 13.5 | 16.7 | 13.4 | 16.9 | 11 | 9 | 2034 | 2034-11-09 | 29.5 | 16 | 19 | 18.5 | 30.5 | 15.5 | 30
11 | 10 | 2034 | 2034-11-10 | 19.2 | 10.8 | 13 | 11.8 | 14.9 | 11.6 | 16 | 11 | 10 | 2034 | 2034-11-10 | 26.5 | 16 | 19 | 24.5 | 25 | 21 | 21
11 | 11 | 2034 | 2034-11-11 | 19.3 | 12.1 | 12.7 | 12.7 | 14.8 | 12 | 17.4 | 11 | 11 | 2034 | 2034-11-11 | 30 | 17.5 | 21 | 20.5 | 20.5 | 18 | 27.5
11 | 12 | 2034 | 2034-11-12 | 21.5 | 13.3 | 14.2 | 14.3 | 17 | 12.3 | 17.1 | 11 | 12 | 2034 | 2034-11-12 | 26.5 | 15.5 | 16.5 | 18.5 | 23 | 16.5 | 19.5
11 | 13 | 2034 | 2034-11-13 | 22.4 | 12.7 | 14.3 | 14.4 | 17.4 | 13 | 17.1 | 11 | 13 | 2034 | 2034-11-13 | 31 | 14.5 | 15.5 | 20 | 23.5 | 16.5 | 20
11 | 14 | 2034 | 2034-11-14 | 24.1 | 14.5 | 15.8 | 15.7 | 18.4 | 14.2 | 19 | 11 | 14 | 2034 | 2034-11-14 | 19 | 12 | 12.5 | 10 | 10 | 7.5 | 9
11 | 15 | 2034 | 2034-11-15 | 23 | 14.1 | 14.9 | 15.4 | 18.9 | 14.3 | 18.9 | 11 | 15 | 2034 | 2034-11-15 | 17.5 | 8.5 | 8.5 | 7.5 | 6.5 | 6 | 11.5
11 | 16 | 2034 | 2034-11-16 | 22.5 | 13.6 | 15.1 | 15.7 | 17.9 | 13.2 | 18.6 | 11 | 16 | 2034 | 2034-11-16 | 21 | 11.5 | 13.5 | 10 | 19.5 | 8 | 9
11 | 17 | 2034 | 2034-11-17 | 21.6 | 13.8 | 15.3 | 14.9 | 17.4 | 12.3 | 17.8 | 11 | 17 | 2034 | 2034-11-17 | 22.5 | 16 | 17.5 | 17 | 14 | 13 | 16.5
11 | 18 | 2034 | 2034-11-18 | 23.3 | 14.7 | 15.6 | 16.6 | 19.1 | 15.3 | 19.6 | 11 | 18 | 2034 | 2034-11-18 | 23 | 20.5 | 22.5 | 21 | 22 | 17.5 | 22.5
11 | 19 | 2034 | 2034-11-19 | 24.1 | 13.8 | 14.9 | 17.1 | 20.5 | 15.5 | 19.3 | 11 | 19 | 2034 | 2034-11-19 | 33.5 | 27.5 | 20 | 22.5 | 26.5 | 18 | 25
11 | 20 | 2034 | 2034-11-20 | 23.2 | 15.1 | 15.7 | 17.1 | 20.5 | 15.1 | 20.2 | 11 | 20 | 2034 | 2034-11-20 | 31.5 | 29 | 24.5 | 23.5 | 26 | 22 | 24.5
11 | 21 | 2034 | 2034-11-21 | 24.7 | 16.4 | 17.2 | 17.5 | 21.5 | 16.5 | 21.2 | 11 | 21 | 2034 | 2034-11-21 | 33 | 32 | 27 | 30 | 28 | 27 | 26.5
11 | 22 | 2034 | 2034-11-22 | 26.9 | 16 | 16.7 | 18.4 | 21 | 17.2 | 22.3 | 11 | 22 | 2034 | 2034-11-22 | 32.5 | 38 | 33.5 | 32 | 28 | 32 | 35.5
11 | 23 | 2034 | 2034-11-23 | 25.2 | 16.5 | 16.6 | 17.9 | 20.2 | 15.9 | 21.9 | 11 | 23 | 2034 | 2034-11-23 | 42.5 | 40.5 | 39.5 | 48.5 | 49 | 50 | 51.5
11 | 24 | 2034 | 2034-11-24 | 27.8 | 16.9 | 16.5 | 19.1 | 21.8 | 17.7 | 23.4 | 11 | 24 | 2034 | 2034-11-24 | 58 | 39.5 | 38.5 | 56 | 49.5 | 51 | 57.5
11 | 25 | 2034 | 2034-11-25 | 29.8 | 17.3 | 17.9 | 22.3 | 24.2 | 20.3 | 25.5 | 11 | 25 | 2034 | 2034-11-25 | 52 | 30 | 28 | 46.5 | 37 | 46.5 | 46
11 | 26 | 2034 | 2034-11-26 | 29.1 | 16.9 | 18.1 | 22.1 | 22.8 | 20.7 | 24.9 | 11 | 26 | 2034 | 2034-11-26 | 39.5 | 19 | 20 | 33.5 | 23 | 33.5 | 40
11 | 27 | 2034 | 2034-11-27 | 29.7 | 17.2 | 18.1 | 21.7 | 23.6 | 20.5 | 25 | 11 | 27 | 2034 | 2034-11-27 | 40.5 | 22 | 25.5 | 30 | 26 | 30 | 31
11 | 28 | 2034 | 2034-11-28 | 31.5 | 19.3 | 18.8 | 26 | 27 | 22.6 | 25.5 | 11 | 28 | 2034 | 2034-11-28 | 40.5 | 22.5 | 26.5 | 31 | 28.5 | 29 | 34.5
11 | 29 | 2034 | 2034-11-29 | 32.1 | 19.2 | 18.8 | 24.8 | 26.8 | 23.5 | 27.1 | 11 | 29 | 2034 | 2034-11-29 | 44.5 | 21.5 | 24.5 | 36 | 33.5 | 33.5 | 37.5
11 | 30 | 2034 | 2034-11-30 | 31.5 | 18.1 | 18.9 | 24.3 | 27.1 | 23.6 | 27.1 | 11 | 30 | 2034 | 2034-11-30 | 37 | 12 | 19 | 21 | 22.5 | 24.5 | 33.5
12 | 1 | 2034 | 2034-12-01 | 30.3 | 18.4 | 19.8 | 22 | 24.2 | 21.9 | 25.8 | 12 | 1 | 2034 | 2034-12-01 | 33 | 17.5 | 21.5 | 21.5 | 20.5 | 21 | 29
12 | 2 | 2034 | 2034-12-02 | 29.9 | 18.1 | 19.6 | 22.4 | 25 | 22.4 | 26 | 12 | 2 | 2034 | 2034-12-02 | 30 | 23 | 23.5 | 27.5 | 27 | 26.5 | 27.5
12 | 3 | 2034 | 2034-12-03 | 30.3 | 18.2 | 18.6 | 22.6 | 22.7 | 22.2 | 26.3 | 12 | 3 | 2034 | 2034-12-03 | 42 | 20.5 | 21.5 | 31 | 31 | 27.5 | 32.5
12 | 4 | 2034 | 2034-12-04 | 30.7 | 17.5 | 18.7 | 22.7 | 22.7 | 22.3 | 26.5 | 12 | 4 | 2034 | 2034-12-04 | 43.5 | 20.5 | 20.5 | 32 | 33 | 30 | 27
12 | 5 | 2034 | 2034-12-05 | 28.9 | 17.6 | 18 | 20.2 | 21.9 | 20.7 | 26.8 | 12 | 5 | 2034 | 2034-12-05 | 27 | 20 | 21 | 31.5 | 34 | 30 | 27
12 | 6 | 2034 | 2034-12-06 | 28.7 | 16.1 | 16.6 | 21.8 | 21.9 | 20.1 | 24.3 | 12 | 6 | 2034 | 2034-12-06 | 26 | 22 | 20.5 | 31.5 | 31.5 | 29 | 28
12 | 7 | 2034 | 2034-12-07 | 29.3 | 15 | 16.6 | 20.9 | 21.6 | 19.8 | 23.2 | 12 | 7 | 2034 | 2034-12-07 | 26 | 11 | 15.5 | 32.5 | 33 | 30 | 26.5
12 | 8 | 2034 | 2034-12-08 | 27.3 | 15 | 16.3 | 19.6 | 21.6 | 18.1 | 23.9 | 12 | 8 | 2034 | 2034-12-08 | 25.5 | 10.5 | 12.5 | 25 | 24 | 21 | 28
12 | 9 | 2034 | 2034-12-09 | 26.7 | 14.7 | 16.7 | 19.4 | 21.1 | 19.1 | 22.9 | 12 | 9 | 2034 | 2034-12-09 | 28.5 | 13 | 15.5 | 13.5 | 15.5 | 10 | 26
12 | 10 | 2034 | 2034-12-10 | 26.1 | 15 | 17.2 | 19.6 | 21.7 | 18.3 | 23.7 | 12 | 10 | 2034 | 2034-12-10 | 27 | 14 | 18.5 | 19.5 | 23.5 | 16.5 | 23.5
12 | 11 | 2034 | 2034-12-11 | 27.1 | 15.6 | 16.9 | 19.3 | 21.1 | 18.1 | 24.3 | 12 | 11 | 2034 | 2034-12-11 | 30.5 | 18.5 | 19 | 23 | 19 | 23.5 | 29.5
12 | 12 | 2034 | 2034-12-12 | 27 | 15.2 | 16.2 | 21 | 23.5 | 19.5 | 24 | 12 | 12 | 2034 | 2034-12-12 | 24.5 | 11.5 | 9 | 13.5 | 8 | 12 | 22
12 | 13 | 2034 | 2034-12-13 | 29.7 | 16.2 | 16.9 | 20.9 | 23 | 20 | 25.1 | 12 | 13 | 2034 | 2034-12-13 | 22.5 | 10.5 | 11 | 7 | 10 | 3.5 | 24
12 | 14 | 2034 | 2034-12-14 | 28.9 | 15.9 | 16.1 | 20.1 | 22.2 | 20.9 | 24.1 | 12 | 14 | 2034 | 2034-12-14 | 25 | 15 | 18 | 16 | 22 | 11 | 23.5
12 | 15 | 2034 | 2034-12-15 | 28.1 | 16.7 | 16.9 | 20.9 | 22.7 | 18.3 | 24.5 | 12 | 15 | 2034 | 2034-12-15 | 29.5 | 17.5 | 20.5 | 22 | 32.5 | 20.5 | 31.5
12 | 16 | 2034 | 2034-12-16 | 29.4 | 17.5 | 18.2 | 22.6 | 23.6 | 22.2 | 25.6 | 12 | 16 | 2034 | 2034-12-16 | 36 | 19 | 22.5 | 22.5 | 32.5 | 22 | 28
12 | 17 | 2034 | 2034-12-17 | 29.9 | 16.4 | 18.2 | 22.4 | 23.6 | 21 | 26.6 | 12 | 17 | 2034 | 2034-12-17 | 34.5 | 19.5 | 24 | 26.5 | 33 | 30.5 | 28
12 | 18 | 2034 | 2034-12-18 | 30.1 | 16.2 | 18.2 | 23 | 24.1 | 22.1 | 26.7 | 12 | 18 | 2034 | 2034-12-18 | 32 | 21.5 | 22.5 | 31 | 31 | 32.5 | 29.5
12 | 19 | 2034 | 2034-12-19 | 30.2 | 17.2 | 19.4 | 23.2 | 23.3 | 23.2 | 26.5 | 12 | 19 | 2034 | 2034-12-19 | 31.5 | 21.5 | 22.5 | 33 | 33.5 | 33 | 27.5
12 | 20 | 2034 | 2034-12-20 | 29.2 | 18.6 | 19.7 | 21.7 | 22.8 | 21.3 | 26 | 12 | 20 | 2034 | 2034-12-20 | 30 | 18 | 24.5 | 30 | 30.5 | 34 | 28.5
12 | 21 | 2034 | 2034-12-21 | 68.81 | 41.69 | 40.78 | 58.15 | 59.53 | 60.73 | 56.55 | 12 | 21 | 2034 | 2034-12-21 | 31 | 15 | 20.5 | 29 | 25 | 30.5 | 26
12 | 22 | 2034 | 2034-12-22 | 31.7 | 17.1 | 18.7 | 22.8 | 25.1 | 22.6 | 27 | 12 | 22 | 2034 | 2034-12-22 | 31 | 11 | 21.5 | 27 | 25.5 | 35.5 | 29.5
12 | 23 | 2034 | 2034-12-23 | 31.1 | 16.6 | 17.8 | 22.1 | 23.2 | 22.2 | 26 | 12 | 23 | 2034 | 2034-12-23 | 33 | 10 | 22.5 | 29.5 | 27 | 27.5 | 25
12 | 24 | 2034 | 2034-12-24 | 30.2 | 17.5 | 18 | 21.7 | 23.1 | 22.5 | 25.9 | 12 | 24 | 2034 | 2034-12-24 | 26 | 6.5 | 17 | 27.5 | 23 | 30 | 26
12 | 25 | 2034 | 2034-12-25 | 31.8 | 16.5 | 17.9 | 23.2 | 25 | 22.5 | 26.7 | 12 | 25 | 2034 | 2034-12-25 | 25 | 8.5 | 14.5 | 21.5 | 17.5 | 29.5 | 25.5
12 | 26 | 2034 | 2034-12-26 | 32.1 | 17.2 | 18.2 | 23.9 | 26.3 | 24.1 | 27.2 | 12 | 26 | 2034 | 2034-12-26 | 27.5 | 15 | 21.5 | 17.5 | 25 | 17.5 | 25.5
12 | 27 | 2034 | 2034-12-27 | 32.2 | 19 | 18.3 | 24.3 | 26.9 | 23.7 | 26.2 | 12 | 27 | 2034 | 2034-12-27 | 30 | 18.5 | 22.5 | 19.5 | 23.5 | 17.5 | 27
12 | 28 | 2034 | 2034-12-28 | 31.9 | 18.7 | 18.6 | 24.4 | 25.4 | 22.6 | 27.1 | 12 | 28 | 2034 | 2034-12-28 | 27 | 20 | 19 | 15 | 19 | 12.5 | 26.5
12 | 29 | 2034 | 2034-12-29 | 31.8 | 19.4 | 18.7 | 24.4 | 24.1 | 22.9 | 27.4 | 12 | 29 | 2034 | 2034-12-29 | 41 | 24 | 28 | 25 | 29 | 23 | 26.5
12 | 30 | 2034 | 2034-12-30 | 31.9 | 18.9 | 19.5 | 23.2 | 24.4 | 22.5 | 27.7 | 12 | 30 | 2034 | 2034-12-30 | 47.5 | 29.5 | 32.5 | 40.5 | 40.5 | 34.5 | 36.5
12 | 31 | 2034 | 2034-12-31 | 30.6 | 18 | 18.7 | 22.4 | 24.8 | 20.9 | 26 | 12 | 31 | 2034 | 2034-12-31 | 55 | 32.5 | 33 | 48 | 43 | 41.5 | 43
1 | 1 | 2035 | 2035-01-01 | 31 | 17.5 | 18.1 | 23 | 24.8 | 20.8 | 25.1 | 1 | 1 | 2035 | 2035-01-01 | 58 | 30.5 | 32.5 | 50.5 | 39.5 | 45 | 43.5
1 | 2 | 2035 | 2035-01-02 | 31.5 | 19.6 | 18.9 | 23.8 | 26.8 | 22.8 | 27.6 | 1 | 2 | 2035 | 2035-01-02 | 51.5 | 29 | 31 | 48 | 42.5 | 44.5 | 41
1 | 3 | 2035 | 2035-01-03 | 32.2 | 19.2 | 18.8 | 23.8 | 27.9 | 23.6 | 27.5 | 1 | 3 | 2035 | 2035-01-03 | 55 | 28.5 | 30 | 48.5 | 39 | 43.5 | 43.5
1 | 4 | 2035 | 2035-01-04 | 31.8 | 19.2 | 19.4 | 23.8 | 27.9 | 22.4 | 27.4 | 1 | 4 | 2035 | 2035-01-04 | 55.5 | 27.5 | 30.5 | 47 | 37 | 42 | 41.5
1 | 5 | 2035 | 2035-01-05 | 31.9 | 20.5 | 20.5 | 25 | 28.2 | 23.8 | 28.6 | 1 | 5 | 2035 | 2035-01-05 | 42.5 | 19 | 21.5 | 32.5 | 22 | 28 | 33
1 | 6 | 2035 | 2035-01-06 | 33.2 | 19.6 | 20.3 | 24.9 | 26.7 | 23.5 | 28.9 | 1 | 6 | 2035 | 2035-01-06 | 41 | 15.5 | 17 | 23.5 | 20 | 21.5 | 31
1 | 7 | 2035 | 2035-01-07 | 30.7 | 17.7 | 18.6 | 24.4 | 24.2 | 21.6 | 25.9 | 1 | 7 | 2035 | 2035-01-07 | 39.5 | 16.5 | 20 | 20.5 | 28 | 19.5 | 28
1 | 8 | 2035 | 2035-01-08 | 30.6 | 17.7 | 18.3 | 23.4 | 23.1 | 22.2 | 26.5 | 1 | 8 | 2035 | 2035-01-08 | 39.5 | 22 | 28.5 | 25 | 31.5 | 23 | 26.5
1 | 9 | 2035 | 2035-01-09 | 31 | 18.1 | 18.2 | 22.8 | 23.5 | 21.3 | 27.1 | 1 | 9 | 2035 | 2035-01-09 | 41 | 27.5 | 28.5 | 32 | 32.5 | 29 | 34
1 | 10 | 2035 | 2035-01-10 | 30.8 | 17.6 | 17.8 | 22.7 | 25.4 | 21 | 26.5 | 1 | 10 | 2035 | 2035-01-10 | 45.5 | 27.5 | 29 | 35 | 36 | 34 | 33.5
1 | 11 | 2035 | 2035-01-11 | 30.4 | 17.7 | 17.3 | 21.6 | 25.3 | 19.2 | 24.8 | 1 | 11 | 2035 | 2035-01-11 | 49 | 28 | 29.5 | 43.5 | 38.5 | 39.5 | 35.5
1 | 12 | 2035 | 2035-01-12 | 30.2 | 17.5 | 17.3 | 20.9 | 24.8 | 19.4 | 24.7 | 1 | 12 | 2035 | 2035-01-12 | 36.5 | 21 | 22 | 24.5 | 21 | 22.5 | 33
1 | 13 | 2035 | 2035-01-13 | 29.8 | 17.9 | 18 | 21.8 | 25 | 19.8 | 25 | 1 | 13 | 2035 | 2035-01-13 | 29 | 14 | 13.5 | 11 | 15 | 10 | 25.5
1 | 14 | 2035 | 2035-01-14 | 31.8 | 18.4 | 18.4 | 22.6 | 24.7 | 21.3 | 24.1 | 1 | 14 | 2035 | 2035-01-14 | 25.5 | 8.5 | 11 | 7.5 | 16.5 | 5 | 15
1 | 15 | 2035 | 2035-01-15 | 30.9 | 18.4 | 18.4 | 21.7 | 24.2 | 20.4 | 25 | 1 | 15 | 2035 | 2035-01-15 | 23.5 | 9 | 12 | 13 | 18.5 | 7 | 22
1 | 16 | 2035 | 2035-01-16 | 29.5 | 17.2 | 17.3 | 20 | 22.7 | 18.4 | 24.3 | 1 | 16 | 2035 | 2035-01-16 | 25 | 7.5 | 9 | 6.5 | 12 | 3 | 12
1 | 17 | 2035 | 2035-01-17 | 29.3 | 16.7 | 16.7 | 20.6 | 22.7 | 19.1 | 24.7 | 1 | 17 | 2035 | 2035-01-17 | 23 | 11.5 | 15.5 | 12 | 17.5 | 10.5 | 13.5
1 | 18 | 2035 | 2035-01-18 | 29.1 | 18.1 | 17.4 | 21.8 | 22.8 | 20.8 | 24.1 | 1 | 18 | 2035 | 2035-01-18 | 33.5 | 22 | 20.5 | 22.5 | 24 | 19 | 24
1 | 19 | 2035 | 2035-01-19 | 31.1 | 18 | 18 | 23.9 | 25.8 | 22.6 | 25.7 | 1 | 19 | 2035 | 2035-01-19 | 38.5 | 24 | 25 | 25 | 29 | 22.5 | 27
1 | 20 | 2035 | 2035-01-20 | 33.9 | 18.4 | 19.6 | 24.9 | 25.4 | 23.3 | 25.7 | 1 | 20 | 2035 | 2035-01-20 | 43.5 | 21.5 | 26.5 | 23 | 26.5 | 20.5 | 25.5
1 | 21 | 2035 | 2035-01-21 | 32.4 | 18 | 18.5 | 23.3 | 23.8 | 21.4 | 25.7 | 1 | 21 | 2035 | 2035-01-21 | 36 | 16.5 | 18 | 15 | 19 | 13 | 21.5
1 | 22 | 2035 | 2035-01-22 | 31.8 | 16.9 | 17.7 | 22.6 | 24 | 20.4 | 25.9 | 1 | 22 | 2035 | 2035-01-22 | 29.5 | 18.5 | 22.5 | 18 | 23 | 16 | 18
1 | 23 | 2035 | 2035-01-23 | 30.4 | 17.2 | 17.6 | 21.5 | 22.9 | 19.9 | 24.8 | 1 | 23 | 2035 | 2035-01-23 | 32.5 | 14.5 | 20 | 16 | 19.5 | 10.5 | 20.5
1 | 24 | 2035 | 2035-01-24 | 31.2 | 18.3 | 18.3 | 22.5 | 23.7 | 21 | 24.8 | 1 | 24 | 2035 | 2035-01-24 | 26.5 | 13.5 | 19 | 10 | 13.5 | 9 | 22
1 | 25 | 2035 | 2035-01-25 | 31.8 | 18.9 | 18.1 | 24 | 24.4 | 22.4 | 24.7 | 1 | 25 | 2035 | 2035-01-25 | 27.5 | 13.5 | 20 | 15 | 20 | 14.5 | 19
1 | 26 | 2035 | 2035-01-26 | 32.3 | 18 | 18.7 | 24.3 | 24.7 | 22.8 | 25.6 | 1 | 26 | 2035 | 2035-01-26 | 30.5 | 14 | 19 | 19.5 | 20.5 | 21.5 | 26
1 | 27 | 2035 | 2035-01-27 | 32.7 | 17.9 | 18.2 | 23.7 | 23.5 | 23.1 | 25.9 | 1 | 27 | 2035 | 2035-01-27 | 27.5 | 18 | 21 | 24.5 | 15 | 23.5 | 23.5
1 | 28 | 2035 | 2035-01-28 | 31.4 | 20 | 19.4 | 22.9 | 23.2 | 21.2 | 25.7 | 1 | 28 | 2035 | 2035-01-28 | 27.5 | 17.5 | 20 | 20 | 17 | 18 | 20
1 | 29 | 2035 | 2035-01-29 | 32.2 | 19.2 | 18.9 | 25 | 25.5 | 23.2 | 27.3 | 1 | 29 | 2035 | 2035-01-29 | 29 | 16.5 | 14.5 | 16.5 | 20.5 | 14 | 21
1 | 30 | 2035 | 2035-01-30 | 31.1 | 18.2 | 18.6 | 24.7 | 25.2 | 23.8 | 25.6 | 1 | 30 | 2035 | 2035-01-30 | 26.5 | 25 | 22.5 | 27 | 19.5 | 23.5 | 27
1 | 31 | 2035 | 2035-01-31 | 31.1 | 18.6 | 18.2 | 24.3 | 24.3 | 23.2 | 26.1 | 1 | 31 | 2035 | 2035-01-31 | 34 | 27 | 22.5 | 33 | 31 | 32 | 29
2 | 1 | 2035 | 2035-02-01 | 31.7 | 16.7 | 17.8 | 22.8 | 24.2 | 22 | 24.6 | 2 | 1 | 2035 | 2035-02-01 | 44 | 26.5 | 25 | 37.5 | 38 | 36 | 34
2 | 2 | 2035 | 2035-02-02 | 30.9 | 15.2 | 16 | 21.7 | 23.9 | 19.4 | 23.7 | 2 | 2 | 2035 | 2035-02-02 | 42.5 | 25.5 | 21.5 | 36 | 37.5 | 34.5 | 35
2 | 3 | 2035 | 2035-02-03 | 27.9 | 15.8 | 16.9 | 21.4 | 22.8 | 18.7 | 23.7 | 2 | 3 | 2035 | 2035-02-03 | 36.5 | 17 | 24.5 | 31.5 | 24 | 29.5 | 30.5
2 | 4 | 2035 | 2035-02-04 | 28.6 | 16.7 | 18.5 | 22.1 | 23.4 | 20.3 | 24.3 | 2 | 4 | 2035 | 2035-02-04 | 26.5 | 11 | 15.5 | 15.5 | 16.5 | 17 | 16.5
2 | 5 | 2035 | 2035-02-05 | 28 | 17 | 18.2 | 22.3 | 23.3 | 19.2 | 23.7 | 2 | 5 | 2035 | 2035-02-05 | 20.5 | 15.5 | 19 | 14.5 | 14 | 13.5 | 18.5
2 | 6 | 2035 | 2035-02-06 | 26.9 | 16.7 | 17 | 20.4 | 21.7 | 19.1 | 23.3 | 2 | 6 | 2035 | 2035-02-06 | 26 | 15.5 | 14.5 | 17 | 15 | 14 | 18
2 | 7 | 2035 | 2035-02-07 | 28.9 | 16.7 | 18 | 21.3 | 22.6 | 19.2 | 23.1 | 2 | 7 | 2035 | 2035-02-07 | 24 | 15.5 | 21 | 18 | 24 | 15.5 | 18
2 | 8 | 2035 | 2035-02-08 | 27.6 | 17 | 17.5 | 22.2 | 22.1 | 19.2 | 22.6 | 2 | 8 | 2035 | 2035-02-08 | 28.5 | 23 | 25 | 25.5 | 28.5 | 22.5 | 24
2 | 9 | 2035 | 2035-02-09 | 25.9 | 15.7 | 16.9 | 20.6 | 21 | 19.2 | 21.5 | 2 | 9 | 2035 | 2035-02-09 | 33 | 25 | 26 | 26 | 32.5 | 23 | 25.5
2 | 10 | 2035 | 2035-02-10 | 26 | 16 | 17.3 | 19.6 | 20.8 | 17.6 | 20.9 | 2 | 10 | 2035 | 2035-02-10 | 33.5 | 23.5 | 26 | 21.5 | 26 | 19.5 | 25
2 | 11 | 2035 | 2035-02-11 | 24.8 | 15.2 | 16.4 | 19.3 | 20.3 | 16.8 | 19.6 | 2 | 11 | 2035 | 2035-02-11 | 31 | 17.5 | 22 | 13 | 18 | 12 | 22
2 | 12 | 2035 | 2035-02-12 | 25.1 | 14.4 | 15.6 | 19.6 | 21.3 | 16.7 | 19.4 | 2 | 12 | 2035 | 2035-02-12 | 21 | 11.5 | 19.5 | 5.5 | 13 | 3 | 15.5
2 | 13 | 2035 | 2035-02-13 | 26 | 15 | 16.2 | 19.7 | 22.6 | 16.2 | 20.3 | 2 | 13 | 2035 | 2035-02-13 | 19.5 | 14 | 16.5 | 11.5 | 23 | 9 | 17.5
2 | 14 | 2035 | 2035-02-14 | 26.3 | 16 | 17.1 | 19.8 | 22.1 | 16.9 | 20.7 | 2 | 14 | 2035 | 2035-02-14 | 15 | 12.5 | 16 | 12 | 16 | 9.5 | 16
2 | 15 | 2035 | 2035-02-15 | 28.2 | 16.4 | 17.8 | 20.3 | 22.5 | 19.1 | 21.6 | 2 | 15 | 2035 | 2035-02-15 | 13.5 | 15 | 24.5 | 19.5 | 24.5 | 17.5 | 18.5
2 | 16 | 2035 | 2035-02-16 | 27.4 | 17.5 | 18.3 | 22.1 | 24 | 20.3 | 22.4 | 2 | 16 | 2035 | 2035-02-16 | 30.5 | 17 | 21.5 | 24.5 | 29 | 21.5 | 25
2 | 17 | 2035 | 2035-02-17 | 27.9 | 17.5 | 19 | 21.4 | 23.5 | 20 | 21 | 2 | 17 | 2035 | 2035-02-17 | 32.5 | 20 | 24.5 | 22 | 32 | 20 | 27.5
2 | 18 | 2035 | 2035-02-18 | 27.4 | 17 | 18.8 | 21.2 | 23.9 | 19.2 | 21.2 | 2 | 18 | 2035 | 2035-02-18 | 29 | 20 | 23.5 | 22.5 | 32 | 22 | 27
2 | 19 | 2035 | 2035-02-19 | 26.6 | 16.5 | 17.4 | 19.7 | 23.6 | 18.6 | 20.9 | 2 | 19 | 2035 | 2035-02-19 | 30.5 | 23 | 22.5 | 27 | 34.5 | 25.5 | 23.5
2 | 20 | 2035 | 2035-02-20 | 24.1 | 15.8 | 16.3 | 18.8 | 20.8 | 17.1 | 18.4 | 2 | 20 | 2035 | 2035-02-20 | 31.5 | 26 | 28 | 24 | 34 | 22 | 27.5
2 | 21 | 2035 | 2035-02-21 | 24.1 | 14.9 | 16.7 | 18.8 | 20.3 | 18.3 | 18.4 | 2 | 21 | 2035 | 2035-02-21 | 36 | 24.5 | 23.5 | 22 | 34 | 21 | 26
2 | 22 | 2035 | 2035-02-22 | 24 | 15.5 | 17.1 | 19.1 | 22.2 | 18.9 | 18.8 | 2 | 22 | 2035 | 2035-02-22 | 31.5 | 22 | 25 | 22 | 29 | 20 | 21.5
2 | 23 | 2035 | 2035-02-23 | 23.2 | 16.1 | 17 | 18.4 | 20.3 | 17.4 | 19 | 2 | 23 | 2035 | 2035-02-23 | 35 | 29 | 27.5 | 25 | 30.5 | 22.5 | 24
2 | 24 | 2035 | 2035-02-24 | 22.1 | 16.3 | 17.1 | 16.6 | 18.7 | 15 | 18.6 | 2 | 24 | 2035 | 2035-02-24 | 34 | 35 | 30.5 | 36 | 38.5 | 32.5 | 36
2 | 25 | 2035 | 2035-02-25 | 23 | 15.4 | 16.7 | 16.9 | 20.1 | 15.4 | 19.2 | 2 | 25 | 2035 | 2035-02-25 | 44.5 | 35.5 | 33.5 | 45 | 51 | 43.5 | 42.5
2 | 26 | 2035 | 2035-02-26 | 21.7 | 15.8 | 16.3 | 16.7 | 19.9 | 15 | 18 | 2 | 26 | 2035 | 2035-02-26 | 48.5 | 34 | 37 | 40.5 | 46.5 | 37 | 42.5
2 | 27 | 2035 | 2035-02-27 | 22.5 | 14.8 | 15.1 | 16.6 | 18.5 | 14 | 17.4 | 2 | 27 | 2035 | 2035-02-27 | 37 | 23 | 27.5 | 23 | 27 | 21 | 28.5
2 | 28 | 2035 | 2035-02-28 | 23 | 14.5 | 15.5 | 15.5 | 19.6 | 14.4 | 18.3 | 2 | 28 | 2035 | 2035-02-28 | 24 | 20.5 | 23.5 | 18 | 19.5 | 14.5 | 21.5
3 | 1 | 2035 | 2035-03-01 | 23.4 | 15.7 | 17.1 | 16.1 | 19.2 | 15.1 | 19.6 | 3 | 1 | 2035 | 2035-03-01 | 20 | 23 | 25.5 | 20.5 | 16 | 18 | 23.5
3 | 2 | 2035 | 2035-03-02 | 24.4 | 16 | 17.7 | 17.6 | 19.7 | 15.4 | 19.6 | 3 | 2 | 2035 | 2035-03-02 | 18.5 | 15 | 19.5 | 14 | 18.5 | 12 | 18
3 | 3 | 2035 | 2035-03-03 | 22.7 | 17.9 | 17.8 | 17.7 | 20.9 | 15.7 | 18.6 | 3 | 3 | 2035 | 2035-03-03 | 24.5 | 17.5 | 24.5 | 18 | 23 | 14.5 | 22
3 | 4 | 2035 | 2035-03-04 | 24.7 | 16.8 | 18.1 | 17.4 | 21.4 | 16 | 18.2 | 3 | 4 | 2035 | 2035-03-04 | 26.5 | 21.5 | 24.5 | 18.5 | 22.5 | 16.5 | 26.5
3 | 5 | 2035 | 2035-03-05 | 23 | 15.9 | 16.9 | 17.8 | 20.9 | 16 | 18.2 | 3 | 5 | 2035 | 2035-03-05 | 22.5 | 17.5 | 20 | 17 | 19 | 14 | 21.5
3 | 6 | 2035 | 2035-03-06 | 24.2 | 14.8 | 15.6 | 16.4 | 19.2 | 14.8 | 18 | 3 | 6 | 2035 | 2035-03-06 | 22.5 | 20.5 | 23.5 | 19 | 22 | 17 | 18.5
3 | 7 | 2035 | 2035-03-07 | 22.6 | 14.2 | 15.2 | 15.7 | 18.6 | 13.9 | 17.2 | 3 | 7 | 2035 | 2035-03-07 | 28 | 22.5 | 20.5 | 22.5 | 24 | 18.5 | 20.5
3 | 8 | 2035 | 2035-03-08 | 21.8 | 15.1 | 15 | 15.8 | 19 | 12.3 | 16.8 | 3 | 8 | 2035 | 2035-03-08 | 31 | 18.5 | 17 | 17 | 18.5 | 14.5 | 16.5
3 | 9 | 2035 | 2035-03-09 | 21.1 | 15 | 16 | 15.5 | 19.6 | 13.4 | 17.6 | 3 | 9 | 2035 | 2035-03-09 | 22.5 | 12.5 | 14.5 | 10 | 10.5 | 8 | 11
3 | 10 | 2035 | 2035-03-10 | 21.3 | 14.1 | 15.6 | 15.6 | 19.5 | 14.2 | 17.6 | 3 | 10 | 2035 | 2035-03-10 | 20.5 | 11.5 | 16.5 | 13.5 | 20.5 | 8 | 12
3 | 11 | 2035 | 2035-03-11 | 21.5 | 13.8 | 14.7 | 14.8 | 18.7 | 13 | 16.9 | 3 | 11 | 2035 | 2035-03-11 | 26.5 | 14 | 19 | 18 | 24 | 15 | 18
3 | 12 | 2035 | 2035-03-12 | 22 | 14 | 14.7 | 15.4 | 19 | 12.7 | 15.7 | 3 | 12 | 2035 | 2035-03-12 | 26 | 13.5 | 18 | 14 | 21 | 10.5 | 19.5
3 | 13 | 2035 | 2035-03-13 | 21 | 14 | 14.3 | 14.9 | 19.4 | 12.3 | 15.4 | 3 | 13 | 2035 | 2035-03-13 | 22 | 11 | 17.5 | 16 | 14 | 10 | 23
3 | 14 | 2035 | 2035-03-14 | 20.6 | 13.1 | 14.7 | 14.7 | 18.1 | 12.1 | 15.3 | 3 | 14 | 2035 | 2035-03-14 | 16.5 | 12 | 14.5 | 13.5 | 18 | 10 | 11
3 | 15 | 2035 | 2035-03-15 | 20.5 | 13.5 | 14.6 | 14.1 | 18.6 | 11.4 | 14.9 | 3 | 15 | 2035 | 2035-03-15 | 17.5 | 11 | 15.5 | 11.5 | 17.5 | 10 | 13
3 | 16 | 2035 | 2035-03-16 | 19.9 | 13.4 | 14.3 | 13.8 | 17.1 | 10.8 | 15 | 3 | 16 | 2035 | 2035-03-16 | 25.5 | 14.5 | 18.5 | 20.5 | 23.5 | 15 | 18
3 | 17 | 2035 | 2035-03-17 | 19.8 | 13.9 | 13.8 | 13.3 | 16 | 10.6 | 15.6 | 3 | 17 | 2035 | 2035-03-17 | 28.5 | 14.5 | 19 | 18.5 | 23 | 16.5 | 22
3 | 18 | 2035 | 2035-03-18 | 18.5 | 13.4 | 13.6 | 13.1 | 15.6 | 10.4 | 14.5 | 3 | 18 | 2035 | 2035-03-18 | 20 | 14.5 | 20.5 | 15 | 21.5 | 11 | 22.5
3 | 19 | 2035 | 2035-03-19 | 17.8 | 12.2 | 12.3 | 12.7 | 14.8 | 10.2 | 13.3 | 3 | 19 | 2035 | 2035-03-19 | 24.5 | 14.5 | 18 | 19 | 26 | 15.5 | 21
3 | 20 | 2035 | 2035-03-20 | 18.2 | 12.2 | 12.2 | 13.1 | 15.7 | 11 | 14.9 | 3 | 20 | 2035 | 2035-03-20 | 27.5 | 14.5 | 15.5 | 14 | 23.5 | 13.5 | 22
3 | 21 | 2035 | 2035-03-21 | 17.6 | 12 | 12.6 | 11.8 | 15.9 | 10.9 | 14.1 | 3 | 21 | 2035 | 2035-03-21 | 26 | 13 | 16.5 | 19.5 | 22 | 16.5 | 16
3 | 22 | 2035 | 2035-03-22 | 16.8 | 11.6 | 12.5 | 12.2 | 17.1 | 10.7 | 14.4 | 3 | 22 | 2035 | 2035-03-22 | 27 | 15.5 | 19 | 19.5 | 24 | 16 | 21
3 | 23 | 2035 | 2035-03-23 | 17.6 | 11.8 | 12.3 | 13.6 | 18.8 | 10.7 | 15 | 3 | 23 | 2035 | 2035-03-23 | 27.5 | 14.5 | 12.5 | 17.5 | 24 | 13 | 20
3 | 24 | 2035 | 2035-03-24 | 17.8 | 12.7 | 13.2 | 12.8 | 19.2 | 11.4 | 14.3 | 3 | 24 | 2035 | 2035-03-24 | 18.5 | 6 | 13 | 10 | 21.5 | 7 | 13
3 | 25 | 2035 | 2035-03-25 | 17.2 | 12.6 | 14.4 | 12.4 | 18.2 | 10.8 | 15.1 | 3 | 25 | 2035 | 2035-03-25 | 23.5 | 12.5 | 16 | 17 | 24 | 14.5 | 18.5
3 | 26 | 2035 | 2035-03-26 | 17.3 | 13.3 | 14.5 | 12.5 | 18.8 | 10.5 | 14.9 | 3 | 26 | 2035 | 2035-03-26 | 24 | 15 | 18 | 18.5 | 23.5 | 14 | 22.5
3 | 27 | 2035 | 2035-03-27 | 17.7 | 12.5 | 13.2 | 11.7 | 17.7 | 10.4 | 14.5 | 3 | 27 | 2035 | 2035-03-27 | 27.5 | 10.5 | 19 | 18 | 25 | 15 | 21
3 | 28 | 2035 | 2035-03-28 | 16.9 | 11.5 | 13.1 | 11.3 | 15.7 | 9.2 | 12.7 | 3 | 28 | 2035 | 2035-03-28 | 23.5 | 11 | 17.5 | 16.5 | 21.5 | 15 | 16
3 | 29 | 2035 | 2035-03-29 | 16.2 | 11.2 | 13.1 | 10.5 | 17 | 8.4 | 12.2 | 3 | 29 | 2035 | 2035-03-29 | 21 | 11.5 | 15.5 | 15 | 15.5 | 12.5 | 11
3 | 30 | 2035 | 2035-03-30 | 16.6 | 12.5 | 14 | 11.6 | 18.5 | 10.4 | 12.9 | 3 | 30 | 2035 | 2035-03-30 | 17 | 10 | 11 | 8 | 7 | 5.5 | 5.5
3 | 31 | 2035 | 2035-03-31 | 18.5 | 12.5 | 14.7 | 12.1 | 18.5 | 11 | 14 | 3 | 31 | 2035 | 2035-03-31 | 7 | 8 | 10 | 3 | 7.5 | 3 | 1.5
4 | 1 | 2035 | 2035-04-01 | 18 | 12.6 | 13.1 | 12.6 | 16.4 | 10.4 | 12.9 | 4 | 1 | 2035 | 2035-04-01 | 5 | 14.5 | 16.5 | 4 | 9 | 1.5 | 6
4 | 2 | 2035 | 2035-04-02 | 15.6 | 11.3 | 12.5 | 11.2 | 15.2 | 8.3 | 12.3 | 4 | 2 | 2035 | 2035-04-02 | 21.5 | 13.5 | 18 | 14.5 | 19 | 11 | 13
4 | 3 | 2035 | 2035-04-03 | 14.7 | 10.9 | 12.6 | 9.8 | 15.9 | 7.6 | 11.5 | 4 | 3 | 2035 | 2035-04-03 | 22.5 | 15 | 19 | 16 | 25.5 | 15 | 16.5
4 | 4 | 2035 | 2035-04-04 | 14.4 | 11.7 | 11.8 | 9.6 | 14.6 | 7.6 | 11.2 | 4 | 4 | 2035 | 2035-04-04 | 19 | 16.5 | 18 | 14.5 | 14 | 12.5 | 13.5
4 | 5 | 2035 | 2035-04-05 | 14.9 | 11.4 | 12.3 | 9.6 | 15.7 | 7.5 | 11.4 | 4 | 5 | 2035 | 2035-04-05 | 20.5 | 14.5 | 17.5 | 14.5 | 24 | 11.5 | 12
4 | 6 | 2035 | 2035-04-06 | 14.7 | 11.2 | 11.6 | 9.1 | 15.5 | 7.6 | 11 | 4 | 6 | 2035 | 2035-04-06 | 26.5 | 17.5 | 21 | 20.5 | 28 | 17.5 | 19
4 | 7 | 2035 | 2035-04-07 | 15.4 | 10.6 | 11.7 | 11.1 | 15.5 | 9.2 | 11.5 | 4 | 7 | 2035 | 2035-04-07 | 30 | 18.5 | 22.5 | 23 | 29.5 | 20.5 | 22.5
4 | 8 | 2035 | 2035-04-08 | 16.5 | 11.3 | 11.6 | 12.2 | 17.2 | 8.8 | 12 | 4 | 8 | 2035 | 2035-04-08 | 25.5 | 16.5 | 19 | 19.5 | 25 | 18.5 | 17
4 | 9 | 2035 | 2035-04-09 | 15.1 | 11.2 | 11.2 | 10.9 | 16.6 | 7.8 | 11.3 | 4 | 9 | 2035 | 2035-04-09 | 19.5 | 11.5 | 15 | 16.5 | 24.5 | 13 | 10
4 | 10 | 2035 | 2035-04-10 | 14.4 | 11.5 | 12.5 | 10.7 | 15.5 | 8.2 | 11.5 | 4 | 10 | 2035 | 2035-04-10 | 19 | 10 | 19 | 9 | 15 | 6.5 | 9
4 | 11 | 2035 | 2035-04-11 | 14.7 | 10.6 | 12.1 | 10 | 14.6 | 8.3 | 10.9 | 4 | 11 | 2035 | 2035-04-11 | 18.5 | 13.5 | 18 | 16 | 25 | 11.5 | 15.5
4 | 12 | 2035 | 2035-04-12 | 15.2 | 11 | 12.4 | 9.5 | 15.8 | 7.8 | 10.3 | 4 | 12 | 2035 | 2035-04-12 | 22.5 | 14.5 | 20 | 19 | 24 | 14 | 21
4 | 13 | 2035 | 2035-04-13 | 14.7 | 11.6 | 12.2 | 8.9 | 15.6 | 8.8 | 11 | 4 | 13 | 2035 | 2035-04-13 | 22 | 13 | 20 | 17.5 | 21.5 | 15 | 13.5
4 | 14 | 2035 | 2035-04-14 | 14 | 11.4 | 11.3 | 9 | 14.9 | 6.9 | 9.5 | 4 | 14 | 2035 | 2035-04-14 | 23 | 20.5 | 20.5 | 17 | 17 | 13.5 | 13.5
4 | 15 | 2035 | 2035-04-15 | 14 | 10.9 | 10.8 | 9.5 | 14.4 | 7.6 | 10.1 | 4 | 15 | 2035 | 2035-04-15 | 21.5 | 18 | 18 | 14.5 | 12.5 | 10.5 | 19.5
4 | 16 | 2035 | 2035-04-16 | 14.4 | 9.7 | 10.9 | 8.5 | 13.7 | 7 | 9.7 | 4 | 16 | 2035 | 2035-04-16 | 13 | 15 | 13 | 7 | 14.5 | 4.5 | 7.5
4 | 17 | 2035 | 2035-04-17 | 12.8 | 9.1 | 11.3 | 8.8 | 13.7 | 6.2 | 10.6 | 4 | 17 | 2035 | 2035-04-17 | 16.5 | 16.5 | 19 | 15 | 18.5 | 14.5 | 16.5
4 | 18 | 2035 | 2035-04-18 | 13 | 9.8 | 10.7 | 8.4 | 12.5 | 7 | 9.9 | 4 | 18 | 2035 | 2035-04-18 | 24.5 | 16 | 21 | 19.5 | 22 | 16.5 | 16.5
4 | 19 | 2035 | 2035-04-19 | 12.3 | 9.2 | 10.7 | 8.5 | 11 | 6.6 | 8.9 | 4 | 19 | 2035 | 2035-04-19 | 26.5 | 14 | 20.5 | 18 | 25 | 15.5 | 20.5
4 | 20 | 2035 | 2035-04-20 | 11.3 | 8.6 | 10.8 | 7.5 | 12.1 | 5.5 | 8.2 | 4 | 20 | 2035 | 2035-04-20 | 24.5 | 17 | 19 | 18 | 20 | 17.5 | 17.5
4 | 21 | 2035 | 2035-04-21 | 11 | 8.8 | 10.4 | 7.1 | 12.1 | 4.9 | 7.9 | 4 | 21 | 2035 | 2035-04-21 | 26 | 16 | 18 | 14.5 | 25 | 14.5 | 15.5
4 | 22 | 2035 | 2035-04-22 | 11.7 | 9.1 | 10.8 | 7.2 | 11.4 | 5.3 | 8.2 | 4 | 22 | 2035 | 2035-04-22 | 25 | 12.5 | 18 | 16 | 23.5 | 13.5 | 18
4 | 23 | 2035 | 2035-04-23 | 13.3 | 8.3 | 10.1 | 8.1 | 12.6 | 6.1 | 8.6 | 4 | 23 | 2035 | 2035-04-23 | 23.5 | 11.5 | 9 | 11.5 | 17 | 11 | 15.5
4 | 24 | 2035 | 2035-04-24 | 13.9 | 8.3 | 10.3 | 9.2 | 14.2 | 6.9 | 8.6 | 4 | 24 | 2035 | 2035-04-24 | 23 | 13 | 21.5 | 12.5 | 14.5 | 9 | 11.5
4 | 25 | 2035 | 2035-04-25 | 14.1 | 8.4 | 9.4 | 8.2 | 13.9 | 6.3 | 7.4 | 4 | 25 | 2035 | 2035-04-25 | 18.5 | 13 | 19 | 11.5 | 19 | 9.5 | 12
4 | 26 | 2035 | 2035-04-26 | 13.3 | 7.6 | 8.6 | 7.5 | 11.8 | 5.4 | 7.4 | 4 | 26 | 2035 | 2035-04-26 | 21 | 10 | 15.5 | 12 | 22.5 | 10 | 13.5
4 | 27 | 2035 | 2035-04-27 | 10.6 | 6.6 | 7.7 | 6.1 | 10.3 | 5 | 6 | 4 | 27 | 2035 | 2035-04-27 | 19.5 | 13.5 | 19 | 12.5 | 20.5 | 9.5 | 16.5
4 | 28 | 2035 | 2035-04-28 | 9.8 | 6.7 | 7.8 | 5.6 | 9.8 | 4.5 | 6.1 | 4 | 28 | 2035 | 2035-04-28 | 23 | 14 | 24.5 | 14 | 22 | 11 | 15
4 | 29 | 2035 | 2035-04-29 | 10.1 | 7.3 | 7.7 | 5.8 | 10.5 | 4 | 5.8 | 4 | 29 | 2035 | 2035-04-29 | 21 | 14.5 | 25 | 15 | 21.5 | 15 | 14.5
4 | 30 | 2035 | 2035-04-30 | 9.2 | 6.2 | 8.2 | 4.9 | 9.8 | 3.9 | 5.1 | 4 | 30 | 2035 | 2035-04-30 | 17.5 | 10.5 | 15 | 12 | 21.5 | 10 | 14
5 | 1 | 2035 | 2035-05-01 | 8.6 | 5.5 | 6.9 | 4.4 | 8.7 | 3.6 | 4.8 | 5 | 1 | 2035 | 2035-05-01 | 19.5 | 12 | 12.5 | 12 | 16.5 | 7 | 12.5
5 | 2 | 2035 | 2035-05-02 | 6.3 | 5 | 6.2 | 4 | 8 | 3 | 4 | 5 | 2 | 2035 | 2035-05-02 | 16 | 12 | 17 | 11.5 | 12.5 | 7.5 | 10.5
5 | 3 | 2035 | 2035-05-03 | 6.7 | 5.8 | 5.9 | 3.4 | 8.3 | 2.4 | 3.4 | 5 | 3 | 2035 | 2035-05-03 | 20 | 9.5 | 14.5 | 14 | 16.5 | 11 | 6
5 | 4 | 2035 | 2035-05-04 | 9.6 | 5.3 | 6.3 | 4.2 | 9.7 | 2.9 | 4.9 | 5 | 4 | 2035 | 2035-05-04 | 18 | 8.5 | 11.5 | 10 | 11 | 7 | 11.5
5 | 5 | 2035 | 2035-05-05 | 7.4 | 5.2 | 6.5 | 3.4 | 8.5 | 3 | 4.1 | 5 | 5 | 2035 | 2035-05-05 | 7 | 9.5 | 10 | 5 | 10 | 2.5 | 5.5
5 | 6 | 2035 | 2035-05-06 | 7 | 5.3 | 6.1 | 3.1 | 7.7 | 1.8 | 3.3 | 5 | 6 | 2035 | 2035-05-06 | 12.5 | 10 | 11.5 | 7.5 | 9.5 | 6 | 5
5 | 7 | 2035 | 2035-05-07 | 6 | 5 | 6.1 | 2.7 | 7.4 | 1.4 | 3.5 | 5 | 7 | 2035 | 2035-05-07 | 9 | 9.5 | 10 | 8.5 | 15.5 | 6 | 10
5 | 8 | 2035 | 2035-05-08 | 5.7 | 4.8 | 5.9 | 2.1 | 6.8 | 1.5 | 2.6 | 5 | 8 | 2035 | 2035-05-08 | 18 | 11.5 | 11 | 10.5 | 18 | 8 | 14
5 | 9 | 2035 | 2035-05-09 | 6.1 | 4.4 | 6.5 | 2.1 | 7.2 | 1.5 | 2.8 | 5 | 9 | 2035 | 2035-05-09 | 19.5 | 6.5 | 10 | 10.5 | 15 | 7.5 | 0
5 | 10 | 2035 | 2035-05-10 | 6.8 | 4.2 | 5.5 | 2.5 | 8.3 | 1.7 | 3.9 | 5 | 10 | 2035 | 2035-05-10 | 5 | 6 | 7 | 4.5 | 11 | 3 | 0.5
5 | 11 | 2035 | 2035-05-11 | 6.7 | 4 | 4.8 | 3.1 | 7.6 | 2.1 | 3.5 | 5 | 11 | 2035 | 2035-05-11 | 8.5 | 11 | 14.5 | 0 | 4.5 | 0 | 0.5
5 | 12 | 2035 | 2035-05-12 | 6.7 | 4.3 | 4.6 | 2.5 | 7 | 1.7 | 2.9 | 5 | 12 | 2035 | 2035-05-12 | 12 | 11 | 12 | 7.5 | 9.5 | 7.5 | 9.5
5 | 13 | 2035 | 2035-05-13 | 6.8 | 2.9 | 3.9 | 2.4 | 7.6 | 1.7 | 2.2 | 5 | 13 | 2035 | 2035-05-13 | 1.5 | 6 | 9 | 4 | 12 | 0 | 4
5 | 14 | 2035 | 2035-05-14 | 6.1 | 3.6 | 4.3 | 3 | 6.4 | 2 | 2.7 | 5 | 14 | 2035 | 2035-05-14 | 0 | 5 | 6.5 | 0 | 8.5 | 0 | 0
5 | 15 | 2035 | 2035-05-15 | 5.6 | 3.4 | 4.4 | 2.2 | 5.5 | 1.6 | 2.8 | 5 | 15 | 2035 | 2035-05-15 | 15.5 | 9 | 12.5 | 9.5 | 14 | 5 | 4.5
5 | 16 | 2035 | 2035-05-16 | 5.6 | 3.2 | 5.4 | 2.3 | 6.2 | 2.3 | 3.1 | 5 | 16 | 2035 | 2035-05-16 | 18.5 | 8.5 | 13 | 9 | 16 | 8.5 | 8.5
5 | 17 | 2035 | 2035-05-17 | 6.7 | 3.3 | 5.9 | 3.1 | 7.2 | 2.4 | 3.4 | 5 | 17 | 2035 | 2035-05-17 | 20.5 | 9 | 11.5 | 12.5 | 17 | 8.5 | 11.5
5 | 18 | 2035 | 2035-05-18 | 7.7 | 3.3 | 5.7 | 3.7 | 8.1 | 2.4 | 3.3 | 5 | 18 | 2035 | 2035-05-18 | 13 | 9.5 | 10 | 7 | 12.5 | 4.5 | 3.5
5 | 19 | 2035 | 2035-05-19 | 7.5 | 3.7 | 5.3 | 3.4 | 6.4 | 2 | 3.4 | 5 | 19 | 2035 | 2035-05-19 | 6 | 7 | 9.5 | 3 | 11 | 0 | 0
5 | 20 | 2035 | 2035-05-20 | 6 | 3.1 | 5.1 | 2.3 | 6 | 1.6 | 3.5 | 5 | 20 | 2035 | 2035-05-20 | 2 | 7 | 8 | 0 | 7.5 | 0 | 0
5 | 21 | 2035 | 2035-05-21 | 5.5 | 2.5 | 4.2 | 2.8 | 6.4 | 1.8 | 2.5 | 5 | 21 | 2035 | 2035-05-21 | 9.5 | 7.5 | 11 | 3.5 | 6.5 | 0 | 2.5
5 | 22 | 2035 | 2035-05-22 | 4.8 | 2.7 | 3.5 | 1.7 | 5.8 | 0.9 | 1.6 | 5 | 22 | 2035 | 2035-05-22 | 7 | 6 | 10 | 6 | 11.5 | 2 | 4.5
5 | 23 | 2035 | 2035-05-23 | 4.3 | 2.6 | 4.8 | 1.5 | 5.3 | 0.8 | 1.4 | 5 | 23 | 2035 | 2035-05-23 | 15 | 8 | 12.5 | 11.5 | 16.5 | 10 | 3
5 | 24 | 2035 | 2035-05-24 | 4.5 | 3 | 4.7 | 1.9 | 5.8 | 1 | 2.7 | 5 | 24 | 2035 | 2035-05-24 | 12 | 3.5 | 6.5 | 2.5 | 11 | 1.5 | 4
5 | 25 | 2035 | 2035-05-25 | 5.5 | 3.2 | 4.4 | 2.5 | 5.7 | 1.2 | 2.9 | 5 | 25 | 2035 | 2035-05-25 | 10.5 | 7 | 10.5 | 7 | 14 | 5 | 7
5 | 26 | 2035 | 2035-05-26 | 5.3 | 3.3 | 3.6 | 1.9 | 5.5 | 0.9 | 2.3 | 5 | 26 | 2035 | 2035-05-26 | 17 | 6.5 | 11.5 | 9 | 19 | 6 | 7
5 | 27 | 2035 | 2035-05-27 | 5 | 2.5 | 3.5 | 1.3 | 4.8 | 0.7 | 1.1 | 5 | 27 | 2035 | 2035-05-27 | 16 | 6.5 | 11 | 9 | 14 | 5 | 7.5
5 | 28 | 2035 | 2035-05-28 | 4.2 | 2.5 | 3.3 | 1.3 | 4.1 | 0.7 | 1.3 | 5 | 28 | 2035 | 2035-05-28 | 18 | 6 | 11.5 | 12 | 18 | 7.5 | 11.5
5 | 29 | 2035 | 2035-05-29 | 3.3 | 3.6 | 4.1 | 1.2 | 4.5 | 0.4 | 1.2 | 5 | 29 | 2035 | 2035-05-29 | 11.5 | 6.5 | 12.5 | 6.5 | 17 | 5.5 | 0
5 | 30 | 2035 | 2035-05-30 | 4 | 3.7 | 4.2 | 1.5 | 4.5 | 0.9 | 1.4 | 5 | 30 | 2035 | 2035-05-30 | 11 | 3.5 | 9.5 | 5 | 16 | 3 | 5.5
5 | 31 | 2035 | 2035-05-31 | 4.4 | 2.4 | 3.4 | 1.7 | 3.7 | 1.4 | 1.2 | 5 | 31 | 2035 | 2035-05-31 | 8 | 3 | 7 | 0.5 | 9.5 | 0 | 0
6 | 1 | 2035 | 2035-06-01 | 5 | 2.5 | 2.6 | 1.4 | 4.9 | 1 | 1.5 | 6 | 1 | 2035 | 2035-06-01 | 11 | 4 | 7.5 | 6.5 | 14 | 2 | 3.5
6 | 2 | 2035 | 2035-06-02 | 4.8 | 2.6 | 3.7 | 1.8 | 5.4 | 0.9 | 1 | 6 | 2 | 2035 | 2035-06-02 | 16.5 | 7 | 7 | 8.5 | 13.5 | 8 | 1
6 | 3 | 2035 | 2035-06-03 | 4 | 3 | 3 | 1.4 | 5.1 | 0.9 | 1 | 6 | 3 | 2035 | 2035-06-03 | 12 | 0 | 6.5 | 4.5 | 11 | 1 | 6
6 | 4 | 2035 | 2035-06-04 | 4.6 | 2.6 | 2.9 | 1.4 | 5.4 | 0.8 | 1.5 | 6 | 4 | 2035 | 2035-06-04 | 7 | 2 | 0 | 0 | 0 | 0 | 0
6 | 5 | 2035 | 2035-06-05 | 4.5 | 1.8 | 2.3 | 1.1 | 4.1 | 0.6 | 1.2 | 6 | 5 | 2035 | 2035-06-05 | 1 | 0.5 | 0 | 0 | 0 | 0 | 0
6 | 6 | 2035 | 2035-06-06 | 4.4 | 1 | 1.6 | 0.6 | 3.1 | 0.4 | 0.8 | 6 | 6 | 2035 | 2035-06-06 | 5 | 0 | 0 | 0 | 5 | 0 | 0
6 | 7 | 2035 | 2035-06-07 | 3.7 | 1.1 | 1.6 | 0.7 | 2.6 | 0.5 | 0.6 | 6 | 7 | 2035 | 2035-06-07 | 2.5 | 2.5 | 6.5 | 2 | 8.5 | 0 | 0
6 | 8 | 2035 | 2035-06-08 | 3.7 | 1.1 | 1 | 0.6 | 2.9 | 0.4 | 0.3 | 6 | 8 | 2035 | 2035-06-08 | 13 | 2 | 6.5 | 8.5 | 14 | 6 | 2.5
6 | 9 | 2035 | 2035-06-09 | 2.9 | 0.8 | 1 | 0.2 | 3 | 0.2 | 0 | 6 | 9 | 2035 | 2035-06-09 | 8 | 0.5 | 5.5 | 4.5 | 7.5 | 0.5 | 0.5
6 | 10 | 2035 | 2035-06-10 | 2.4 | 1.3 | 2 | 0.3 | 2.9 | 0 | 0.4 | 6 | 10 | 2035 | 2035-06-10 | 10.5 | 2 | 5.5 | 0.5 | 0.5 | 0 | 0
6 | 11 | 2035 | 2035-06-11 | 1.9 | 1.9 | 2.1 | 0.4 | 3 | 0.2 | 0.2 | 6 | 11 | 2035 | 2035-06-11 | 9.5 | 1 | 5.5 | 2 | 4.5 | 0 | 0
6 | 12 | 2035 | 2035-06-12 | 2.7 | 2.2 | 2.1 | 0.3 | 2.5 | 0.1 | 0.3 | 6 | 12 | 2035 | 2035-06-12 | 5 | 0 | 7.5 | 0 | 7.5 | 0 | 1
6 | 13 | 2035 | 2035-06-13 | 2.7 | 1.5 | 1.7 | 0.3 | 2.4 | 0 | 0.3 | 6 | 13 | 2035 | 2035-06-13 | 0.5 | 2.5 | 5 | 0 | 3.5 | 0 | 0
6 | 14 | 2035 | 2035-06-14 | 2.8 | 1.1 | 1.7 | 0.5 | 2.6 | 0.1 | 0.6 | 6 | 14 | 2035 | 2035-06-14 | 4.5 | 4 | 7.5 | 0 | 4.5 | 0 | 0
6 | 15 | 2035 | 2035-06-15 | 2.4 | 1 | 1.1 | 0.5 | 1.8 | 0.2 | 0.6 | 6 | 15 | 2035 | 2035-06-15 | 10.5 | 3 | 9 | 3.5 | 7 | 0 | 2.5
6 | 16 | 2035 | 2035-06-16 | 2.5 | 0.7 | 1.6 | 0.4 | 2.2 | 0.2 | 0.1 | 6 | 16 | 2035 | 2035-06-16 | 9.5 | 2.5 | 9.5 | 3.5 | 9.5 | 0 | 5
6 | 17 | 2035 | 2035-06-17 | 1.4 | 0.8 | 1.4 | 0.6 | 1.9 | 0.4 | 0.1 | 6 | 17 | 2035 | 2035-06-17 | 6.5 | 0.5 | 6.5 | 1.5 | 4.5 | 0 | 0
6 | 18 | 2035 | 2035-06-18 | 1.8 | 0.9 | 2 | 0.4 | 1.9 | 0.2 | 0.3 | 6 | 18 | 2035 | 2035-06-18 | 9 | 2.5 | 6.5 | 0.5 | 6 | 0 | 0
6 | 19 | 2035 | 2035-06-19 | 3 | 1 | 1.2 | 0.5 | 3 | 0.3 | 1 | 6 | 19 | 2035 | 2035-06-19 | 5 | 2 | 4.5 | 0 | 4 | 0 | 0
6 | 20 | 2035 | 2035-06-20 | 1.7 | 1.1 | 1.5 | 0.2 | 3.1 | 0 | 0.6 | 6 | 20 | 2035 | 2035-06-20 | 2.5 | 0 | 4 | 0 | 0 | 0 | 0
6 | 21 | 2035 | 2035-06-21 | 2.4 | 1 | 1.7 | 0.3 | 2.5 | 0 | 0.7 | 6 | 21 | 2035 | 2035-06-21 | 0 | 0 | 0 | 0 | 0 | 0 | 0
6 | 22 | 2035 | 2035-06-22 | 1.8 | 1 | 1.6 | 0.1 | 2.8 | 0 | 0.8 | 6 | 22 | 2035 | 2035-06-22 | 0 | 0.5 | 2 | 0 | 0 | 0 | 0
6 | 23 | 2035 | 2035-06-23 | 1 | 1 | 0.9 | 0 | 2.1 | 0 | 0.3 | 6 | 23 | 2035 | 2035-06-23 | 2 | 2.5 | 5.5 | 0 | 4 | 0 | 0
6 | 24 | 2035 | 2035-06-24 | 1.4 | 1.1 | 1.1 | 0 | 1.6 | 0 | 0.3 | 6 | 24 | 2035 | 2035-06-24 | 7.5 | 1.5 | 4.5 | 2.5 | 8.5 | 0 | 1
6 | 25 | 2035 | 2035-06-25 | 1.1 | 0.7 | 0.9 | 0 | 1 | 0 | 0.2 | 6 | 25 | 2035 | 2035-06-25 | 5 | 2 | 3.5 | 0.5 | 6 | 0 | 2
6 | 26 | 2035 | 2035-06-26 | 0.7 | 0.5 | 0.6 | 0 | 1.2 | 0 | 0 | 6 | 26 | 2035 | 2035-06-26 | 4.5 | 3.5 | 4.5 | 0 | 3 | 0 | 0
6 | 27 | 2035 | 2035-06-27 | 0.3 | 0.4 | 0.7 | 0 | 0.9 | 0 | 0 | 6 | 27 | 2035 | 2035-06-27 | 0 | 0 | 0 | 0 | 0 | 0 | 0
6 | 28 | 2035 | 2035-06-28 | 0.4 | 0.2 | 0.7 | 0 | 0.8 | 0 | 0.1 | 6 | 28 | 2035 | 2035-06-28 | 0 | 0 | 0 | 0 | 0 | 0 | 0
6 | 29 | 2035 | 2035-06-29 | 0.5 | 0.5 | 0.6 | 0.1 | 0.7 | 0 | 0.2 | 6 | 29 | 2035 | 2035-06-29 | 0 | 1 | 2 | 0 | 0 | 0 | 0
6 | 30 | 2035 | 2035-06-30 | 0.7 | 0.6 | 0.4 | 0 | 0.8 | 0 | 0.1 | 6 | 30 | 2035 | 2035-06-30 | 1.5 | 2.5 | 4 | 0 | 7 | 0 | 0
7 | 1 | 2035 | 2035-07-01 | 0.4 | 0.1 | 0.1 | 0 | 0.6 | 0 | 0 | 7 | 1 | 2035 | 2035-07-01 | 3 | 0 | 4.5 | 0 | 2.5 | 0 | 0
7 | 2 | 2035 | 2035-07-02 | 0.3 | 0.2 | 0.3 | 0 | 0.3 | 0 | 0.1 | 7 | 2 | 2035 | 2035-07-02 | 0 | 0 | 0 | 0 | 0 | 0 | 0
7 | 3 | 2035 | 2035-07-03 | 0.3 | 0.2 | 0.4 | 0 | 0.6 | 0 | 0 | 7 | 3 | 2035 | 2035-07-03 | 0 | 1 | 0 | 0 | 0 | 0 | 0
7 | 4 | 2035 | 2035-07-04 | 0.1 | 0.2 | 0.3 | 0 | 0.6 | 0 | 0 | 7 | 4 | 2035 | 2035-07-04 | 0 | 0.5 | 2 | 0 | 0 | 0 | 0
7 | 5 | 2035 | 2035-07-05 | 0.4 | 0.3 | 0.4 | 0 | 0.8 | 0 | 0 | 7 | 5 | 2035 | 2035-07-05 | 0 | 0 | 0 | 0 | 0 | 0 | 0
7 | 6 | 2035 | 2035-07-06 | 0.5 | 0.5 | 0.2 | 0.1 | 0.6 | 0 | 0.2 | 7 | 6 | 2035 | 2035-07-06 | 0 | 0 | 0 | 0 | 0 | 0 | 0
7 | 7 | 2035 | 2035-07-07 | 0 | 0.3 | 0.4 | 0 | 0.5 | 0 | 0 | 7 | 7 | 2035 | 2035-07-07 | 0 | 0 | 1 | 0 | 0 | 0 | 0
7 | 8 | 2035 | 2035-07-08 | 0.3 | 0.3 | 0.4 | 0 | 0.4 | 0 | 0.1 | 7 | 8 | 2035 | 2035-07-08 | 3 | 3 | 5 | 0 | 3 | 0 | 0
7 | 9 | 2035 | 2035-07-09 | 0.1 | 0.1 | 0 | 0 | 0 | 0 | 0 | 7 | 9 | 2035 | 2035-07-09 | 2.5 | 3.5 | 2.5 | 0 | 1 | 0 | 0
7 | 10 | 2035 | 2035-07-10 | 0.1 | 0.1 | 0.1 | 0 | 0.5 | 0 | 0 | 7 | 10 | 2035 | 2035-07-10 | 1 | 1.5 | 0 | 0 | 0 | 0 | 0
7 | 11 | 2035 | 2035-07-11 | 0.1 | 0.1 | 0.2 | 0 | 0.4 | 0 | 0 | 7 | 11 | 2035 | 2035-07-11 | 0 | 1.5 | 0 | 0 | 0 | 0 | 0
7 | 12 | 2035 | 2035-07-12 | 0.1 | 0.1 | 0.2 | 0 | 0.3 | 0 | 0 | 7 | 12 | 2035 | 2035-07-12 | 0 | 0 | 0 | 0 | 0 | 0 | 0
7 | 13 | 2035 | 2035-07-13 | 0 | 0 | 0.1 | 0 | 0.2 | 0 | 0 | 7 | 13 | 2035 | 2035-07-13 | 0 | 0 | 0 | 0 | 3 | 0 | 0
7 | 14 | 2035 | 2035-07-14 | 0 | 0.1 | 0.1 | 0 | 0.1 | 0 | 0 | 7 | 14 | 2035 | 2035-07-14 | 0 | 0 | 1.5 | 0 | 4 | 0 | 0
7 | 15 | 2035 | 2035-07-15 | 0.1 | 0.1 | 0.1 | 0 | 0.4 | 0 | 0 | 7 | 15 | 2035 | 2035-07-15 | 0 | 0 | 0 | 0 | 0 | 0 | 0
7 | 16 | 2035 | 2035-07-16 | 0 | 0 | 0.1 | 0 | 0.2 | 0 | 0 | 7 | 16 | 2035 | 2035-07-16 | 0 | 0 | 0 | 0 | 0 | 0 | 0
7 | 17 | 2035 | 2035-07-17 | 0 | 0 | 0.2 | 0 | 0.2 | 0 | 0 | 7 | 17 | 2035 | 2035-07-17 | 0 | 0 | 2.5 | 0 | 0 | 0 | 0
7 | 18 | 2035 | 2035-07-18 | 0 | 0 | 0.1 | 0 | 0.2 | 0 | 0 | 7 | 18 | 2035 | 2035-07-18 | 0 | 0 | 0 | 0 | 1 | 0 | 0
7 | 19 | 2035 | 2035-07-19 | 0 | 0 | 0.1 | 0 | 0 | 0 | 0 | 7 | 19 | 2035 | 2035-07-19 | 0 | 0 | 3 | 0 | 5.5 | 0 | 0
7 | 20 | 2035 | 2035-07-20 | 0 | 0 | 0.1 | 0 | 0 | 0 | 0 | 7 | 20 | 2035 | 2035-07-20 | 0 | 0 | 0 | 0 | 3.5 | 0 | 0
7 | 21 | 2035 | 2035-07-21 | 0.1 | 0 | 0 | 0 | 0 | 0 | 0 | 7 | 21 | 2035 | 2035-07-21 | 0 | 0 | 0 | 0 | 2.5 | 0 | 0
7 | 22 | 2035 | 2035-07-22 | 0 | 0.1 | 0.1 | 0 | 0 | 0 | 0 | 7 | 22 | 2035 | 2035-07-22 | 0 | 1 | 2.5 | 0 | 0.5 | 0 | 0
7 | 23 | 2035 | 2035-07-23 | 0 | 0.2 | 0.1 | 0 | 0.1 | 0 | 0 | 7 | 23 | 2035 | 2035-07-23 | 0 | 0 | 0 | 0 | 0 | 0 | 0
7 | 24 | 2035 | 2035-07-24 | 0.1 | 0.1 | 0 | 0 | 0 | 0 | 0 | 7 | 24 | 2035 | 2035-07-24 | 0 | 0 | 0 | 0 | 0 | 0 | 0
7 | 25 | 2035 | 2035-07-25 | 0 | 0 | 0.1 | 0 | 0.2 | 0 | 0 | 7 | 25 | 2035 | 2035-07-25 | 0 | 1 | 2.5 | 0 | 0 | 0 | 0
7 | 26 | 2035 | 2035-07-26 | 0 | 0.1 | 0 | 0 | 0.2 | 0 | 0 | 7 | 26 | 2035 | 2035-07-26 | 0 | 0 | 1 | 0 | 0 | 0 | 0
7 | 27 | 2035 | 2035-07-27 | 0 | 0 | 0 | 0 | 0 | 0 | 0 | 7 | 27 | 2035 | 2035-07-27 | 0.5 | 0 | 0 | 0 | 0 | 0 | 0
7 | 28 | 2035 | 2035-07-28 | 0 | 0 | 0 | 0 | 0 | 0 | 0 | 7 | 28 | 2035 | 2035-07-28 | 0 | 0 | 0 | 0 | 0 | 0 | 0
7 | 29 | 2035 | 2035-07-29 | 0 | 0 | 0 | 0 | 0 | 0 | 0 | 7 | 29 | 2035 | 2035-07-29 | 0 | 0 | 0 | 0 | 0 | 0 | 0
7 | 30 | 2035 | 2035-07-30 | 0 | 0 | 0 | 0 | 0 | 0 | 0 | 7 | 30 | 2035 | 2035-07-30 | 0 | 0 | 0 | 0 | 0 | 0 | 0
7 | 31 | 2035 | 2035-07-31 | 0 | 0 | 0 | 0 | 0 | 0 | 0 | 7 | 31 | 2035 | 2035-07-31 | 0 | 0 | 0 | 0 | 0 | 0 | 0
8 | 1 | 2035 | 2035-08-01 | 0 | 0 | 0 | 0 | 0 | 0 | 0 | 8 | 1 | 2035 | 2035-08-01 | 0 | 0 | 0 | 0 | 0 | 0 | 0
8 | 2 | 2035 | 2035-08-02 | 0 | 0 | 0 | 0 | 0 | 0 | 0 | 8 | 2 | 2035 | 2035-08-02 | 0 | 0 | 0 | 0 | 0 | 0 | 0
8 | 3 | 2035 | 2035-08-03 | 0 | 0.2 | 0 | 0 | 0 | 0 | 0 | 8 | 3 | 2035 | 2035-08-03 | 0 | 0 | 0 | 0 | 0 | 0 | 0
8 | 4 | 2035 | 2035-08-04 | 0 | 0 | 0 | 0 | 0 | 0 | 0 | 8 | 4 | 2035 | 2035-08-04 | 0 | 0 | 0 | 0 | 0 | 0 | 0
8 | 5 | 2035 | 2035-08-05 | 0 | 0 | 0 | 0 | 0 | 0 | 0 | 8 | 5 | 2035 | 2035-08-05 | 0 | 0 | 0.5 | 0 | 0 | 0 | 0
8 | 6 | 2035 | 2035-08-06 | 0 | 0 | 0 | 0 | 0 | 0 | 0 | 8 | 6 | 2035 | 2035-08-06 | 0 | 0 | 0 | 0 | 0 | 0 | 0
8 | 7 | 2035 | 2035-08-07 | 0 | 0.1 | 0 | 0 | 0 | 0 | 0 | 8 | 7 | 2035 | 2035-08-07 | 0 | 0 | 0 | 0 | 0 | 0 | 0
8 | 8 | 2035 | 2035-08-08 | 0 | 0 | 0 | 0 | 0 | 0 | 0 | 8 | 8 | 2035 | 2035-08-08 | 0 | 0 | 2 | 0 | 0 | 0 | 0
8 | 9 | 2035 | 2035-08-09 | 0 | 0 | 0 | 0 | 0 | 0 | 0 | 8 | 9 | 2035 | 2035-08-09 | 0 | 0 | 0 | 0 | 0 | 0 | 0
8 | 10 | 2035 | 2035-08-10 | 0 | 0 | 0 | 0 | 0 | 0 | 0 | 8 | 10 | 2035 | 2035-08-10 | 0 | 0 | 1 | 0 | 0 | 0 | 0
8 | 11 | 2035 | 2035-08-11 | 0 | 0.1 | 0 | 0 | 0 | 0 | 0 | 8 | 11 | 2035 | 2035-08-11 | 0 | 0 | 2 | 0 | 0 | 0 | 0
8 | 12 | 2035 | 2035-08-12 | 0 | 0.1 | 0.2 | 0 | 0 | 0 | 0 | 8 | 12 | 2035 | 2035-08-12 | 0 | 0 | 0 | 0 | 0 | 0 | 0
8 | 13 | 2035 | 2035-08-13 | 0 | 0.1 | 0.1 | 0 | 0 | 0 | 0 | 8 | 13 | 2035 | 2035-08-13 | 0 | 0 | 3 | 0 | 0 | 0 | 0
8 | 14 | 2035 | 2035-08-14 | 0 | 0.1 | 0.1 | 0 | 0.1 | 0 | 0 | 8 | 14 | 2035 | 2035-08-14 | 0 | 0 | 2 | 0 | 0 | 0 | 0
8 | 15 | 2035 | 2035-08-15 | 0 | 0 | 0 | 0 | 0.1 | 0 | 0 | 8 | 15 | 2035 | 2035-08-15 | 0 | 0 | 0 | 0 | 0 | 0 | 0
8 | 16 | 2035 | 2035-08-16 | 0 | 0 | 0 | 0 | 0 | 0 | 0 | 8 | 16 | 2035 | 2035-08-16 | 0 | 0 | 1 | 0 | 0 | 0 | 0
8 | 17 | 2035 | 2035-08-17 | 0 | 0 | 0 | 0 | 0 | 0 | 0 | 8 | 17 | 2035 | 2035-08-17 | 0 | 0.5 | 0 | 0 | 0 | 0 | 0
8 | 18 | 2035 | 2035-08-18 | 0.1 | 0.1 | 0.2 | 0 | 0.2 | 0 | 0 | 8 | 18 | 2035 | 2035-08-18 | 0 | 0.5 | 1.5 | 0 | 0 | 0 | 0
8 | 19 | 2035 | 2035-08-19 | 0.2 | 0 | 0 | 0 | 0 | 0 | 0 | 8 | 19 | 2035 | 2035-08-19 | 0 | 0 | 0 | 0 | 0 | 0 | 0
8 | 20 | 2035 | 2035-08-20 | 0 | 0 | 0.1 | 0 | 0.1 | 0 | 0 | 8 | 20 | 2035 | 2035-08-20 | 0 | 0 | 0 | 0 | 0 | 0 | 0
8 | 21 | 2035 | 2035-08-21 | 0 | 0.1 | 0.1 | 0 | 0.4 | 0 | 0 | 8 | 21 | 2035 | 2035-08-21 | 0 | 0 | 0 | 0 | 0 | 0 | 0
8 | 22 | 2035 | 2035-08-22 | 0.8 | 0.4 | 0.3 | 0.1 | 0.9 | 0.1 | 0.1 | 8 | 22 | 2035 | 2035-08-22 | 0 | 0 | 0 | 0 | 0 | 0 | 0
8 | 23 | 2035 | 2035-08-23 | 0.8 | 0.1 | 0 | 0.3 | 0.4 | 0.2 | 0 | 8 | 23 | 2035 | 2035-08-23 | 0 | 0 | 0 | 0 | 0 | 0 | 0
8 | 24 | 2035 | 2035-08-24 | 0.5 | 0 | 0.1 | 0 | 0.2 | 0 | 0 | 8 | 24 | 2035 | 2035-08-24 | 0 | 0 | 0 | 0 | 0 | 0 | 0
8 | 25 | 2035 | 2035-08-25 | 0 | 0 | 0 | 0 | 0.2 | 0 | 0 | 8 | 25 | 2035 | 2035-08-25 | 0 | 0 | 0 | 0 | 0 | 0 | 0
8 | 26 | 2035 | 2035-08-26 | 0 | 0 | 0.2 | 0 | 0.2 | 0 | 0 | 8 | 26 | 2035 | 2035-08-26 | 0 | 0 | 0 | 0 | 0 | 0 | 0
8 | 27 | 2035 | 2035-08-27 | 0.3 | 0.1 | 0.1 | 0 | 0.4 | 0 | 0 | 8 | 27 | 2035 | 2035-08-27 | 0 | 0 | 0 | 0 | 0 | 0 | 0
8 | 28 | 2035 | 2035-08-28 | 0.4 | 0.3 | 0.2 | 0 | 0.4 | 0 | 0.2 | 8 | 28 | 2035 | 2035-08-28 | 0 | 0 | 0 | 0 | 0 | 0 | 0
8 | 29 | 2035 | 2035-08-29 | 0.4 | 0.4 | 0 | 0 | 0.2 | 0 | 0.1 | 8 | 29 | 2035 | 2035-08-29 | 0 | 0 | 0 | 0 | 0 | 0 | 0
8 | 30 | 2035 | 2035-08-30 | 0 | 0.1 | 0 | 0 | 0.5 | 0 | 0 | 8 | 30 | 2035 | 2035-08-30 | 0 | 0 | 0 | 0 | 2.5 | 0 | 0
8 | 31 | 2035 | 2035-08-31 | 0.5 | 0.3 | 0.1 | 0 | 0.9 | 0 | 0.2 | 8 | 31 | 2035 | 2035-08-31 | 3.5 | 1 | 2 | 0 | 11.5 | 0 | 0
9 | 1 | 2035 | 2035-09-01 | 0.8 | 0.2 | 0.4 | 0 | 0.8 | 0 | 0.3 | 9 | 1 | 2035 | 2035-09-01 | 6.5 | 4 | 4 | 0 | 7.5 | 0 | 0
9 | 2 | 2035 | 2035-09-02 | 0.6 | 0.3 | 0.2 | 0 | 0.3 | 0 | 0.2 | 9 | 2 | 2035 | 2035-09-02 | 5.5 | 0 | 0 | 0 | 1.5 | 0 | 0
9 | 3 | 2035 | 2035-09-03 | 0.3 | 0.1 | 0.3 | 0 | 0.6 | 0 | 0.2 | 9 | 3 | 2035 | 2035-09-03 | 4 | 0 | 0 | 0 | 1.5 | 0 | 0
9 | 4 | 2035 | 2035-09-04 | 0.4 | 0.2 | 0.4 | 0 | 0.6 | 0 | 0.4 | 9 | 4 | 2035 | 2035-09-04 | 2 | 0 | 0 | 0 | 0 | 0 | 0
9 | 5 | 2035 | 2035-09-05 | 0.5 | 0 | 0.3 | 0 | 0.3 | 0 | 0.1 | 9 | 5 | 2035 | 2035-09-05 | 0 | 0 | 0 | 0 | 0 | 0 | 0
9 | 6 | 2035 | 2035-09-06 | 0.7 | 0.3 | 0.7 | 0 | 0.8 | 0 | 0 | 9 | 6 | 2035 | 2035-09-06 | 0 | 0 | 0 | 0 | 0 | 0 | 0
9 | 7 | 2035 | 2035-09-07 | 0.8 | 0.2 | 0.3 | 0 | 0.7 | 0 | 0.3 | 9 | 7 | 2035 | 2035-09-07 | 0 | 0 | 0 | 0 | 0 | 0 | 0
9 | 8 | 2035 | 2035-09-08 | 0.6 | 0.4 | 0.3 | 0 | 1 | 0 | 0.2 | 9 | 8 | 2035 | 2035-09-08 | 0 | 0 | 0 | 0 | 0 | 0 | 0
9 | 9 | 2035 | 2035-09-09 | 1.1 | 0.2 | 0.6 | 0 | 1 | 0 | 0.2 | 9 | 9 | 2035 | 2035-09-09 | 0 | 0 | 0 | 0 | 0 | 0 | 0
9 | 10 | 2035 | 2035-09-10 | 1.3 | 0.5 | 0.4 | 0 | 1.8 | 0.1 | 0.2 | 9 | 10 | 2035 | 2035-09-10 | 0 | 0 | 0 | 0 | 0 | 0 | 0
9 | 11 | 2035 | 2035-09-11 | 1.2 | 0.6 | 0.8 | 0.2 | 1.6 | 0.1 | 0.2 | 9 | 11 | 2035 | 2035-09-11 | 0 | 0 | 0 | 0 | 0 | 0 | 0
9 | 12 | 2035 | 2035-09-12 | 1.6 | 0.6 | 0.6 | 0.1 | 2.1 | 0 | 0.8 | 9 | 12 | 2035 | 2035-09-12 | 0 | 0 | 2 | 0 | 0 | 0 | 0
9 | 13 | 2035 | 2035-09-13 | 1.8 | 0.4 | 0.5 | 0 | 1.6 | 0 | 0.3 | 9 | 13 | 2035 | 2035-09-13 | 0 | 0 | 1 | 0 | 0 | 0 | 0
9 | 14 | 2035 | 2035-09-14 | 1.5 | 0.4 | 0.4 | 0 | 1 | 0 | 0.3 | 9 | 14 | 2035 | 2035-09-14 | 0 | 0 | 0.5 | 0 | 0 | 0 | 0
9 | 15 | 2035 | 2035-09-15 | 1.2 | 0.5 | 1.4 | 0 | 1.6 | 0 | 0.4 | 9 | 15 | 2035 | 2035-09-15 | 0 | 2 | 0 | 0 | 6.5 | 0 | 0
9 | 16 | 2035 | 2035-09-16 | 1.9 | 0.8 | 0.9 | 0.2 | 2.5 | 0 | 0.3 | 9 | 16 | 2035 | 2035-09-16 | 7.5 | 4.5 | 6 | 0 | 7 | 0 | 2.5
9 | 17 | 2035 | 2035-09-17 | 2 | 0.8 | 0.7 | 0 | 1.6 | 0 | 0.3 | 9 | 17 | 2035 | 2035-09-17 | 10 | 5 | 5.5 | 1 | 9 | 0 | 6.5
9 | 18 | 2035 | 2035-09-18 | 1.7 | 0.4 | 0.4 | 0 | 1.5 | 0 | 0.2 | 9 | 18 | 2035 | 2035-09-18 | 0 | 0 | 2.5 | 0 | 0 | 0 | 0
9 | 19 | 2035 | 2035-09-19 | 1.5 | 0.8 | 1.1 | 0.2 | 0.9 | 0 | 0.2 | 9 | 19 | 2035 | 2035-09-19 | 3 | 2.5 | 2 | 0 | 0 | 0 | 0
9 | 20 | 2035 | 2035-09-20 | 2.7 | 1.2 | 0.8 | 0 | 1.7 | 0 | 0.7 | 9 | 20 | 2035 | 2035-09-20 | 5.5 | 2.5 | 0 | 0 | 2.5 | 0 | 0
9 | 21 | 2035 | 2035-09-21 | 2.9 | 1.1 | 0.7 | 0.2 | 2 | 0.1 | 0.5 | 9 | 21 | 2035 | 2035-09-21 | 2.5 | 0 | 0 | 0 | 0 | 0 | 0
9 | 22 | 2035 | 2035-09-22 | 2.5 | 1 | 0.6 | 0.2 | 2.3 | 0 | 0.3 | 9 | 22 | 2035 | 2035-09-22 | 0 | 0 | 0 | 0 | 0 | 0 | 0
9 | 23 | 2035 | 2035-09-23 | 3.6 | 1.7 | 1 | 0.7 | 2.3 | 0 | 0.8 | 9 | 23 | 2035 | 2035-09-23 | 0 | 0 | 0 | 0 | 0 | 0 | 0
9 | 24 | 2035 | 2035-09-24 | 3.5 | 1.8 | 1.1 | 0.9 | 2.7 | 0.3 | 1.3 | 9 | 24 | 2035 | 2035-09-24 | 0 | 0 | 0 | 0 | 0 | 0 | 0
9 | 25 | 2035 | 2035-09-25 | 3.3 | 1.5 | 1 | 0.8 | 2.5 | 0.5 | 0.8 | 9 | 25 | 2035 | 2035-09-25 | 0 | 0 | 4.5 | 0.5 | 6.5 | 0 | 0
9 | 26 | 2035 | 2035-09-26 | 3.1 | 1.7 | 1.9 | 0.6 | 2.4 | 0 | 1.7 | 9 | 26 | 2035 | 2035-09-26 | 6.5 | 4.5 | 7.5 | 0 | 3 | 0 | 3.5
9 | 27 | 2035 | 2035-09-27 | 4.2 | 2.4 | 2.6 | 0.7 | 3.9 | 0.2 | 2.3 | 9 | 27 | 2035 | 2035-09-27 | 0.5 | 2 | 6.5 | 1.5 | 2 | 0 | 0
9 | 28 | 2035 | 2035-09-28 | 5.2 | 3.3 | 3.1 | 1.8 | 4.8 | 1.4 | 2.9 | 9 | 28 | 2035 | 2035-09-28 | 7.5 | 4 | 9 | 4 | 3.5 | 0 | 7
9 | 29 | 2035 | 2035-09-29 | 4 | 3.1 | 2.2 | 1.1 | 4.3 | 0.6 | 2.2 | 9 | 29 | 2035 | 2035-09-29 | 5.5 | 2.5 | 1 | 4 | 5 | 3 | 5
9 | 30 | 2035 | 2035-09-30 | 4.2 | 2.5 | 1.6 | 1.2 | 4 | 0.6 | 2 | 9 | 30 | 2035 | 2035-09-30 | 0 | 4 | 6 | 0 | 0 | 0 | 1
10 | 1 | 2035 | 2035-10-01 | 4.2 | 2.8 | 2.4 | 1.4 | 4.2 | 0.8 | 2.4 | 10 | 1 | 2035 | 2035-10-01 | 0 | 5.5 | 7.5 | 0 | 5.5 | 0 | 2.5
10 | 2 | 2035 | 2035-10-02 | 5.6 | 3.2 | 2.6 | 2.4 | 4.5 | 1.4 | 2.3 | 10 | 2 | 2035 | 2035-10-02 | 5.5 | 5.5 | 8 | 1.5 | 6 | 0 | 3
10 | 3 | 2035 | 2035-10-03 | 5.3 | 2.9 | 2.6 | 2.1 | 4.7 | 1.3 | 3.1 | 10 | 3 | 2035 | 2035-10-03 | 0 | 2 | 6.5 | 4.5 | 7 | 0 | 2
10 | 4 | 2035 | 2035-10-04 | 5.2 | 2.7 | 2.6 | 2.1 | 5.3 | 1 | 2.6 | 10 | 4 | 2035 | 2035-10-04 | 5.5 | 1.5 | 8.5 | 5 | 9 | 1 | 4
10 | 5 | 2035 | 2035-10-05 | 5.8 | 3.6 | 2.9 | 1.9 | 4.3 | 0.9 | 2.5 | 10 | 5 | 2035 | 2035-10-05 | 15.5 | 7 | 9 | 10.5 | 19.5 | 7 | 8.5
10 | 6 | 2035 | 2035-10-06 | 4.7 | 3.5 | 2.6 | 0.7 | 3.2 | 0.3 | 1.6 | 10 | 6 | 2035 | 2035-10-06 | 17.5 | 6.5 | 7.5 | 11 | 20 | 10.5 | 3
10 | 7 | 2035 | 2035-10-07 | 4.9 | 3.9 | 2.9 | 1.3 | 3.1 | 0.7 | 1.8 | 10 | 7 | 2035 | 2035-10-07 | 11 | 8.5 | 7.5 | 4.5 | 14 | 4 | 3.5
10 | 8 | 2035 | 2035-10-08 | 6.5 | 5.6 | 4.7 | 2.2 | 5.8 | 1.4 | 4.1 | 10 | 8 | 2035 | 2035-10-08 | 14 | 7.5 | 10 | 6 | 11 | 4 | 9.5
10 | 9 | 2035 | 2035-10-09 | 8.3 | 5.4 | 4.2 | 3.2 | 6.6 | 2.1 | 4.4 | 10 | 9 | 2035 | 2035-10-09 | 15.5 | 7.5 | 8.5 | 9 | 9 | 4.5 | 6.5
10 | 10 | 2035 | 2035-10-10 | 9.3 | 4.6 | 4.6 | 4.4 | 8.5 | 2.7 | 5 | 10 | 10 | 2035 | 2035-10-10 | 11.5 | 7 | 9.5 | 7 | 3 | 3.5 | 5.5
10 | 11 | 2035 | 2035-10-11 | 9.4 | 5.1 | 5.4 | 4.1 | 8 | 2.4 | 5.3 | 10 | 11 | 2035 | 2035-10-11 | 11.5 | 4 | 10 | 4 | 14.5 | 0 | 2.5
10 | 12 | 2035 | 2035-10-12 | 9.8 | 5.9 | 4.8 | 5.3 | 9.6 | 3.4 | 6.6 | 10 | 12 | 2035 | 2035-10-12 | 17 | 10 | 11 | 9 | 15.5 | 3.5 | 10
10 | 13 | 2035 | 2035-10-13 | 10.7 | 6.4 | 5.7 | 5.8 | 7.9 | 3.3 | 6.4 | 10 | 13 | 2035 | 2035-10-13 | 12 | 12 | 12 | 8.5 | 15.5 | 6 | 9.5
10 | 14 | 2035 | 2035-10-14 | 11.7 | 7.3 | 6.2 | 5.7 | 8.8 | 4.4 | 8 | 10 | 14 | 2035 | 2035-10-14 | 10 | 12 | 11 | 6.5 | 10 | 5.5 | 6
10 | 15 | 2035 | 2035-10-15 | 10.1 | 7 | 6 | 4.3 | 7.8 | 3.1 | 5.8 | 10 | 15 | 2035 | 2035-10-15 | 9.5 | 13.5 | 14.5 | 9 | 10.5 | 5.5 | 9.5
10 | 16 | 2035 | 2035-10-16 | 9.7 | 5.9 | 6 | 4.3 | 6.2 | 2.6 | 5.6 | 10 | 16 | 2035 | 2035-10-16 | 16 | 17.5 | 16 | 9 | 12.5 | 7 | 7.5
10 | 17 | 2035 | 2035-10-17 | 9.6 | 7.1 | 7.2 | 4.8 | 7.3 | 3 | 7.7 | 10 | 17 | 2035 | 2035-10-17 | 18.5 | 12 | 12 | 9 | 12 | 4.5 | 11
10 | 18 | 2035 | 2035-10-18 | 12.3 | 7.4 | 7.6 | 5.6 | 10.3 | 4 | 7.6 | 10 | 18 | 2035 | 2035-10-18 | 16.5 | 7.5 | 12 | 10.5 | 14 | 9.5 | 9
10 | 19 | 2035 | 2035-10-19 | 13.9 | 8.6 | 7.5 | 7.5 | 11.6 | 5.9 | 8.8 | 10 | 19 | 2035 | 2035-10-19 | 11.5 | 10 | 17.5 | 9 | 7 | 5.5 | 7.5
10 | 20 | 2035 | 2035-10-20 | 13.3 | 7.6 | 7.2 | 7.6 | 10.4 | 6.9 | 8.4 | 10 | 20 | 2035 | 2035-10-20 | 13.5 | 8.5 | 15 | 3.5 | 9 | 1.5 | 3.5
10 | 21 | 2035 | 2035-10-21 | 12.8 | 8.4 | 8 | 6.2 | 9.8 | 4.7 | 8.6 | 10 | 21 | 2035 | 2035-10-21 | 11.5 | 7.5 | 14.5 | 4.5 | 8.5 | 3.5 | 5
10 | 22 | 2035 | 2035-10-22 | 13.4 | 8.8 | 8.6 | 6.9 | 10.8 | 5.5 | 9.1 | 10 | 22 | 2035 | 2035-10-22 | 11.5 | 6 | 2.5 | 0.5 | 9.5 | 0 | 3
10 | 23 | 2035 | 2035-10-23 | 13.1 | 8 | 8.6 | 7.4 | 10.7 | 5.4 | 7.9 | 10 | 23 | 2035 | 2035-10-23 | 12 | 10 | 11 | 2.5 | 10 | 0.5 | 10
10 | 24 | 2035 | 2035-10-24 | 14.2 | 9.2 | 9.7 | 6.9 | 10.4 | 5.8 | 9 | 10 | 24 | 2035 | 2035-10-24 | 22.5 | 12.5 | 14 | 14 | 23 | 10.5 | 13
10 | 25 | 2035 | 2035-10-25 | 15.9 | 8.9 | 9.1 | 7.9 | 12.7 | 6.7 | 10.5 | 10 | 25 | 2035 | 2035-10-25 | 26 | 14 | 18 | 18.5 | 26.5 | 15 | 18
10 | 26 | 2035 | 2035-10-26 | 15 | 7.7 | 9 | 7.7 | 11.3 | 6.5 | 9.4 | 10 | 26 | 2035 | 2035-10-26 | 29 | 17.5 | 21 | 22 | 25 | 16.5 | 26.5
10 | 27 | 2035 | 2035-10-27 | 13.7 | 7.7 | 8.8 | 7.6 | 10.6 | 6 | 10.7 | 10 | 27 | 2035 | 2035-10-27 | 25 | 15.5 | 13.5 | 15.5 | 21 | 13 | 22
10 | 28 | 2035 | 2035-10-28 | 15.8 | 8.4 | 9.2 | 8.4 | 12.5 | 6.8 | 11.2 | 10 | 28 | 2035 | 2035-10-28 | 28 | 12 | 15.5 | 17.5 | 14.5 | 14.5 | 19.5
10 | 29 | 2035 | 2035-10-29 | 15.4 | 8.3 | 8.9 | 8.4 | 13.7 | 7.5 | 10.6 | 10 | 29 | 2035 | 2035-10-29 | 17 | 12 | 15 | 9.5 | 9 | 7 | 12
10 | 30 | 2035 | 2035-10-30 | 15.5 | 8.6 | 9.4 | 8.3 | 11.1 | 6.3 | 10.9 | 10 | 30 | 2035 | 2035-10-30 | 21.5 | 11.5 | 13 | 6.5 | 12 | 4 | 15
10 | 31 | 2035 | 2035-10-31 | 14.6 | 8 | 10.6 | 8.6 | 11.3 | 7 | 11.9 | 10 | 31 | 2035 | 2035-10-31 | 24 | 12 | 17 | 11 | 24 | 10 | 15.5
11 | 1 | 2035 | 2035-11-01 | 17.5 | 9.6 | 11.2 | 10.5 | 11.5 | 8.9 | 13.2 | 11 | 1 | 2035 | 2035-11-01 | 28.5 | 17.5 | 20 | 21 | 28 | 16.5 | 20.5
11 | 2 | 2035 | 2035-11-02 | 17.3 | 9.2 | 11.1 | 11.8 | 12.1 | 9 | 14.2 | 11 | 2 | 2035 | 2035-11-02 | 31.5 | 18 | 22.5 | 15 | 18 | 13 | 24.5
11 | 3 | 2035 | 2035-11-03 | 18.6 | 10.2 | 12.4 | 12 | 12.6 | 10.1 | 15.2 | 11 | 3 | 2035 | 2035-11-03 | 20 | 18 | 18 | 17.5 | 23 | 10.5 | 20.5
11 | 4 | 2035 | 2035-11-04 | 19.7 | 11.5 | 13.6 | 14 | 15.8 | 12.7 | 16.2 | 11 | 4 | 2035 | 2035-11-04 | 36 | 20.5 | 22 | 21 | 29.5 | 20.5 | 24
11 | 5 | 2035 | 2035-11-05 | 19.3 | 11.5 | 13.7 | 13.6 | 16.4 | 11.9 | 15.6 | 11 | 5 | 2035 | 2035-11-05 | 38 | 19.5 | 21 | 22.5 | 31 | 20.5 | 27
11 | 6 | 2035 | 2035-11-06 | 19.2 | 12.1 | 13.3 | 14.1 | 17 | 13.3 | 17.5 | 11 | 6 | 2035 | 2035-11-06 | 33 | 23.5 | 23 | 25 | 26 | 23.5 | 24.5
11 | 7 | 2035 | 2035-11-07 | 22.1 | 12.3 | 14.8 | 15.8 | 18.6 | 13.2 | 19.2 | 11 | 7 | 2035 | 2035-11-07 | 32.5 | 18.5 | 22.5 | 22 | 27 | 20 | 28.5
11 | 8 | 2035 | 2035-11-08 | 21.2 | 12 | 13.9 | 16.4 | 18.3 | 15.3 | 19.6 | 11 | 8 | 2035 | 2035-11-08 | 25.5 | 12 | 14.5 | 15 | 26.5 | 12.5 | 21.5
11 | 9 | 2035 | 2035-11-09 | 20.4 | 13.6 | 13.7 | 14.3 | 16.7 | 13.8 | 18.5 | 11 | 9 | 2035 | 2035-11-09 | 26 | 9.5 | 10 | 12.5 | 16.5 | 14.5 | 19
11 | 10 | 2035 | 2035-11-10 | 21.3 | 14 | 13.6 | 15.6 | 16.7 | 14.8 | 18.3 | 11 | 10 | 2035 | 2035-11-10 | 27 | 12 | 17.5 | 20 | 14 | 19 | 22
11 | 11 | 2035 | 2035-11-11 | 23.1 | 14.4 | 14.5 | 16.3 | 18.4 | 15.5 | 20.3 | 11 | 11 | 2035 | 2035-11-11 | 26.5 | 15.5 | 21 | 18.5 | 15 | 15 | 26
11 | 12 | 2035 | 2035-11-12 | 21.2 | 14.4 | 15.4 | 16.5 | 16.1 | 16.5 | 20.8 | 11 | 12 | 2035 | 2035-11-12 | 27 | 17.5 | 24 | 18.5 | 21 | 18.5 | 27.5
11 | 13 | 2035 | 2035-11-13 | 21 | 14.5 | 14.6 | 16.2 | 14.1 | 14.8 | 19 | 11 | 13 | 2035 | 2035-11-13 | 26.5 | 14.5 | 20 | 13 | 21 | 12 | 16.5
11 | 14 | 2035 | 2035-11-14 | 21.7 | 14.1 | 14.4 | 16.1 | 16.4 | 14.2 | 19.3 | 11 | 14 | 2035 | 2035-11-14 | 24.5 | 18.5 | 24 | 15.5 | 22.5 | 14 | 14
11 | 15 | 2035 | 2035-11-15 | 23.7 | 15.2 | 14.9 | 17 | 18.1 | 15 | 19.7 | 11 | 15 | 2035 | 2035-11-15 | 32 | 22 | 27 | 24.5 | 27 | 19.5 | 27
11 | 16 | 2035 | 2035-11-16 | 22.6 | 15.2 | 16.1 | 16.2 | 18.4 | 15.3 | 19.4 | 11 | 16 | 2035 | 2035-11-16 | 37 | 19 | 21.5 | 22 | 28 | 18.5 | 34.5
11 | 17 | 2035 | 2035-11-17 | 22.4 | 15.2 | 16.1 | 15.1 | 18.5 | 15.1 | 18.2 | 11 | 17 | 2035 | 2035-11-17 | 27 | 19.5 | 19.5 | 15.5 | 17.5 | 11 | 25
11 | 18 | 2035 | 2035-11-18 | 23.9 | 14.3 | 16.9 | 15.4 | 18.7 | 14.8 | 19.2 | 11 | 18 | 2035 | 2035-11-18 | 34.5 | 25 | 26 | 23.5 | 34.5 | 22.5 | 26.5
11 | 19 | 2035 | 2035-11-19 | 25.5 | 15.7 | 17 | 20 | 20.8 | 18.4 | 21.6 | 11 | 19 | 2035 | 2035-11-19 | 36.5 | 29.5 | 29 | 28 | 28 | 26 | 36
11 | 20 | 2035 | 2035-11-20 | 26 | 16.1 | 16.1 | 19.2 | 21.1 | 17.7 | 20.8 | 11 | 20 | 2035 | 2035-11-20 | 36.5 | 30.5 | 31 | 29.5 | 29 | 29 | 36.5
11 | 21 | 2035 | 2035-11-21 | 24.6 | 14.4 | 16 | 16.8 | 19.1 | 15.9 | 21.5 | 11 | 21 | 2035 | 2035-11-21 | 28.5 | 17.5 | 23 | 20.5 | 18.5 | 18 | 28.5
11 | 22 | 2035 | 2035-11-22 | 24.7 | 14.8 | 15.9 | 17.8 | 20.1 | 16.2 | 20.2 | 11 | 22 | 2035 | 2035-11-22 | 19.5 | 12.5 | 15.5 | 4.5 | 12.5 | 3.5 | 16
11 | 23 | 2035 | 2035-11-23 | 26.3 | 15.8 | 17.5 | 18.3 | 20.9 | 17.5 | 21.3 | 11 | 23 | 2035 | 2035-11-23 | 16 | 17.5 | 17 | 6.5 | 13 | 5 | 15
11 | 24 | 2035 | 2035-11-24 | 26.7 | 15.7 | 16.3 | 19.2 | 21.2 | 17.6 | 21.9 | 11 | 24 | 2035 | 2035-11-24 | 17.5 | 17.5 | 21 | 15 | 26.5 | 16.5 | 26
11 | 25 | 2035 | 2035-11-25 | 26.3 | 15.2 | 16.1 | 17.6 | 22.1 | 16.2 | 22.2 | 11 | 25 | 2035 | 2035-11-25 | 28 | 19.5 | 22.5 | 22.5 | 25.5 | 19 | 20
11 | 26 | 2035 | 2035-11-26 | 26.3 | 17.3 | 18.1 | 19.2 | 22.6 | 18.9 | 23.1 | 11 | 26 | 2035 | 2035-11-26 | 29 | 11 | 19 | 20.5 | 15.5 | 15 | 21.5
11 | 27 | 2035 | 2035-11-27 | 28.1 | 18.2 | 17.8 | 20.3 | 22.8 | 19.8 | 25.1 | 11 | 27 | 2035 | 2035-11-27 | 25.5 | 9.5 | 14.5 | 9 | 9 | 8.5 | 18
11 | 28 | 2035 | 2035-11-28 | 27.3 | 15.6 | 16.7 | 20 | 23.4 | 18.5 | 24.9 | 11 | 28 | 2035 | 2035-11-28 | 25.5 | 19.5 | 22.5 | 20 | 21 | 17.5 | 21.5
11 | 29 | 2035 | 2035-11-29 | 27 | 15.1 | 16.1 | 18.5 | 22.7 | 18.7 | 23.5 | 11 | 29 | 2035 | 2035-11-29 | 31 | 19.5 | 23.5 | 24 | 19.5 | 21 | 24.5
11 | 30 | 2035 | 2035-11-30 | 26.2 | 15.4 | 16.3 | 17.1 | 21.5 | 17 | 21.4 | 11 | 30 | 2035 | 2035-11-30 | 26 | 21 | 19 | 22 | 22.5 | 20 | 20.5
12 | 1 | 2035 | 2035-12-01 | 26.4 | 14.5 | 15.8 | 16.9 | 21.4 | 16.1 | 21.6 | 12 | 1 | 2035 | 2035-12-01 | 28 | 24.5 | 23.5 | 26 | 31.5 | 23.5 | 27.5
12 | 2 | 2035 | 2035-12-02 | 27.2 | 15.5 | 15.6 | 18.2 | 20.4 | 18.1 | 21.1 | 12 | 2 | 2035 | 2035-12-02 | 29 | 19 | 26 | 26 | 32.5 | 22 | 22.5
12 | 3 | 2035 | 2035-12-03 | 26.7 | 14.6 | 15.5 | 19.5 | 20.3 | 18.3 | 23 | 12 | 3 | 2035 | 2035-12-03 | 35.5 | 21 | 27 | 28 | 31 | 23.5 | 28.5
12 | 4 | 2035 | 2035-12-04 | 26.6 | 13.9 | 15.5 | 16.6 | 19 | 16.1 | 22.3 | 12 | 4 | 2035 | 2035-12-04 | 31.5 | 23 | 22.5 | 29.5 | 33.5 | 26.5 | 24
12 | 5 | 2035 | 2035-12-05 | 25.1 | 14 | 14.9 | 16.9 | 18.8 | 15.6 | 21.9 | 12 | 5 | 2035 | 2035-12-05 | 37 | 23.5 | 23.5 | 27.5 | 33 | 25 | 32
12 | 6 | 2035 | 2035-12-06 | 25.6 | 15.7 | 15.3 | 16.1 | 20.4 | 15 | 22.6 | 12 | 6 | 2035 | 2035-12-06 | 34.5 | 26.5 | 27.5 | 27 | 25.5 | 26 | 32
12 | 7 | 2035 | 2035-12-07 | 26.6 | 15.5 | 15.4 | 17.3 | 21.8 | 16.6 | 23.6 | 12 | 7 | 2035 | 2035-12-07 | 37 | 22 | 22.5 | 29.5 | 21.5 | 29 | 32
12 | 8 | 2035 | 2035-12-08 | 28.8 | 17 | 16.9 | 19.2 | 21.9 | 18.9 | 25 | 12 | 8 | 2035 | 2035-12-08 | 38 | 25.5 | 22.5 | 33.5 | 31.5 | 30 | 34.5
12 | 9 | 2035 | 2035-12-09 | 28.7 | 16.7 | 17.5 | 20.1 | 22.3 | 17.7 | 24.5 | 12 | 9 | 2035 | 2035-12-09 | 36 | 26 | 24.5 | 39.5 | 31 | 36 | 37.5
12 | 10 | 2035 | 2035-12-10 | 29.2 | 16.7 | 17.2 | 21.9 | 23.4 | 19.8 | 25.7 | 12 | 10 | 2035 | 2035-12-10 | 34.5 | 27.5 | 26.5 | 39 | 25.5 | 37 | 39
12 | 11 | 2035 | 2035-12-11 | 30.5 | 18 | 18.7 | 23.1 | 23.6 | 22.1 | 26.9 | 12 | 11 | 2035 | 2035-12-11 | 36 | 24.5 | 27 | 36.5 | 34 | 36.5 | 38.5
12 | 12 | 2035 | 2035-12-12 | 29.3 | 16.4 | 17.5 | 20.8 | 23.2 | 21.2 | 25.5 | 12 | 12 | 2035 | 2035-12-12 | 34.5 | 25.5 | 30 | 36.5 | 35.5 | 35.5 | 36
12 | 13 | 2035 | 2035-12-13 | 29.1 | 14.6 | 16.4 | 20.4 | 23 | 19.2 | 22.8 | 12 | 13 | 2035 | 2035-12-13 | 36.5 | 26.5 | 29 | 34.5 | 32 | 33 | 41.5
12 | 14 | 2035 | 2035-12-14 | 30.2 | 15.1 | 16.2 | 20.7 | 25.9 | 19.1 | 23.7 | 12 | 14 | 2035 | 2035-12-14 | 36 | 22.5 | 25.5 | 34.5 | 31.5 | 32 | 34.5
12 | 15 | 2035 | 2035-12-15 | 29.5 | 15.9 | 16.8 | 21.8 | 25.2 | 20.5 | 24.8 | 12 | 15 | 2035 | 2035-12-15 | 30.5 | 20 | 20.5 | 31 | 26.5 | 29 | 34
12 | 16 | 2035 | 2035-12-16 | 31.8 | 17.2 | 18.2 | 22.5 | 26.3 | 22.1 | 26.2 | 12 | 16 | 2035 | 2035-12-16 | 30 | 15.5 | 21 | 25.5 | 26 | 26 | 32.5
12 | 17 | 2035 | 2035-12-17 | 30.7 | 17 | 17.3 | 22 | 24.5 | 21.5 | 26.5 | 12 | 17 | 2035 | 2035-12-17 | 34.5 | 17 | 22 | 33.5 | 19.5 | 30.5 | 33
12 | 18 | 2035 | 2035-12-18 | 29.9 | 17.8 | 17.9 | 23.3 | 24.2 | 22.5 | 26.8 | 12 | 18 | 2035 | 2035-12-18 | 36 | 14.5 | 19 | 27.5 | 26 | 30 | 31.5
12 | 19 | 2035 | 2035-12-19 | 31.1 | 18.4 | 19.1 | 24.5 | 26.3 | 23.1 | 28.5 | 12 | 19 | 2035 | 2035-12-19 | 30.5 | 15.5 | 19 | 28.5 | 30 | 28 | 34
12 | 20 | 2035 | 2035-12-20 | 31.5 | 17.8 | 18.1 | 23.6 | 25.4 | 22.8 | 27.4 | 12 | 20 | 2035 | 2035-12-20 | 32 | 16 | 19 | 25 | 25.5 | 23.5 | 28.5
12 | 21 | 2035 | 2035-12-21 | 68.81 | 41.69 | 40.78 | 58.15 | 59.53 | 60.73 | 56.55 | 12 | 21 | 2035 | 2035-12-21 | 38 | 24 | 25 | 29 | 36 | 26.5 | 28.5
12 | 22 | 2035 | 2035-12-22 | 31.5 | 18.2 | 18.8 | 23.3 | 23.9 | 22.7 | 28 | 12 | 22 | 2035 | 2035-12-22 | 43.5 | 27.5 | 40.5 | 32.5 | 36.5 | 31 | 37
12 | 23 | 2035 | 2035-12-23 | 31.3 | 18.9 | 18.5 | 23 | 25 | 22.4 | 28.1 | 12 | 23 | 2035 | 2035-12-23 | 43.5 | 21 | 22.5 | 30 | 23.5 | 32 | 34
12 | 24 | 2035 | 2035-12-24 | 31.5 | 17.9 | 18.7 | 23.4 | 26.2 | 22 | 26.8 | 12 | 24 | 2035 | 2035-12-24 | 41 | 14.5 | 17 | 30 | 24 | 32.5 | 31.5
12 | 25 | 2035 | 2035-12-25 | 32.3 | 17.9 | 18.1 | 25 | 26.1 | 23.4 | 27.9 | 12 | 25 | 2035 | 2035-12-25 | 36.5 | 13.5 | 19.5 | 29.5 | 23.5 | 26 | 26
12 | 26 | 2035 | 2035-12-26 | 33.1 | 19.6 | 19.1 | 24.8 | 27.2 | 24.6 | 28.1 | 12 | 26 | 2035 | 2035-12-26 | 38 | 17.5 | 23.5 | 22.5 | 31.5 | 20.5 | 26.5
12 | 27 | 2035 | 2035-12-27 | 33.4 | 19 | 19.6 | 25 | 26.8 | 24.7 | 28.8 | 12 | 27 | 2035 | 2035-12-27 | 29.5 | 12 | 17.5 | 16 | 20 | 14 | 25
12 | 28 | 2035 | 2035-12-28 | 32.4 | 17.5 | 18.3 | 26.2 | 26 | 25.2 | 28.5 | 12 | 28 | 2035 | 2035-12-28 | 17.5 | 8 | 11 | 5.5 | 9.5 | 4.5 | 13
12 | 29 | 2035 | 2035-12-29 | 31.9 | 18 | 17.8 | 25.1 | 25.7 | 23 | 26.5 | 12 | 29 | 2035 | 2035-12-29 | 19.5 | 14 | 18.5 | 11.5 | 16.5 | 9 | 20.5
12 | 30 | 2035 | 2035-12-30 | 31.9 | 18.3 | 18.5 | 23.5 | 25.1 | 22 | 27.3 | 12 | 30 | 2035 | 2035-12-30 | 21.5 | 14.5 | 21 | 16.5 | 20 | 14.5 | 17.5
12 | 31 | 2035 | 2035-12-31 | 31.3 | 17.6 | 18.2 | 21.3 | 23.5 | 20.2 | 26.3 | 12 | 31 | 2035 | 2035-12-31 | 31 | 22.5 | 28 | 22.5 | 30.5 | 21.5 | 28
1 | 1 | 2036 | 2036-01-01 | 30.3 | 17.1 | 16.6 | 21.7 | 24.1 | 20.9 | 24.8 | 1 | 1 | 2036 | 2036-01-01 | 25.5 | 18 | 22.5 | 26.5 | 26.5 | 24.5 | 24.5
1 | 2 | 2036 | 2036-01-02 | 31.5 | 17.1 | 16.7 | 22.5 | 24.3 | 21.5 | 25.5 | 1 | 2 | 2036 | 2036-01-02 | 29 | 14 | 24.5 | 32.5 | 23 | 25 | 28
1 | 3 | 2036 | 2036-01-03 | 31.2 | 17.3 | 17.5 | 22.8 | 24.9 | 21.7 | 25.3 | 1 | 3 | 2036 | 2036-01-03 | 31.5 | 8.5 | 17.5 | 18 | 19 | 13 | 27
1 | 4 | 2036 | 2036-01-04 | 32.1 | 17.8 | 18 | 23.8 | 26.1 | 22.4 | 25.2 | 1 | 4 | 2036 | 2036-01-04 | 22 | 5.5 | 14.5 | 10.5 | 9 | 10 | 21
1 | 5 | 2036 | 2036-01-05 | 31.4 | 17.3 | 18.1 | 24 | 25.2 | 22.8 | 26.5 | 1 | 5 | 2036 | 2036-01-05 | 27 | 13.5 | 22 | 18 | 25 | 13.5 | 19.5
1 | 6 | 2036 | 2036-01-06 | 32 | 17.9 | 18.7 | 25.3 | 25.3 | 24.1 | 27.8 | 1 | 6 | 2036 | 2036-01-06 | 37 | 20.5 | 25.5 | 27 | 31 | 23.5 | 28
1 | 7 | 2036 | 2036-01-07 | 31.7 | 17.6 | 18.7 | 23.7 | 25.4 | 22.1 | 27.1 | 1 | 7 | 2036 | 2036-01-07 | 30 | 22.5 | 21 | 24 | 32 | 21.5 | 30.5
1 | 8 | 2036 | 2036-01-08 | 31.2 | 17.9 | 18.6 | 23.6 | 25.8 | 22 | 27.4 | 1 | 8 | 2036 | 2036-01-08 | 32 | 17.5 | 17.5 | 19 | 23.5 | 19.5 | 25
1 | 9 | 2036 | 2036-01-09 | 29.9 | 17.1 | 18 | 22.7 | 24.6 | 20.7 | 26.7 | 1 | 9 | 2036 | 2036-01-09 | 32.5 | 12 | 16.5 | 22.5 | 19.5 | 24 | 30
1 | 10 | 2036 | 2036-01-10 | 30 | 16 | 17.6 | 21.5 | 23.4 | 20.7 | 26.2 | 1 | 10 | 2036 | 2036-01-10 | 29 | 20 | 24.5 | 24.5 | 28.5 | 23.5 | 22.5
1 | 11 | 2036 | 2036-01-11 | 29.8 | 15.3 | 16.5 | 19.6 | 22.3 | 18.7 | 24.1 | 1 | 11 | 2036 | 2036-01-11 | 40 | 24.5 | 23.5 | 37 | 39.5 | 34 | 35.5
1 | 12 | 2036 | 2036-01-12 | 28.9 | 15.8 | 16.1 | 20.2 | 22.6 | 18.7 | 23.7 | 1 | 12 | 2036 | 2036-01-12 | 41 | 24.5 | 25 | 38 | 33 | 35 | 38
1 | 13 | 2036 | 2036-01-13 | 29.4 | 17.5 | 16.6 | 20 | 23.3 | 19 | 23.3 | 1 | 13 | 2036 | 2036-01-13 | 37.5 | 29.5 | 28 | 32 | 26.5 | 33.5 | 37
1 | 14 | 2036 | 2036-01-14 | 30.4 | 18.3 | 18.4 | 21.9 | 23.9 | 19 | 25.2 | 1 | 14 | 2036 | 2036-01-14 | 33.5 | 22.5 | 26.5 | 24 | 17 | 22.5 | 29.5
1 | 15 | 2036 | 2036-01-15 | 32.5 | 17.9 | 19.1 | 23.7 | 25.7 | 21.9 | 26 | 1 | 15 | 2036 | 2036-01-15 | 40.5 | 31.5 | 28.5 | 30.5 | 33 | 25.5 | 37
1 | 16 | 2036 | 2036-01-16 | 34.5 | 19 | 19.6 | 24.8 | 26.8 | 23.7 | 26.6 | 1 | 16 | 2036 | 2036-01-16 | 43.5 | 27 | 29.5 | 29.5 | 39 | 30 | 38
1 | 17 | 2036 | 2036-01-17 | 35.3 | 19.8 | 19.4 | 25.1 | 27.5 | 23.4 | 26.8 | 1 | 17 | 2036 | 2036-01-17 | 33.5 | 37.5 | 29.5 | 23 | 30 | 22 | 30.5
1 | 18 | 2036 | 2036-01-18 | 34.9 | 19.5 | 19 | 23.8 | 25.9 | 21.9 | 25.7 | 1 | 18 | 2036 | 2036-01-18 | 27 | 44.5 | 33.5 | 29.5 | 22.5 | 33 | 33
1 | 19 | 2036 | 2036-01-19 | 32.4 | 18.7 | 17.9 | 23.5 | 26 | 21.8 | 24.9 | 1 | 19 | 2036 | 2036-01-19 | 20 | 40 | 33.5 | 35.5 | 16.5 | 38.5 | 41.5
1 | 20 | 2036 | 2036-01-20 | 31.3 | 18.3 | 17.6 | 23.2 | 24.3 | 21.7 | 24.5 | 1 | 20 | 2036 | 2036-01-20 | 26.5 | 24.5 | 26 | 31 | 20.5 | 37 | 41
1 | 21 | 2036 | 2036-01-21 | 33.7 | 19.2 | 18.6 | 23.5 | 24.7 | 22.6 | 25.1 | 1 | 21 | 2036 | 2036-01-21 | 25.5 | 16 | 19.5 | 28 | 26 | 27.5 | 33.5
1 | 22 | 2036 | 2036-01-22 | 33.7 | 20.6 | 19.2 | 23 | 25.6 | 21.8 | 26.1 | 1 | 22 | 2036 | 2036-01-22 | 32.5 | 17.5 | 23.5 | 23 | 25 | 19.5 | 36
1 | 23 | 2036 | 2036-01-23 | 32.7 | 19.7 | 20 | 24.7 | 26.4 | 23 | 26.5 | 1 | 23 | 2036 | 2036-01-23 | 31.5 | 16.5 | 21.5 | 26 | 26.5 | 23.5 | 42.5
1 | 24 | 2036 | 2036-01-24 | 34.1 | 19.2 | 19.8 | 25.8 | 26.6 | 23.7 | 27.7 | 1 | 24 | 2036 | 2036-01-24 | 34 | 16 | 19 | 19.5 | 21 | 18.5 | 33.5
1 | 25 | 2036 | 2036-01-25 | 31.7 | 18.6 | 19 | 23.2 | 25.1 | 22.3 | 27.7 | 1 | 25 | 2036 | 2036-01-25 | 24 | 14 | 19 | 13 | 13.5 | 11 | 19.5
1 | 26 | 2036 | 2036-01-26 | 31.2 | 17.7 | 18.8 | 22.3 | 25.1 | 22.1 | 25.2 | 1 | 26 | 2036 | 2036-01-26 | 24 | 20 | 23 | 18.5 | 26.5 | 17 | 25
1 | 27 | 2036 | 2036-01-27 | 30.3 | 17.2 | 17.8 | 20.8 | 24.3 | 19.6 | 24.7 | 1 | 27 | 2036 | 2036-01-27 | 34 | 23.5 | 30.5 | 27 | 31 | 24 | 33.5
1 | 28 | 2036 | 2036-01-28 | 28.9 | 16.2 | 16.9 | 19.9 | 22.1 | 18.2 | 22.2 | 1 | 28 | 2036 | 2036-01-28 | 36 | 18 | 23.5 | 23 | 25 | 23 | 32
1 | 29 | 2036 | 2036-01-29 | 28.4 | 16.1 | 15.8 | 19.5 | 21.6 | 18.2 | 21.8 | 1 | 29 | 2036 | 2036-01-29 | 28.5 | 15.5 | 18 | 7.5 | 13 | 8 | 24.5
1 | 30 | 2036 | 2036-01-30 | 28.4 | 15.4 | 15.4 | 19.5 | 21 | 17.3 | 21.6 | 1 | 30 | 2036 | 2036-01-30 | 25.5 | 14 | 16.5 | 18.5 | 20.5 | 14.5 | 19
1 | 31 | 2036 | 2036-01-31 | 27.6 | 15.1 | 15.6 | 19.3 | 20.8 | 17.5 | 22.3 | 1 | 31 | 2036 | 2036-01-31 | 26.5 | 12.5 | 16.5 | 18.5 | 21 | 14.5 | 26
2 | 1 | 2036 | 2036-02-01 | 26.7 | 15.4 | 16.2 | 18.6 | 20.2 | 16.6 | 22.2 | 2 | 1 | 2036 | 2036-02-01 | 25.5 | 18 | 20.5 | 17.5 | 25 | 15.5 | 19.5
2 | 2 | 2036 | 2036-02-02 | 26.8 | 15.9 | 16.9 | 19.7 | 20.5 | 17.1 | 22 | 2 | 2 | 2036 | 2036-02-02 | 29.5 | 15 | 21.5 | 22 | 26 | 20.5 | 23.5
2 | 3 | 2036 | 2036-02-03 | 26.9 | 15.9 | 16.8 | 19.4 | 20.7 | 17.3 | 22.3 | 2 | 3 | 2036 | 2036-02-03 | 33 | 8.5 | 17.5 | 34 | 30 | 30 | 24
2 | 4 | 2036 | 2036-02-04 | 27.7 | 15.9 | 16.8 | 20.9 | 22.2 | 18 | 22.1 | 2 | 4 | 2036 | 2036-02-04 | 30.5 | 13.5 | 18.5 | 29 | 30.5 | 29.5 | 23.5
2 | 5 | 2036 | 2036-02-05 | 29.5 | 16.1 | 18 | 22 | 24.3 | 19.4 | 23.2 | 2 | 5 | 2036 | 2036-02-05 | 28 | 12 | 18 | 30.5 | 32.5 | 31 | 25
2 | 6 | 2036 | 2036-02-06 | 30.9 | 16 | 17.9 | 23.1 | 25.7 | 19.9 | 23 | 2 | 6 | 2036 | 2036-02-06 | 31.5 | 10.5 | 15.5 | 34 | 39 | 29.5 | 23.5
2 | 7 | 2036 | 2036-02-07 | 29.8 | 16.5 | 17.9 | 22.1 | 24.4 | 19.2 | 23.4 | 2 | 7 | 2036 | 2036-02-07 | 27.5 | 11.5 | 16.5 | 31.5 | 29.5 | 30.5 | 20
2 | 8 | 2036 | 2036-02-08 | 28.9 | 15.9 | 16.5 | 21.9 | 23 | 19.2 | 22.4 | 2 | 8 | 2036 | 2036-02-08 | 27 | 13 | 18.5 | 27 | 26 | 25 | 22
2 | 9 | 2036 | 2036-02-09 | 27.6 | 15.8 | 16.4 | 19.6 | 21 | 17.8 | 19.8 | 2 | 9 | 2036 | 2036-02-09 | 27 | 14.5 | 15.5 | 24 | 18 | 22.5 | 21
2 | 10 | 2036 | 2036-02-10 | 27.5 | 15.6 | 16.1 | 18 | 20.6 | 16.9 | 20.3 | 2 | 10 | 2036 | 2036-02-10 | 23.5 | 10 | 15.5 | 22.5 | 18 | 21 | 18.5
2 | 11 | 2036 | 2036-02-11 | 26.7 | 15.9 | 16.6 | 18.9 | 21.9 | 17.9 | 20.6 | 2 | 11 | 2036 | 2036-02-11 | 25.5 | 12 | 17 | 21.5 | 22 | 18.5 | 19
2 | 12 | 2036 | 2036-02-12 | 26.6 | 15.7 | 17.4 | 19.2 | 21.9 | 18.6 | 21.8 | 2 | 12 | 2036 | 2036-02-12 | 27 | 15 | 18 | 20.5 | 23 | 18 | 24
2 | 13 | 2036 | 2036-02-13 | 27 | 16.1 | 18.4 | 21.4 | 23.1 | 20.6 | 21.2 | 2 | 13 | 2036 | 2036-02-13 | 28 | 19 | 18 | 26 | 24 | 23.5 | 19.5
2 | 14 | 2036 | 2036-02-14 | 26.2 | 16.6 | 19.3 | 22.2 | 22.6 | 20 | 23.7 | 2 | 14 | 2036 | 2036-02-14 | 27 | 21 | 25.5 | 22.5 | 30 | 21 | 25.5
2 | 15 | 2036 | 2036-02-15 | 27.1 | 16.5 | 19.2 | 22.6 | 22.2 | 20 | 23 | 2 | 15 | 2036 | 2036-02-15 | 30.5 | 20.5 | 27 | 22.5 | 28.5 | 19.5 | 24.5
2 | 16 | 2036 | 2036-02-16 | 26.9 | 16.7 | 18.3 | 21.6 | 21.6 | 19.5 | 22.8 | 2 | 16 | 2036 | 2036-02-16 | 33.5 | 19.5 | 23.5 | 22 | 24 | 19.5 | 23.5
2 | 17 | 2036 | 2036-02-17 | 24.6 | 15.5 | 17.2 | 19.7 | 20.7 | 18.3 | 21.8 | 2 | 17 | 2036 | 2036-02-17 | 26.5 | 14 | 17.5 | 15.5 | 20.5 | 17 | 26.5
2 | 18 | 2036 | 2036-02-18 | 22.5 | 14.7 | 16 | 18.1 | 20.2 | 16.7 | 19.8 | 2 | 18 | 2036 | 2036-02-18 | 28 | 19.5 | 19 | 21.5 | 28 | 17.5 | 23
2 | 19 | 2036 | 2036-02-19 | 23.4 | 15 | 16 | 18 | 21.3 | 16.7 | 19.4 | 2 | 19 | 2036 | 2036-02-19 | 31.5 | 21 | 24.5 | 22 | 31 | 20 | 23
2 | 20 | 2036 | 2036-02-20 | 22.8 | 15.1 | 15.8 | 17.9 | 19.3 | 16.2 | 19.8 | 2 | 20 | 2036 | 2036-02-20 | 31.5 | 20.5 | 23.5 | 26 | 21.5 | 23.5 | 24
2 | 21 | 2036 | 2036-02-21 | 21.7 | 14.4 | 15.1 | 16.5 | 18.6 | 15 | 19.2 | 2 | 21 | 2036 | 2036-02-21 | 22 | 15 | 12.5 | 9.5 | 11 | 8.5 | 14.5
2 | 22 | 2036 | 2036-02-22 | 21.1 | 13.3 | 14.7 | 15.9 | 18.4 | 14.4 | 17.9 | 2 | 22 | 2036 | 2036-02-22 | 18 | 11.5 | 20 | 13.5 | 16.5 | 14 | 11.5
2 | 23 | 2036 | 2036-02-23 | 21.2 | 14.8 | 14.9 | 16.4 | 17.7 | 14.6 | 18 | 2 | 23 | 2036 | 2036-02-23 | 26.5 | 16 | 23.5 | 19 | 26 | 18 | 20
2 | 24 | 2036 | 2036-02-24 | 21.5 | 14.7 | 15.2 | 15.7 | 18 | 15.2 | 17.9 | 2 | 24 | 2036 | 2036-02-24 | 28 | 17.5 | 21 | 12.5 | 18.5 | 11 | 18.5
2 | 25 | 2036 | 2036-02-25 | 21 | 14.3 | 15.7 | 16.9 | 18.4 | 15.9 | 18.4 | 2 | 25 | 2036 | 2036-02-25 | 30 | 20.5 | 23 | 20.5 | 29 | 19 | 16
2 | 26 | 2036 | 2036-02-26 | 20.7 | 13.6 | 16.3 | 17.1 | 18.4 | 15.6 | 18.6 | 2 | 26 | 2036 | 2036-02-26 | 31 | 24.5 | 25.5 | 23.5 | 29 | 23 | 20.5
2 | 27 | 2036 | 2036-02-27 | 21.4 | 14.3 | 15.8 | 16.8 | 18.5 | 15.1 | 18.4 | 2 | 27 | 2036 | 2036-02-27 | 32.5 | 27.5 | 24.5 | 33.5 | 33 | 30 | 28
2 | 28 | 2036 | 2036-02-28 | 21.1 | 13.2 | 15.2 | 16 | 18.9 | 14.1 | 17.6 | 2 | 28 | 2036 | 2036-02-28 | 34 | 23 | 27 | 29 | 36 | 27 | 32
2 | 29 | 2036 | 2036-02-29 | 20.8 | 14.2 | 15.4 | 14.6 | 17.7 | 12.4 | 17.3 | 2 | 29 | 2036 | 2036-02-29 | 28 | 23 | 24.5 | 20.5 | 30 | 19 | 28
3 | 1 | 2036 | 2036-03-01 | 20.1 | 14.4 | 15.4 | 13.7 | 16.4 | 11.6 | 16.2 | 3 | 1 | 2036 | 2036-03-01 | 31 | 23.5 | 23.5 | 22.5 | 29 | 21 | 22.5
3 | 2 | 2036 | 2036-03-02 | 20.4 | 13.9 | 15 | 13.2 | 16.9 | 12 | 16.2 | 3 | 2 | 2036 | 2036-03-02 | 32 | 18 | 23.5 | 21.5 | 28.5 | 20 | 19.5
3 | 3 | 2036 | 2036-03-03 | 20 | 12.8 | 14.6 | 13.5 | 16.2 | 12.5 | 15.3 | 3 | 3 | 2036 | 2036-03-03 | 23.5 | 14 | 11.5 | 12.5 | 18 | 8.5 | 15
3 | 4 | 2036 | 2036-03-04 | 19.7 | 12.3 | 14 | 13.1 | 16.5 | 10.9 | 14.4 | 3 | 4 | 2036 | 2036-03-04 | 20 | 13 | 12.5 | 11 | 16 | 6 | 15
3 | 5 | 2036 | 2036-03-05 | 18.9 | 12.4 | 14.1 | 12.4 | 17 | 10.9 | 14.7 | 3 | 5 | 2036 | 2036-03-05 | 19 | 20.5 | 22 | 13.5 | 19.5 | 15.5 | 13.5
3 | 6 | 2036 | 2036-03-06 | 20 | 12.6 | 14.4 | 14.1 | 18.3 | 11.8 | 15.3 | 3 | 6 | 2036 | 2036-03-06 | 34 | 24 | 26 | 23.5 | 32.5 | 23.5 | 24
3 | 7 | 2036 | 2036-03-07 | 20.1 | 12.8 | 13.8 | 14.8 | 18.2 | 12 | 15.1 | 3 | 7 | 2036 | 2036-03-07 | 28.5 | 24.5 | 26.5 | 25 | 28.5 | 22 | 23
3 | 8 | 2036 | 2036-03-08 | 19.6 | 12.2 | 13.9 | 14.1 | 17.8 | 10.6 | 15.2 | 3 | 8 | 2036 | 2036-03-08 | 26 | 19 | 15.5 | 13.5 | 13 | 14 | 20
3 | 9 | 2036 | 2036-03-09 | 19.2 | 12.5 | 14.5 | 13.9 | 16.5 | 11.2 | 15.7 | 3 | 9 | 2036 | 2036-03-09 | 14.5 | 15 | 20.5 | 8 | 12 | 7 | 10
3 | 10 | 2036 | 2036-03-10 | 18.7 | 12.8 | 14.6 | 13.1 | 15.9 | 11.4 | 16.1 | 3 | 10 | 2036 | 2036-03-10 | 15 | 15.5 | 18 | 12 | 14.5 | 9 | 11
3 | 11 | 2036 | 2036-03-11 | 18.2 | 12.1 | 13.7 | 13.7 | 15.7 | 11.1 | 16.6 | 3 | 11 | 2036 | 2036-03-11 | 21 | 17 | 21.5 | 18 | 22.5 | 17.5 | 15.5
3 | 12 | 2036 | 2036-03-12 | 18.9 | 12.3 | 13.7 | 14.1 | 16.8 | 11.6 | 16.2 | 3 | 12 | 2036 | 2036-03-12 | 21.5 | 17.5 | 24.5 | 18 | 17.5 | 14.5 | 16.5
3 | 13 | 2036 | 2036-03-13 | 19.4 | 13.1 | 14.1 | 14.7 | 17.3 | 11.9 | 15.1 | 3 | 13 | 2036 | 2036-03-13 | 19.5 | 22.5 | 28 | 15 | 24 | 13 | 20
3 | 14 | 2036 | 2036-03-14 | 19.8 | 13.1 | 14.5 | 14.6 | 17.1 | 11.9 | 14.8 | 3 | 14 | 2036 | 2036-03-14 | 23.5 | 19.5 | 27.5 | 16.5 | 18.5 | 15 | 26
3 | 15 | 2036 | 2036-03-15 | 19.4 | 12.8 | 14.6 | 13.8 | 17.4 | 11.6 | 14.9 | 3 | 15 | 2036 | 2036-03-15 | 14 | 11.5 | 18 | 7 | 12.5 | 6 | 14
3 | 16 | 2036 | 2036-03-16 | 19.1 | 13 | 14.1 | 12.8 | 16.9 | 11.5 | 14.7 | 3 | 16 | 2036 | 2036-03-16 | 15.5 | 16.5 | 19 | 12 | 17 | 11 | 14
3 | 17 | 2036 | 2036-03-17 | 18.6 | 12.1 | 13.4 | 12.2 | 15.9 | 9.9 | 13.4 | 3 | 17 | 2036 | 2036-03-17 | 22.5 | 19 | 20 | 17 | 23.5 | 15.5 | 18
3 | 18 | 2036 | 2036-03-18 | 18 | 11.6 | 12.9 | 11.8 | 15.9 | 9.6 | 13 | 3 | 18 | 2036 | 2036-03-18 | 26 | 22 | 24.5 | 22 | 28.5 | 21 | 21.5
3 | 19 | 2036 | 2036-03-19 | 17.4 | 11.5 | 13.7 | 12.2 | 16 | 10.1 | 12.8 | 3 | 19 | 2036 | 2036-03-19 | 30 | 19.5 | 24.5 | 22.5 | 34 | 19.5 | 25
3 | 20 | 2036 | 2036-03-20 | 18.1 | 12.1 | 13.8 | 13.7 | 17.1 | 11 | 13.5 | 3 | 20 | 2036 | 2036-03-20 | 25.5 | 17.5 | 20.5 | 15 | 13.5 | 14.5 | 13.5
3 | 21 | 2036 | 2036-03-21 | 19.8 | 12.1 | 14.1 | 13 | 18.6 | 10.1 | 14.5 | 3 | 21 | 2036 | 2036-03-21 | 14.5 | 18 | 22.5 | 24.5 | 26 | 23 | 21.5
3 | 22 | 2036 | 2036-03-22 | 18.6 | 12.2 | 13.9 | 13.1 | 18.1 | 10.5 | 14.4 | 3 | 22 | 2036 | 2036-03-22 | 17 | 20 | 22 | 21 | 25 | 19 | 21
3 | 23 | 2036 | 2036-03-23 | 17.5 | 12.3 | 13.3 | 12.8 | 17.3 | 11.2 | 13.7 | 3 | 23 | 2036 | 2036-03-23 | 22.5 | 18.5 | 21 | 19.5 | 23 | 17.5 | 20.5
3 | 24 | 2036 | 2036-03-24 | 17.2 | 11.8 | 13 | 11.7 | 17.3 | 10.8 | 13.6 | 3 | 24 | 2036 | 2036-03-24 | 18.5 | 14.5 | 14.5 | 18.5 | 22 | 18 | 16.5
3 | 25 | 2036 | 2036-03-25 | 16.5 | 11.5 | 12.4 | 11.4 | 16.5 | 8.9 | 13.1 | 3 | 25 | 2036 | 2036-03-25 | 13.5 | 16 | 14.5 | 16.5 | 19.5 | 15 | 10.5
3 | 26 | 2036 | 2036-03-26 | 15.5 | 11.1 | 11.3 | 10.4 | 14.3 | 7.5 | 12.3 | 3 | 26 | 2036 | 2036-03-26 | 16.5 | 16 | 14.5 | 11.5 | 22.5 | 11 | 13.5
3 | 27 | 2036 | 2036-03-27 | 14.2 | 10.1 | 11.3 | 9.6 | 14.1 | 7.3 | 11.5 | 3 | 27 | 2036 | 2036-03-27 | 18.5 | 10.5 | 13.5 | 15 | 14.5 | 11.5 | 17.5
3 | 28 | 2036 | 2036-03-28 | 14.8 | 10.2 | 11.5 | 9.8 | 15.8 | 7.9 | 11.2 | 3 | 28 | 2036 | 2036-03-28 | 15.5 | 9.5 | 14.5 | 8.5 | 17.5 | 9.5 | 11.5
3 | 29 | 2036 | 2036-03-29 | 15.1 | 10.6 | 11.5 | 10.4 | 15.7 | 8.5 | 11 | 3 | 29 | 2036 | 2036-03-29 | 15 | 14 | 17 | 9 | 9.5 | 6.5 | 10
3 | 30 | 2036 | 2036-03-30 | 14.6 | 10.8 | 11.7 | 9.6 | 15.8 | 8.1 | 11.2 | 3 | 30 | 2036 | 2036-03-30 | 9.5 | 15.5 | 19 | 9 | 17.5 | 8.5 | 13
3 | 31 | 2036 | 2036-03-31 | 13.8 | 9.5 | 9.8 | 8.5 | 13.5 | 7 | 10 | 3 | 31 | 2036 | 2036-03-31 | 7 | 19 | 20.5 | 18.5 | 19 | 18 | 16.5
4 | 1 | 2036 | 2036-04-01 | 13.4 | 9.6 | 9.4 | 7.6 | 13 | 6.2 | 9.9 | 4 | 1 | 2036 | 2036-04-01 | 25.5 | 16.5 | 23 | 14.5 | 23 | 14 | 15
4 | 2 | 2036 | 2036-04-02 | 13.6 | 9.7 | 10.4 | 8.6 | 14 | 6.6 | 10.4 | 4 | 2 | 2036 | 2036-04-02 | 26 | 7.5 | 9.5 | 15.5 | 17.5 | 13 | 17.5
4 | 3 | 2036 | 2036-04-03 | 13.8 | 9.8 | 11.2 | 9.1 | 14.7 | 7.2 | 10.4 | 4 | 3 | 2036 | 2036-04-03 | 14.5 | 14 | 16 | 5 | 12.5 | 6 | 13.5
4 | 4 | 2036 | 2036-04-04 | 13.7 | 10.5 | 12 | 9.6 | 14.6 | 7.8 | 10.7 | 4 | 4 | 2036 | 2036-04-04 | 28 | 20 | 17 | 17 | 28.5 | 18.5 | 13
4 | 5 | 2036 | 2036-04-05 | 13.2 | 10.7 | 11.5 | 9.2 | 14 | 7.3 | 10.4 | 4 | 5 | 2036 | 2036-04-05 | 28.5 | 19.5 | 23 | 17.5 | 32 | 15 | 18
4 | 6 | 2036 | 2036-04-06 | 13.1 | 10.5 | 10.4 | 8.6 | 13 | 7.1 | 9.2 | 4 | 6 | 2036 | 2036-04-06 | 30.5 | 18.5 | 17 | 18.5 | 28.5 | 18.5 | 18.5
4 | 7 | 2036 | 2036-04-07 | 13.5 | 9.5 | 10.1 | 8.2 | 13 | 6.5 | 8.7 | 4 | 7 | 2036 | 2036-04-07 | 24 | 15.5 | 14 | 17 | 23.5 | 13.5 | 18.5
4 | 8 | 2036 | 2036-04-08 | 13.1 | 10 | 10.9 | 8.5 | 13.2 | 6.5 | 8.9 | 4 | 8 | 2036 | 2036-04-08 | 15 | 8.5 | 7.5 | 10.5 | 17.5 | 8.5 | 7
4 | 9 | 2036 | 2036-04-09 | 13.7 | 10.5 | 11.4 | 9.4 | 13.7 | 7.4 | 9.3 | 4 | 9 | 2036 | 2036-04-09 | 10.5 | 7.5 | 6 | 6.5 | 13 | 5.5 | 6.5
4 | 10 | 2036 | 2036-04-10 | 13.4 | 10 | 10.3 | 8.9 | 13.2 | 7 | 9.4 | 4 | 10 | 2036 | 2036-04-10 | 11 | 7 | 10 | 7 | 11 | 3 | 3.5
4 | 11 | 2036 | 2036-04-11 | 13.8 | 9.4 | 9.9 | 9.1 | 13.8 | 7.1 | 9.2 | 4 | 11 | 2036 | 2036-04-11 | 11 | 11 | 12.5 | 8.5 | 17.5 | 6.5 | 7.5
4 | 12 | 2036 | 2036-04-12 | 14.4 | 9.9 | 10.6 | 10.3 | 15.3 | 7.2 | 9.7 | 4 | 12 | 2036 | 2036-04-12 | 16 | 8 | 20.5 | 13 | 20.5 | 9.5 | 11.5
4 | 13 | 2036 | 2036-04-13 | 15.5 | 10.4 | 11.1 | 10.6 | 15.7 | 7.9 | 10.5 | 4 | 13 | 2036 | 2036-04-13 | 21 | 13 | 19 | 13.5 | 21.5 | 10 | 13
4 | 14 | 2036 | 2036-04-14 | 14.3 | 9.3 | 10.7 | 10.3 | 15.4 | 7.8 | 10 | 4 | 14 | 2036 | 2036-04-14 | 11 | 10.5 | 19 | 9.5 | 14.5 | 6.5 | 8
4 | 15 | 2036 | 2036-04-15 | 12.9 | 8.8 | 10.1 | 9 | 13.3 | 6.3 | 9.1 | 4 | 15 | 2036 | 2036-04-15 | 14 | 7 | 10 | 7.5 | 13.5 | 6.5 | 6
4 | 16 | 2036 | 2036-04-16 | 10.8 | 8.7 | 10 | 8 | 12.3 | 4.9 | 8.6 | 4 | 16 | 2036 | 2036-04-16 | 21.5 | 11 | 14.5 | 11 | 12.5 | 9 | 9
4 | 17 | 2036 | 2036-04-17 | 10.1 | 8.7 | 10.4 | 7.5 | 13.2 | 4.9 | 8.8 | 4 | 17 | 2036 | 2036-04-17 | 16.5 | 15.5 | 27 | 14.5 | 22.5 | 10.5 | 17.5
4 | 18 | 2036 | 2036-04-18 | 11.6 | 9.8 | 10.9 | 8.4 | 13.6 | 5.9 | 8.9 | 4 | 18 | 2036 | 2036-04-18 | 15 | 11.5 | 21.5 | 9 | 10.5 | 7 | 11
4 | 19 | 2036 | 2036-04-19 | 13 | 10.1 | 11.5 | 9.2 | 14.3 | 6.7 | 9.8 | 4 | 19 | 2036 | 2036-04-19 | 14.5 | 11.5 | 30.5 | 11 | 8 | 12 | 14.5
4 | 20 | 2036 | 2036-04-20 | 13.9 | 9.9 | 11 | 9.3 | 13.6 | 6.8 | 9.3 | 4 | 20 | 2036 | 2036-04-20 | 5 | 11 | 14.5 | 2.5 | 3 | 0 | 4.5
4 | 21 | 2036 | 2036-04-21 | 13.4 | 8.6 | 9.8 | 8.5 | 13.1 | 6.7 | 8.3 | 4 | 21 | 2036 | 2036-04-21 | 5.5 | 11.5 | 20 | 0.5 | 2.5 | 0 | 0.5
4 | 22 | 2036 | 2036-04-22 | 13.5 | 8.5 | 10 | 8.8 | 14.2 | 6.9 | 8.3 | 4 | 22 | 2036 | 2036-04-22 | 1 | 1.5 | 10 | 0 | 0 | 0 | 0
4 | 23 | 2036 | 2036-04-23 | 13 | 8.1 | 10.4 | 8.5 | 13.9 | 6.5 | 8.7 | 4 | 23 | 2036 | 2036-04-23 | 0 | 5 | 10 | 0 | 0 | 0 | 0
4 | 24 | 2036 | 2036-04-24 | 12.5 | 7.7 | 10.2 | 7.8 | 12.7 | 5.7 | 8.3 | 4 | 24 | 2036 | 2036-04-24 | 0 | 6.5 | 13.5 | 0 | 0.5 | 0 | 0
4 | 25 | 2036 | 2036-04-25 | 10.9 | 7 | 8.8 | 6.5 | 10.7 | 4.7 | 6.8 | 4 | 25 | 2036 | 2036-04-25 | 2.5 | 1 | 19 | 0 | 6.5 | 0 | 1.5
4 | 26 | 2036 | 2036-04-26 | 10.1 | 6.6 | 7.7 | 5.4 | 9.5 | 3.9 | 5.3 | 4 | 26 | 2036 | 2036-04-26 | 16 | 9.5 | 20 | 11.5 | 18.5 | 7 | 9
4 | 27 | 2036 | 2036-04-27 | 9.5 | 6.6 | 7.7 | 5.7 | 9.9 | 4.3 | 5.5 | 4 | 27 | 2036 | 2036-04-27 | 19.5 | 9 | 20.5 | 12 | 18 | 9.5 | 11.5
4 | 28 | 2036 | 2036-04-28 | 10 | 5.9 | 7.5 | 5.6 | 10.1 | 4.3 | 5.4 | 4 | 28 | 2036 | 2036-04-28 | 16.5 | 7.5 | 10 | 6.5 | 11 | 6.5 | 1
4 | 29 | 2036 | 2036-04-29 | 9.6 | 5.7 | 7 | 5.2 | 9.9 | 3.5 | 5.4 | 4 | 29 | 2036 | 2036-04-29 | 14 | 5.5 | 8.5 | 5 | 9.5 | 2 | 4
4 | 30 | 2036 | 2036-04-30 | 8.5 | 6.1 | 7.2 | 4.7 | 9.4 | 3.6 | 5.9 | 4 | 30 | 2036 | 2036-04-30 | 11 | 9.5 | 14.5 | 5.5 | 8.5 | 3.5 | 6
5 | 1 | 2036 | 2036-05-01 | 8.8 | 6.4 | 7.4 | 5.2 | 9.4 | 3.5 | 5.9 | 5 | 1 | 2036 | 2036-05-01 | 17 | 12 | 16 | 13.5 | 19.5 | 11.5 | 9.5
5 | 2 | 2036 | 2036-05-02 | 9 | 6.2 | 7.4 | 5.1 | 9.6 | 3.3 | 5.3 | 5 | 2 | 2036 | 2036-05-02 | 17.5 | 11 | 16 | 12 | 20 | 10 | 12
5 | 3 | 2036 | 2036-05-03 | 8.6 | 5.5 | 6.7 | 4.5 | 9.3 | 3.1 | 4.5 | 5 | 3 | 2036 | 2036-05-03 | 13.5 | 12 | 13.5 | 9.5 | 12 | 6.5 | 8.5
5 | 4 | 2036 | 2036-05-04 | 7.3 | 4.6 | 6.2 | 3.3 | 8.3 | 2.1 | 3.6 | 5 | 4 | 2036 | 2036-05-04 | 22 | 10 | 16 | 10.5 | 17.5 | 9.5 | 8
5 | 5 | 2036 | 2036-05-05 | 7.8 | 4.3 | 6.1 | 3.3 | 7.7 | 2.4 | 3.4 | 5 | 5 | 2036 | 2036-05-05 | 20.5 | 12 | 16 | 12 | 21.5 | 11.5 | 9.5
5 | 6 | 2036 | 2036-05-06 | 8.2 | 4.6 | 6.7 | 3.5 | 8.4 | 2.7 | 3.8 | 5 | 6 | 2036 | 2036-05-06 | 19 | 10.5 | 10.5 | 10 | 15.5 | 8.5 | 9.5
5 | 7 | 2036 | 2036-05-07 | 7.8 | 5.1 | 6.8 | 3.7 | 8.1 | 2.8 | 4 | 5 | 7 | 2036 | 2036-05-07 | 12.5 | 5.5 | 11.5 | 4 | 9.5 | 3 | 5.5
5 | 8 | 2036 | 2036-05-08 | 7.8 | 5.7 | 6.4 | 3.1 | 7.4 | 2.2 | 3.9 | 5 | 8 | 2036 | 2036-05-08 | 6.5 | 7 | 14.5 | 0 | 2.5 | 0 | 0
5 | 9 | 2036 | 2036-05-09 | 8 | 5.4 | 5.7 | 3.8 | 7.8 | 2.9 | 4.3 | 5 | 9 | 2036 | 2036-05-09 | 9.5 | 11.5 | 18 | 6 | 12.5 | 4.5 | 7.5
5 | 10 | 2036 | 2036-05-10 | 8.1 | 4.9 | 5.3 | 4.2 | 8.6 | 3.2 | 4.3 | 5 | 10 | 2036 | 2036-05-10 | 17.5 | 11.5 | 19.5 | 12 | 20.5 | 12 | 12
5 | 11 | 2036 | 2036-05-11 | 7.9 | 3.8 | 4.7 | 3.8 | 8.1 | 2.3 | 3.8 | 5 | 11 | 2036 | 2036-05-11 | 16 | 11.5 | 14.5 | 11 | 15.5 | 10 | 9.5
5 | 12 | 2036 | 2036-05-12 | 6.1 | 3.4 | 4.6 | 2.8 | 6.7 | 2 | 3.2 | 5 | 12 | 2036 | 2036-05-12 | 10.5 | 5.5 | 0 | 4.5 | 9.5 | 4 | 5
5 | 13 | 2036 | 2036-05-13 | 5.3 | 3.4 | 4.3 | 2.2 | 6.1 | 1.4 | 2.7 | 5 | 13 | 2036 | 2036-05-13 | 3.5 | 3.5 | 6.5 | 0 | 0 | 0 | 0
5 | 14 | 2036 | 2036-05-14 | 5.4 | 3.1 | 4.3 | 2.7 | 6.2 | 1.7 | 2.9 | 5 | 14 | 2036 | 2036-05-14 | 0 | 0.5 | 0 | 0 | 0 | 0 | 0
5 | 15 | 2036 | 2036-05-15 | 6 | 3.6 | 4.8 | 3 | 7.1 | 2.1 | 3.6 | 5 | 15 | 2036 | 2036-05-15 | 0 | 0 | 1 | 0 | 0 | 0 | 0
5 | 16 | 2036 | 2036-05-16 | 6.4 | 4.7 | 5.9 | 3.8 | 8.1 | 2.5 | 4.8 | 5 | 16 | 2036 | 2036-05-16 | 0 | 4 | 7.5 | 0 | 2 | 0 | 0
5 | 17 | 2036 | 2036-05-17 | 6.7 | 4.6 | 5.6 | 3.8 | 7.5 | 2.5 | 4.9 | 5 | 17 | 2036 | 2036-05-17 | 7.5 | 7 | 9 | 0 | 6.5 | 0 | 0
5 | 18 | 2036 | 2036-05-18 | 7.1 | 3.5 | 4.7 | 3.3 | 6.8 | 2.3 | 3.9 | 5 | 18 | 2036 | 2036-05-18 | 11 | 9 | 15.5 | 5 | 14 | 3 | 2.5
5 | 19 | 2036 | 2036-05-19 | 6.3 | 2.9 | 4.1 | 2.7 | 6 | 1.8 | 2.8 | 5 | 19 | 2036 | 2036-05-19 | 10.5 | 8 | 14 | 3.5 | 8.5 | 0 | 3
5 | 20 | 2036 | 2036-05-20 | 5.3 | 2.6 | 3.6 | 2.5 | 4.5 | 1.2 | 2.4 | 5 | 20 | 2036 | 2036-05-20 | 0 | 4.5 | 8.5 | 0 | 0 | 0 | 0
5 | 21 | 2036 | 2036-05-21 | 4.4 | 2.7 | 3.5 | 1.7 | 3.9 | 0.8 | 2 | 5 | 21 | 2036 | 2036-05-21 | 0 | 4 | 8.5 | 1 | 3.5 | 0 | 0
5 | 22 | 2036 | 2036-05-22 | 4 | 2.8 | 3.6 | 1.6 | 4.9 | 1.1 | 2 | 5 | 22 | 2036 | 2036-05-22 | 8 | 7.5 | 12.5 | 8.5 | 7.5 | 6 | 5.5
5 | 23 | 2036 | 2036-05-23 | 4.3 | 2.5 | 3.2 | 1.8 | 4.9 | 0.9 | 1.6 | 5 | 23 | 2036 | 2036-05-23 | 14.5 | 9 | 13 | 5.5 | 14.5 | 4.5 | 3
5 | 24 | 2036 | 2036-05-24 | 3.5 | 2.3 | 3 | 1.5 | 4.1 | 0.7 | 1.4 | 5 | 24 | 2036 | 2036-05-24 | 14 | 6.5 | 10 | 6.5 | 15.5 | 4.5 | 7.5
5 | 25 | 2036 | 2036-05-25 | 3.4 | 2.5 | 3.5 | 1.3 | 4.4 | 0.7 | 1.2 | 5 | 25 | 2036 | 2036-05-25 | 12.5 | 1.5 | 10.5 | 2 | 12 | 2 | 0
5 | 26 | 2036 | 2036-05-26 | 4.5 | 3 | 4.2 | 1.6 | 5.6 | 0.7 | 1.2 | 5 | 26 | 2036 | 2036-05-26 | 14 | 1.5 | 3.5 | 8.5 | 13.5 | 4 | 0
5 | 27 | 2036 | 2036-05-27 | 5.2 | 2.7 | 3.7 | 1.3 | 5.3 | 0.4 | 1.2 | 5 | 27 | 2036 | 2036-05-27 | 6 | 2 | 5.5 | 0 | 9 | 0 | 0
5 | 28 | 2036 | 2036-05-28 | 4.1 | 1.7 | 2.4 | 0.9 | 4.1 | 0.3 | 0.7 | 5 | 28 | 2036 | 2036-05-28 | 11 | 3.5 | 8 | 0 | 8 | 0 | 0.5
5 | 29 | 2036 | 2036-05-29 | 4 | 2 | 2.5 | 0.9 | 3.9 | 0.3 | 0.6 | 5 | 29 | 2036 | 2036-05-29 | 4 | 6 | 12.5 | 0.5 | 8.5 | 0 | 3.5
5 | 30 | 2036 | 2036-05-30 | 4.3 | 2 | 2.6 | 1.4 | 3.7 | 0.9 | 1.1 | 5 | 30 | 2036 | 2036-05-30 | 5.5 | 4.5 | 5 | 0 | 1.5 | 0 | 0
5 | 31 | 2036 | 2036-05-31 | 3.6 | 1.7 | 2.1 | 1.2 | 4 | 0.5 | 1.1 | 5 | 31 | 2036 | 2036-05-31 | 1 | 4 | 2.5 | 0 | 0 | 0 | 0
6 | 1 | 2036 | 2036-06-01 | 2.8 | 1.5 | 1.7 | 0.7 | 3.7 | 0.1 | 0.3 | 6 | 1 | 2036 | 2036-06-01 | 0 | 2 | 0 | 0 | 0 | 0 | 0
6 | 2 | 2036 | 2036-06-02 | 2.7 | 1.8 | 2.1 | 0.7 | 4.2 | 0.3 | 0.4 | 6 | 2 | 2036 | 2036-06-02 | 1.5 | 4 | 5.5 | 0 | 0 | 0 | 0
6 | 3 | 2036 | 2036-06-03 | 3.4 | 1.5 | 2 | 0.8 | 3.9 | 0.3 | 0.7 | 6 | 3 | 2036 | 2036-06-03 | 0.5 | 9 | 10 | 0 | 1.5 | 0 | 0
6 | 4 | 2036 | 2036-06-04 | 4 | 1.4 | 2 | 0.7 | 3.5 | 0.4 | 0.4 | 6 | 4 | 2036 | 2036-06-04 | 2.5 | 10.5 | 11 | 4 | 8 | 0.5 | 3.5
6 | 5 | 2036 | 2036-06-05 | 4.4 | 1.6 | 1.9 | 0.4 | 4.1 | 0.3 | 0.3 | 6 | 5 | 2036 | 2036-06-05 | 14.5 | 7 | 19.5 | 11 | 12 | 9.5 | 3.5
6 | 6 | 2036 | 2036-06-06 | 3.4 | 1.5 | 1.7 | 0.4 | 3.8 | 0 | 0.4 | 6 | 6 | 2036 | 2036-06-06 | 12.5 | 9 | 19 | 7 | 12.5 | 4 | 5
6 | 7 | 2036 | 2036-06-07 | 2.2 | 1.2 | 1.8 | 0.3 | 3.5 | 0 | 0.4 | 6 | 7 | 2036 | 2036-06-07 | 12 | 5.5 | 9 | 8 | 7 | 6 | 6
6 | 8 | 2036 | 2036-06-08 | 2.1 | 1.2 | 1.5 | 0.2 | 2.8 | 0.1 | 0.3 | 6 | 8 | 2036 | 2036-06-08 | 13.5 | 8 | 11.5 | 8.5 | 14.5 | 5 | 8.5
6 | 9 | 2036 | 2036-06-09 | 2.3 | 1.2 | 1.4 | 0.4 | 2.4 | 0.2 | 0.3 | 6 | 9 | 2036 | 2036-06-09 | 13 | 6.5 | 11 | 8.5 | 11.5 | 8.5 | 8.5
6 | 10 | 2036 | 2036-06-10 | 2.8 | 1.4 | 1.7 | 0.5 | 3.1 | 0.2 | 0.5 | 6 | 10 | 2036 | 2036-06-10 | 7 | 6 | 7 | 0 | 7 | 0 | 0
6 | 11 | 2036 | 2036-06-11 | 3 | 1.1 | 1.5 | 0.3 | 3.1 | 0.1 | 0.4 | 6 | 11 | 2036 | 2036-06-11 | 3 | 2 | 1 | 0 | 2.5 | 0 | 0
6 | 12 | 2036 | 2036-06-12 | 2.4 | 0.9 | 1 | 0.2 | 2.8 | 0 | 0.1 | 6 | 12 | 2036 | 2036-06-12 | 0 | 1.5 | 2 | 0 | 0 | 0 | 0
6 | 13 | 2036 | 2036-06-13 | 1.8 | 0.8 | 1 | 0.2 | 1.9 | 0.1 | 0.2 | 6 | 13 | 2036 | 2036-06-13 | 3 | 3.5 | 8.5 | 0 | 2.5 | 0 | 0
6 | 14 | 2036 | 2036-06-14 | 1.2 | 1 | 1 | 0.1 | 1.5 | 0.1 | 0.3 | 6 | 14 | 2036 | 2036-06-14 | 4.5 | 8 | 8.5 | 0 | 5 | 0 | 1.5
6 | 15 | 2036 | 2036-06-15 | 1 | 1 | 1 | 0 | 1.4 | 0 | 0.2 | 6 | 15 | 2036 | 2036-06-15 | 1 | 5.5 | 7.5 | 0 | 1.5 | 0 | 0
6 | 16 | 2036 | 2036-06-16 | 0.9 | 0.8 | 1.3 | 0.1 | 1.8 | 0 | 0 | 6 | 16 | 2036 | 2036-06-16 | 4 | 0 | 0 | 0 | 0 | 0 | 0
6 | 17 | 2036 | 2036-06-17 | 1.7 | 0.9 | 1.3 | 0.3 | 2.6 | 0.2 | 0.2 | 6 | 17 | 2036 | 2036-06-17 | 0 | 2 | 3 | 0 | 0 | 0 | 0
6 | 18 | 2036 | 2036-06-18 | 1.8 | 1 | 1.3 | 0.4 | 2.6 | 0.3 | 0.3 | 6 | 18 | 2036 | 2036-06-18 | 10.5 | 4.5 | 7.5 | 0 | 8 | 0 | 0
6 | 19 | 2036 | 2036-06-19 | 1.7 | 1.2 | 1.8 | 0.3 | 2 | 0.2 | 0.3 | 6 | 19 | 2036 | 2036-06-19 | 12 | 3 | 5 | 2 | 12 | 0.5 | 2.5
6 | 20 | 2036 | 2036-06-20 | 1.2 | 1.1 | 1.4 | 0 | 1.5 | 0 | 0.1 | 6 | 20 | 2036 | 2036-06-20 | 7 | 2.5 | 6.5 | 0 | 2.5 | 0 | 0
6 | 21 | 2036 | 2036-06-21 | 0.9 | 0.5 | 0.9 | 0 | 0.9 | 0 | 0 | 6 | 21 | 2036 | 2036-06-21 | 0 | 0 | 0 | 0 | 0 | 0 | 0
6 | 22 | 2036 | 2036-06-22 | 0.5 | 0.3 | 0.6 | 0 | 0.8 | 0 | 0 | 6 | 22 | 2036 | 2036-06-22 | 0 | 4 | 8.5 | 0 | 5 | 0 | 0
6 | 23 | 2036 | 2036-06-23 | 0.2 | 0.2 | 0.5 | 0 | 0.8 | 0 | 0 | 6 | 23 | 2036 | 2036-06-23 | 0 | 2 | 7.5 | 1 | 8.5 | 0 | 0
6 | 24 | 2036 | 2036-06-24 | 0.3 | 0.5 | 0.8 | 0 | 0.7 | 0 | 0 | 6 | 24 | 2036 | 2036-06-24 | 0 | 5.5 | 9 | 0 | 4 | 0 | 0
6 | 25 | 2036 | 2036-06-25 | 0.9 | 0.5 | 1 | 0 | 0.9 | 0 | 0.1 | 6 | 25 | 2036 | 2036-06-25 | 0 | 5 | 8.5 | 0 | 5.5 | 0 | 0
6 | 26 | 2036 | 2036-06-26 | 0.5 | 0.4 | 0.8 | 0 | 0.5 | 0 | 0 | 6 | 26 | 2036 | 2036-06-26 | 8 | 3 | 5.5 | 1.5 | 8 | 1 | 2
6 | 27 | 2036 | 2036-06-27 | 0 | 0.4 | 0.3 | 0 | 0.2 | 0 | 0 | 6 | 27 | 2036 | 2036-06-27 | 5 | 0.5 | 5.5 | 0 | 3.5 | 0 | 1
6 | 28 | 2036 | 2036-06-28 | 0 | 0.1 | 0.1 | 0 | 0.3 | 0 | 0 | 6 | 28 | 2036 | 2036-06-28 | 0 | 0 | 1 | 0 | 0 | 0 | 0
6 | 29 | 2036 | 2036-06-29 | 0.1 | 0.3 | 0.3 | 0 | 0.5 | 0 | 0 | 6 | 29 | 2036 | 2036-06-29 | 0 | 0 | 0 | 0 | 0 | 0 | 0
6 | 30 | 2036 | 2036-06-30 | 0.5 | 0.2 | 0.2 | 0 | 0.6 | 0 | 0 | 6 | 30 | 2036 | 2036-06-30 | 0 | 0 | 0 | 0 | 0 | 0 | 0
7 | 1 | 2036 | 2036-07-01 | 0.6 | 0.2 | 0.4 | 0 | 0.7 | 0 | 0.1 | 7 | 1 | 2036 | 2036-07-01 | 0 | 2.5 | 2.5 | 0 | 0 | 0 | 0
7 | 2 | 2036 | 2036-07-02 | 0.3 | 0.2 | 0.6 | 0 | 0.6 | 0 | 0.1 | 7 | 2 | 2036 | 2036-07-02 | 0 | 5 | 4.5 | 0 | 0 | 0 | 0
7 | 3 | 2036 | 2036-07-03 | 0.2 | 0.3 | 0.5 | 0 | 0.5 | 0 | 0.1 | 7 | 3 | 2036 | 2036-07-03 | 0.5 | 3 | 5 | 0 | 5 | 0 | 0
7 | 4 | 2036 | 2036-07-04 | 0 | 0.1 | 0.3 | 0 | 0.3 | 0 | 0 | 7 | 4 | 2036 | 2036-07-04 | 2.5 | 3 | 5.5 | 0.5 | 6.5 | 0 | 0
7 | 5 | 2036 | 2036-07-05 | 0 | 0 | 0.1 | 0 | 0.3 | 0 | 0 | 7 | 5 | 2036 | 2036-07-05 | 0 | 0.5 | 3 | 0 | 0 | 0 | 0
7 | 6 | 2036 | 2036-07-06 | 0.1 | 0 | 0.3 | 0 | 0.3 | 0 | 0 | 7 | 6 | 2036 | 2036-07-06 | 0 | 0 | 0 | 0 | 0 | 0 | 0
7 | 7 | 2036 | 2036-07-07 | 0.1 | 0 | 0.4 | 0 | 0.3 | 0 | 0 | 7 | 7 | 2036 | 2036-07-07 | 0 | 0 | 0 | 0 | 0 | 0 | 0
7 | 8 | 2036 | 2036-07-08 | 0.1 | 0.1 | 0.1 | 0 | 0.2 | 0 | 0 | 7 | 8 | 2036 | 2036-07-08 | 0 | 0 | 0 | 0 | 0 | 0 | 0
7 | 9 | 2036 | 2036-07-09 | 0 | 0.1 | 0.1 | 0 | 0.3 | 0 | 0 | 7 | 9 | 2036 | 2036-07-09 | 0 | 0 | 0 | 0 | 0 | 0 | 0
7 | 10 | 2036 | 2036-07-10 | 0 | 0 | 0.1 | 0 | 0.1 | 0 | 0 | 7 | 10 | 2036 | 2036-07-10 | 0 | 0 | 0 | 0 | 0 | 0 | 0
7 | 11 | 2036 | 2036-07-11 | 0 | 0.1 | 0.1 | 0 | 0 | 0 | 0 | 7 | 11 | 2036 | 2036-07-11 | 0 | 0 | 0 | 0 | 0 | 0 | 0
7 | 12 | 2036 | 2036-07-12 | 0 | 0.1 | 0 | 0 | 0.1 | 0 | 0 | 7 | 12 | 2036 | 2036-07-12 | 0 | 0 | 0 | 0 | 0 | 0 | 0
7 | 13 | 2036 | 2036-07-13 | 0 | 0.1 | 0.2 | 0 | 0.2 | 0 | 0 | 7 | 13 | 2036 | 2036-07-13 | 0 | 0 | 0 | 0 | 0 | 0 | 0
7 | 14 | 2036 | 2036-07-14 | 0 | 0.1 | 0.2 | 0 | 0.1 | 0 | 0 | 7 | 14 | 2036 | 2036-07-14 | 0 | 0 | 0 | 0 | 0 | 0 | 0
7 | 15 | 2036 | 2036-07-15 | 0 | 0 | 0 | 0 | 0 | 0 | 0 | 7 | 15 | 2036 | 2036-07-15 | 0 | 0 | 1.5 | 0 | 0 | 0 | 0
7 | 16 | 2036 | 2036-07-16 | 0 | 0 | 0 | 0 | 0 | 0 | 0 | 7 | 16 | 2036 | 2036-07-16 | 0 | 0 | 0 | 0 | 3 | 0 | 0
7 | 17 | 2036 | 2036-07-17 | 0 | 0 | 0 | 0 | 0 | 0 | 0 | 7 | 17 | 2036 | 2036-07-17 | 0 | 0 | 0 | 0 | 0 | 0 | 0
7 | 18 | 2036 | 2036-07-18 | 0 | 0 | 0 | 0 | 0 | 0 | 0 | 7 | 18 | 2036 | 2036-07-18 | 0 | 0 | 1 | 0 | 0 | 0 | 0
7 | 19 | 2036 | 2036-07-19 | 0 | 0 | 0 | 0 | 0 | 0 | 0 | 7 | 19 | 2036 | 2036-07-19 | 0 | 0 | 0 | 0 | 0 | 0 | 0
7 | 20 | 2036 | 2036-07-20 | 0 | 0 | 0 | 0 | 0 | 0 | 0 | 7 | 20 | 2036 | 2036-07-20 | 0 | 0 | 0 | 0 | 0 | 0 | 0
7 | 21 | 2036 | 2036-07-21 | 0 | 0 | 0 | 0 | 0 | 0 | 0 | 7 | 21 | 2036 | 2036-07-21 | 0 | 0 | 0 | 0 | 0 | 0 | 0
7 | 22 | 2036 | 2036-07-22 | 0 | 0 | 0 | 0 | 0 | 0 | 0 | 7 | 22 | 2036 | 2036-07-22 | 0 | 2 | 1 | 0 | 0 | 0 | 0
7 | 23 | 2036 | 2036-07-23 | 0 | 0 | 0 | 0 | 0 | 0 | 0 | 7 | 23 | 2036 | 2036-07-23 | 0 | 3 | 4 | 0 | 3.5 | 0 | 0
7 | 24 | 2036 | 2036-07-24 | 0 | 0 | 0 | 0 | 0 | 0 | 0 | 7 | 24 | 2036 | 2036-07-24 | 0 | 0 | 0 | 0 | 0 | 0 | 0
7 | 25 | 2036 | 2036-07-25 | 0.1 | 0 | 0 | 0 | 0.1 | 0 | 0 | 7 | 25 | 2036 | 2036-07-25 | 0 | 0 | 0 | 0 | 0 | 0 | 0
7 | 26 | 2036 | 2036-07-26 | 0.1 | 0.1 | 0 | 0 | 0.2 | 0 | 0 | 7 | 26 | 2036 | 2036-07-26 | 0 | 0 | 0 | 0 | 0 | 0 | 0
7 | 27 | 2036 | 2036-07-27 | 0.2 | 0.1 | 0 | 0 | 0.2 | 0 | 0 | 7 | 27 | 2036 | 2036-07-27 | 0 | 0.5 | 1 | 0 | 0 | 0 | 0
7 | 28 | 2036 | 2036-07-28 | 0 | 0 | 0 | 0 | 0.1 | 0 | 0 | 7 | 28 | 2036 | 2036-07-28 | 0 | 0 | 0 | 0 | 0 | 0 | 0
7 | 29 | 2036 | 2036-07-29 | 0 | 0 | 0 | 0 | 0.1 | 0 | 0 | 7 | 29 | 2036 | 2036-07-29 | 0 | 0 | 0 | 0 | 0 | 0 | 0
7 | 30 | 2036 | 2036-07-30 | 0 | 0 | 0 | 0 | 0.1 | 0 | 0 | 7 | 30 | 2036 | 2036-07-30 | 0 | 0 | 1 | 0 | 0 | 0 | 0
7 | 31 | 2036 | 2036-07-31 | 0 | 0 | 0 | 0 | 0 | 0 | 0 | 7 | 31 | 2036 | 2036-07-31 | 0 | 0 | 0 | 0 | 0 | 0 | 0
8 | 1 | 2036 | 2036-08-01 | 0 | 0 | 0 | 0 | 0 | 0 | 0 | 8 | 1 | 2036 | 2036-08-01 | 0 | 0 | 1 | 0 | 0 | 0 | 0
8 | 2 | 2036 | 2036-08-02 | 0 | 0 | 0 | 0 | 0 | 0 | 0 | 8 | 2 | 2036 | 2036-08-02 | 0 | 0 | 0 | 0 | 0 | 0 | 0
8 | 3 | 2036 | 2036-08-03 | 0 | 0 | 0 | 0 | 0 | 0 | 0 | 8 | 3 | 2036 | 2036-08-03 | 0 | 0 | 0 | 0 | 0 | 0 | 0
8 | 4 | 2036 | 2036-08-04 | 0 | 0 | 0 | 0 | 0 | 0 | 0 | 8 | 4 | 2036 | 2036-08-04 | 0 | 0 | 0 | 0 | 0 | 0 | 0
8 | 5 | 2036 | 2036-08-05 | 0 | 0 | 0 | 0 | 0 | 0 | 0 | 8 | 5 | 2036 | 2036-08-05 | 0 | 0 | 0 | 0 | 0 | 0 | 0
8 | 6 | 2036 | 2036-08-06 | 0 | 0 | 0 | 0 | 0 | 0 | 0 | 8 | 6 | 2036 | 2036-08-06 | 0 | 0 | 0 | 0 | 0 | 0 | 0
8 | 7 | 2036 | 2036-08-07 | 0.1 | 0.1 | 0 | 0 | 0 | 0 | 0 | 8 | 7 | 2036 | 2036-08-07 | 0 | 0 | 0 | 0 | 0 | 0 | 0
8 | 8 | 2036 | 2036-08-08 | 0.1 | 0 | 0 | 0 | 0 | 0 | 0 | 8 | 8 | 2036 | 2036-08-08 | 0 | 0 | 0 | 0 | 0 | 0 | 0
8 | 9 | 2036 | 2036-08-09 | 0 | 0.1 | 0 | 0 | 0.1 | 0 | 0 | 8 | 9 | 2036 | 2036-08-09 | 0 | 0 | 0 | 0 | 0 | 0 | 0
8 | 10 | 2036 | 2036-08-10 | 0 | 0.1 | 0.1 | 0 | 0 | 0 | 0 | 8 | 10 | 2036 | 2036-08-10 | 0 | 0 | 0 | 0 | 0 | 0 | 0
8 | 11 | 2036 | 2036-08-11 | 0 | 0 | 0.1 | 0 | 0 | 0 | 0 | 8 | 11 | 2036 | 2036-08-11 | 0 | 0 | 0 | 0 | 0 | 0 | 0
8 | 12 | 2036 | 2036-08-12 | 0 | 0 | 0 | 0 | 0 | 0 | 0 | 8 | 12 | 2036 | 2036-08-12 | 0 | 0 | 0 | 0 | 0 | 0 | 0
8 | 13 | 2036 | 2036-08-13 | 0 | 0 | 0 | 0 | 0 | 0 | 0 | 8 | 13 | 2036 | 2036-08-13 | 0 | 0 | 0 | 0 | 0 | 0 | 0
8 | 14 | 2036 | 2036-08-14 | 0 | 0 | 0 | 0 | 0 | 0 | 0 | 8 | 14 | 2036 | 2036-08-14 | 0 | 0 | 0 | 0 | 0 | 0 | 0
8 | 15 | 2036 | 2036-08-15 | 0 | 0 | 0 | 0 | 0 | 0 | 0 | 8 | 15 | 2036 | 2036-08-15 | 0 | 0 | 0 | 0 | 0 | 0 | 0
8 | 16 | 2036 | 2036-08-16 | 0 | 0 | 0 | 0 | 0.1 | 0 | 0 | 8 | 16 | 2036 | 2036-08-16 | 0 | 0 | 0 | 0 | 0 | 0 | 0
8 | 17 | 2036 | 2036-08-17 | 0.3 | 0 | 0 | 0 | 0.3 | 0 | 0 | 8 | 17 | 2036 | 2036-08-17 | 0 | 0 | 0 | 0 | 0 | 0 | 0
8 | 18 | 2036 | 2036-08-18 | 0.4 | 0 | 0 | 0 | 0.2 | 0.1 | 0 | 8 | 18 | 2036 | 2036-08-18 | 0 | 0 | 0 | 0 | 0 | 0 | 0
8 | 19 | 2036 | 2036-08-19 | 0.2 | 0.1 | 0 | 0 | 0 | 0 | 0 | 8 | 19 | 2036 | 2036-08-19 | 0 | 0 | 0 | 0 | 0 | 0 | 0
8 | 20 | 2036 | 2036-08-20 | 0 | 0 | 0 | 0 | 0.1 | 0 | 0 | 8 | 20 | 2036 | 2036-08-20 | 0 | 0 | 0 | 0 | 0 | 0 | 0
8 | 21 | 2036 | 2036-08-21 | 0 | 0 | 0 | 0 | 0 | 0 | 0 | 8 | 21 | 2036 | 2036-08-21 | 0 | 0.5 | 0 | 0 | 0 | 0 | 0
8 | 22 | 2036 | 2036-08-22 | 0.2 | 0 | 0 | 0 | 0.1 | 0 | 0 | 8 | 22 | 2036 | 2036-08-22 | 0 | 0 | 0 | 0 | 0 | 0 | 0
8 | 23 | 2036 | 2036-08-23 | 0 | 0.1 | 0 | 0 | 0 | 0 | 0 | 8 | 23 | 2036 | 2036-08-23 | 0 | 0 | 0 | 0 | 0 | 0 | 0
8 | 24 | 2036 | 2036-08-24 | 0.2 | 0.2 | 0.2 | 0 | 0.2 | 0 | 0 | 8 | 24 | 2036 | 2036-08-24 | 2.5 | 0.5 | 1 | 0 | 5.5 | 0 | 0
8 | 25 | 2036 | 2036-08-25 | 0.1 | 0.2 | 0.1 | 0 | 0.3 | 0 | 0 | 8 | 25 | 2036 | 2036-08-25 | 0 | 0 | 0 | 0 | 1.5 | 0 | 0
8 | 26 | 2036 | 2036-08-26 | 0.1 | 0.1 | 0 | 0 | 0.2 | 0 | 0 | 8 | 26 | 2036 | 2036-08-26 | 0 | 0.5 | 0 | 0 | 0 | 0 | 0
8 | 27 | 2036 | 2036-08-27 | 0 | 0 | 0.1 | 0 | 0.2 | 0 | 0 | 8 | 27 | 2036 | 2036-08-27 | 0 | 0 | 0 | 0 | 0 | 0 | 0
8 | 28 | 2036 | 2036-08-28 | 0.1 | 0 | 0 | 0 | 0.4 | 0 | 0 | 8 | 28 | 2036 | 2036-08-28 | 0 | 0 | 0 | 0 | 0 | 0 | 0
8 | 29 | 2036 | 2036-08-29 | 0.4 | 0.1 | 0 | 0 | 0.3 | 0 | 0 | 8 | 29 | 2036 | 2036-08-29 | 1 | 0 | 0 | 0 | 5 | 0 | 0
8 | 30 | 2036 | 2036-08-30 | 0.2 | 0.1 | 0 | 0 | 0.1 | 0 | 0 | 8 | 30 | 2036 | 2036-08-30 | 1 | 0.5 | 1 | 0 | 0 | 0 | 0
8 | 31 | 2036 | 2036-08-31 | 0.1 | 0 | 0 | 0 | 0.3 | 0 | 0 | 8 | 31 | 2036 | 2036-08-31 | 0 | 1.5 | 4.5 | 0 | 0 | 0 | 0
9 | 1 | 2036 | 2036-09-01 | 0.3 | 0 | 0 | 0 | 0.3 | 0 | 0.1 | 9 | 1 | 2036 | 2036-09-01 | 1 | 1 | 3.5 | 0 | 2.5 | 0 | 0
9 | 2 | 2036 | 2036-09-02 | 0.1 | 0 | 0.1 | 0 | 0.2 | 0 | 0.1 | 9 | 2 | 2036 | 2036-09-02 | 5 | 1 | 3.5 | 0 | 3.5 | 0 | 0
9 | 3 | 2036 | 2036-09-03 | 0 | 0.1 | 0 | 0 | 0.6 | 0 | 0 | 9 | 3 | 2036 | 2036-09-03 | 2.5 | 3.5 | 0 | 0 | 0 | 0 | 0
9 | 4 | 2036 | 2036-09-04 | 0.4 | 0.2 | 0.1 | 0 | 0.7 | 0 | 0 | 9 | 4 | 2036 | 2036-09-04 | 0 | 0 | 0 | 0 | 0 | 0 | 0
9 | 5 | 2036 | 2036-09-05 | 0.5 | 0 | 0.1 | 0 | 0.5 | 0 | 0.2 | 9 | 5 | 2036 | 2036-09-05 | 0.5 | 0 | 0 | 0 | 0 | 0 | 0
9 | 6 | 2036 | 2036-09-06 | 0.4 | 0.1 | 0.2 | 0 | 0.9 | 0 | 0.3 | 9 | 6 | 2036 | 2036-09-06 | 0 | 0 | 0 | 0 | 0 | 0 | 0
9 | 7 | 2036 | 2036-09-07 | 1 | 0.1 | 0.3 | 0 | 0.7 | 0 | 0.2 | 9 | 7 | 2036 | 2036-09-07 | 1 | 0 | 0 | 0 | 0 | 0 | 0
9 | 8 | 2036 | 2036-09-08 | 1.5 | 0.1 | 0.5 | 0 | 0.8 | 0 | 0.1 | 9 | 8 | 2036 | 2036-09-08 | 0 | 0 | 0 | 0 | 0 | 0 | 0
9 | 9 | 2036 | 2036-09-09 | 1 | 0.3 | 0.5 | 0 | 0.8 | 0 | 0.2 | 9 | 9 | 2036 | 2036-09-09 | 0 | 0 | 2 | 0 | 0 | 0 | 0
9 | 10 | 2036 | 2036-09-10 | 1.6 | 0.3 | 0.7 | 0 | 1.4 | 0 | 0.2 | 9 | 10 | 2036 | 2036-09-10 | 4.5 | 3.5 | 5.5 | 0 | 7.5 | 0 | 1.5
9 | 11 | 2036 | 2036-09-11 | 2.1 | 0.4 | 0.8 | 0.2 | 1.5 | 0.1 | 0.5 | 9 | 11 | 2036 | 2036-09-11 | 10.5 | 6.5 | 8.5 | 6 | 12 | 2 | 5.5
9 | 12 | 2036 | 2036-09-12 | 2 | 0.8 | 0.7 | 0 | 1.2 | 0 | 0.3 | 9 | 12 | 2036 | 2036-09-12 | 10 | 6.5 | 2 | 3.5 | 8.5 | 0 | 3
9 | 13 | 2036 | 2036-09-13 | 1.5 | 0.8 | 0.8 | 0 | 1.2 | 0 | 0.3 | 9 | 13 | 2036 | 2036-09-13 | 5.5 | 3 | 0 | 0 | 2.5 | 0 | 1.5
9 | 14 | 2036 | 2036-09-14 | 1.4 | 0.6 | 0.8 | 0 | 1.3 | 0 | 0.3 | 9 | 14 | 2036 | 2036-09-14 | 1.5 | 2 | 0 | 0 | 0 | 0 | 0
9 | 15 | 2036 | 2036-09-15 | 1.1 | 0.7 | 0.6 | 0.1 | 1.7 | 0 | 0.8 | 9 | 15 | 2036 | 2036-09-15 | 0 | 0.5 | 1 | 0 | 0 | 0 | 0
9 | 16 | 2036 | 2036-09-16 | 1.6 | 0.5 | 0.7 | 0 | 1.5 | 0 | 0.3 | 9 | 16 | 2036 | 2036-09-16 | 0 | 1.5 | 2 | 0 | 0.5 | 0 | 0
9 | 17 | 2036 | 2036-09-17 | 1.4 | 0.4 | 0.5 | 0.1 | 1.2 | 0 | 0.1 | 9 | 17 | 2036 | 2036-09-17 | 3.5 | 0 | 0 | 0 | 0 | 0 | 0
9 | 18 | 2036 | 2036-09-18 | 1.2 | 0.4 | 0.5 | 0.1 | 0.8 | 0 | 0.2 | 9 | 18 | 2036 | 2036-09-18 | 0.5 | 0 | 0 | 0 | 0 | 0 | 0
9 | 19 | 2036 | 2036-09-19 | 1.3 | 0.9 | 0.7 | 0.2 | 1.2 | 0.1 | 0.3 | 9 | 19 | 2036 | 2036-09-19 | 0 | 0.5 | 0 | 0 | 0 | 0 | 0
9 | 20 | 2036 | 2036-09-20 | 1.6 | 1 | 1.1 | 0.4 | 1.7 | 0.1 | 0.5 | 9 | 20 | 2036 | 2036-09-20 | 4.5 | 2 | 1 | 0 | 0 | 0 | 0
9 | 21 | 2036 | 2036-09-21 | 2.1 | 1.2 | 1 | 0.5 | 1.5 | 0.2 | 0.7 | 9 | 21 | 2036 | 2036-09-21 | 3.5 | 3 | 4.5 | 0 | 0 | 0 | 0
9 | 22 | 2036 | 2036-09-22 | 2.9 | 1.7 | 1.4 | 0.5 | 2.3 | 0.2 | 0.8 | 9 | 22 | 2036 | 2036-09-22 | 2.5 | 4 | 3 | 0 | 0.5 | 0 | 0
9 | 23 | 2036 | 2036-09-23 | 2.9 | 1.4 | 1 | 0.7 | 2.4 | 0.4 | 1 | 9 | 23 | 2036 | 2036-09-23 | 8.5 | 3.5 | 5.5 | 0 | 1.5 | 0 | 0
9 | 24 | 2036 | 2036-09-24 | 3.1 | 1.1 | 1.4 | 0.9 | 3.4 | 0.4 | 1.5 | 9 | 24 | 2036 | 2036-09-24 | 2 | 5.5 | 4.5 | 0 | 4 | 0 | 0
9 | 25 | 2036 | 2036-09-25 | 3.4 | 1 | 1.5 | 1 | 3.9 | 0.3 | 1.5 | 9 | 25 | 2036 | 2036-09-25 | 1.5 | 4.5 | 5.5 | 0 | 1.5 | 0 | 0
9 | 26 | 2036 | 2036-09-26 | 4.3 | 1.2 | 2 | 1.4 | 4.6 | 0.3 | 2.2 | 9 | 26 | 2036 | 2036-09-26 | 7 | 6 | 8.5 | 1 | 5 | 0 | 0
9 | 27 | 2036 | 2036-09-27 | 5.1 | 1.9 | 2.1 | 1.8 | 4.3 | 1 | 2.4 | 9 | 27 | 2036 | 2036-09-27 | 6.5 | 3.5 | 4.5 | 0 | 2.5 | 0 | 0
9 | 28 | 2036 | 2036-09-28 | 5.8 | 2.7 | 2.4 | 2 | 5.7 | 1 | 2.6 | 9 | 28 | 2036 | 2036-09-28 | 0 | 0.5 | 0 | 0 | 0 | 0 | 0
9 | 29 | 2036 | 2036-09-29 | 6.9 | 2.8 | 3 | 2.2 | 6.9 | 0.8 | 2.8 | 9 | 29 | 2036 | 2036-09-29 | 1 | 6.5 | 2 | 0 | 0 | 0 | 0
9 | 30 | 2036 | 2036-09-30 | 6.8 | 3 | 3.2 | 2 | 6.6 | 0.9 | 2.9 | 9 | 30 | 2036 | 2036-09-30 | 3.5 | 8.5 | 7.5 | 0 | 0 | 0 | 0
10 | 1 | 2036 | 2036-10-01 | 6 | 2.8 | 2.7 | 2.3 | 5.3 | 1.2 | 3.3 | 10 | 1 | 2036 | 2036-10-01 | 3 | 5 | 0 | 0 | 0 | 0 | 0
10 | 2 | 2036 | 2036-10-02 | 6.5 | 3.1 | 3 | 2.8 | 5.3 | 1.2 | 3.5 | 10 | 2 | 2036 | 2036-10-02 | 5.5 | 7 | 8.5 | 0 | 0 | 0 | 0
10 | 3 | 2036 | 2036-10-03 | 7.8 | 3.8 | 3.7 | 2.6 | 6.1 | 1.4 | 3.6 | 10 | 3 | 2036 | 2036-10-03 | 15 | 6.5 | 4 | 15 | 12.5 | 10.5 | 12
10 | 4 | 2036 | 2036-10-04 | 8.2 | 3.8 | 3.4 | 2.6 | 6.3 | 1.6 | 3.8 | 10 | 4 | 2036 | 2036-10-04 | 20.5 | 8.5 | 3 | 15.5 | 19.5 | 9.5 | 11
10 | 5 | 2036 | 2036-10-05 | 7 | 4.2 | 3.6 | 2.5 | 5.7 | 1.5 | 3.1 | 10 | 5 | 2036 | 2036-10-05 | 21.5 | 6.5 | 2 | 15 | 20.5 | 12 | 13
10 | 6 | 2036 | 2036-10-06 | 7.5 | 4.9 | 3.9 | 2.8 | 6.6 | 1.8 | 3.4 | 10 | 6 | 2036 | 2036-10-06 | 20 | 8 | 0.5 | 13 | 18 | 11.5 | 11
10 | 7 | 2036 | 2036-10-07 | 8 | 5 | 4.9 | 3.5 | 7.9 | 2.5 | 4.7 | 10 | 7 | 2036 | 2036-10-07 | 18 | 5.5 | 2 | 9.5 | 14.5 | 6 | 10
10 | 8 | 2036 | 2036-10-08 | 9.3 | 6.1 | 5.5 | 4 | 8.1 | 3 | 4.9 | 10 | 8 | 2036 | 2036-10-08 | 15.5 | 6.5 | 6.5 | 8 | 9 | 4.5 | 9
10 | 9 | 2036 | 2036-10-09 | 10.1 | 5.6 | 5.7 | 4.3 | 7.8 | 2.6 | 5 | 10 | 9 | 2036 | 2036-10-09 | 13.5 | 12 | 9 | 2.5 | 9.5 | 2 | 2
10 | 10 | 2036 | 2036-10-10 | 10.5 | 5.4 | 5.4 | 3.7 | 8 | 2.6 | 5.2 | 10 | 10 | 2036 | 2036-10-10 | 10.5 | 15 | 16 | 0 | 7 | 0 | 5
10 | 11 | 2036 | 2036-10-11 | 8.7 | 5 | 5 | 3.8 | 7.1 | 2.3 | 4.7 | 10 | 11 | 2036 | 2036-10-11 | 9.5 | 11 | 13 | 0 | 8 | 0 | 4.5
10 | 12 | 2036 | 2036-10-12 | 8.2 | 5.5 | 5.5 | 4.1 | 7 | 2.5 | 4.9 | 10 | 12 | 2036 | 2036-10-12 | 11 | 7 | 11 | 5 | 10.5 | 0.5 | 11
10 | 13 | 2036 | 2036-10-13 | 8.7 | 6.7 | 6.4 | 4.4 | 6.8 | 2.8 | 5.1 | 10 | 13 | 2036 | 2036-10-13 | 7 | 2 | 5.5 | 2 | 6 | 0 | 4
10 | 14 | 2036 | 2036-10-14 | 9.9 | 6.8 | 6.9 | 4.2 | 7.6 | 3.5 | 5.9 | 10 | 14 | 2036 | 2036-10-14 | 10 | 0.5 | 4 | 0 | 5.5 | 0 | 0
10 | 15 | 2036 | 2036-10-15 | 9.1 | 6 | 5.9 | 4.4 | 7.4 | 3.2 | 5.2 | 10 | 15 | 2036 | 2036-10-15 | 2.5 | 5 | 5.5 | 0 | 0 | 0 | 1
10 | 16 | 2036 | 2036-10-16 | 9 | 5.6 | 5.9 | 3.8 | 7.2 | 2.7 | 5.7 | 10 | 16 | 2036 | 2036-10-16 | 11 | 8 | 11.5 | 5 | 12.5 | 2.5 | 9
10 | 17 | 2036 | 2036-10-17 | 10.1 | 6.2 | 6 | 4.7 | 8.2 | 3.5 | 7.1 | 10 | 17 | 2036 | 2036-10-17 | 22.5 | 10 | 15.5 | 10.5 | 15 | 9 | 14
10 | 18 | 2036 | 2036-10-18 | 11.2 | 6.5 | 6.7 | 6.6 | 10.3 | 5.3 | 8.1 | 10 | 18 | 2036 | 2036-10-18 | 18 | 8.5 | 10 | 8.5 | 8.5 | 7 | 13
10 | 19 | 2036 | 2036-10-19 | 12 | 7.8 | 7.2 | 5.9 | 9.9 | 4.4 | 8.1 | 10 | 19 | 2036 | 2036-10-19 | 10.5 | 7.5 | 9 | 1.5 | 3 | 0 | 5
10 | 20 | 2036 | 2036-10-20 | 11.7 | 7.2 | 6.8 | 5.2 | 9.6 | 3.9 | 8.2 | 10 | 20 | 2036 | 2036-10-20 | 23 | 14.5 | 15.5 | 12 | 21.5 | 9 | 15
10 | 21 | 2036 | 2036-10-21 | 13.4 | 7 | 7.8 | 6.5 | 10.6 | 4.8 | 9 | 10 | 21 | 2036 | 2036-10-21 | 24.5 | 16 | 19 | 17.5 | 26 | 15 | 22
10 | 22 | 2036 | 2036-10-22 | 13.9 | 7.9 | 8.6 | 7.6 | 11.2 | 6.1 | 9.8 | 10 | 22 | 2036 | 2036-10-22 | 29 | 16 | 20.5 | 22 | 20.5 | 20.5 | 21
10 | 23 | 2036 | 2036-10-23 | 13.6 | 8.6 | 8 | 7.4 | 9.5 | 5.2 | 10.1 | 10 | 23 | 2036 | 2036-10-23 | 27.5 | 16.5 | 18.5 | 19 | 22.5 | 17.5 | 20.5
10 | 24 | 2036 | 2036-10-24 | 13.9 | 8.2 | 9.1 | 7.2 | 11.1 | 5.4 | 9.8 | 10 | 24 | 2036 | 2036-10-24 | 31.5 | 15 | 17.5 | 20 | 22 | 16 | 19.5
10 | 25 | 2036 | 2036-10-25 | 15 | 9 | 10.2 | 8.6 | 12.7 | 6.2 | 11 | 10 | 25 | 2036 | 2036-10-25 | 27.5 | 14.5 | 19 | 18.5 | 21 | 16.5 | 17.5
10 | 26 | 2036 | 2036-10-26 | 15.6 | 9.8 | 11.2 | 9.9 | 12.3 | 7.6 | 11.5 | 10 | 26 | 2036 | 2036-10-26 | 28 | 14.5 | 15.5 | 19.5 | 16 | 17 | 19
10 | 27 | 2036 | 2036-10-27 | 16.5 | 9.5 | 10.6 | 10.2 | 12.3 | 9 | 12.8 | 10 | 27 | 2036 | 2036-10-27 | 26.5 | 10.5 | 8.5 | 10.5 | 17 | 9 | 18
10 | 28 | 2036 | 2036-10-28 | 16.7 | 9.1 | 9.1 | 9.6 | 12.6 | 8.9 | 11.6 | 10 | 28 | 2036 | 2036-10-28 | 20 | 6.5 | 8.5 | 4 | 2 | 2.5 | 11
10 | 29 | 2036 | 2036-10-29 | 15.8 | 8.3 | 8.6 | 8.9 | 13.3 | 7.9 | 11.2 | 10 | 29 | 2036 | 2036-10-29 | 13 | 6.5 | 7.5 | 1.5 | 4 | 0 | 1
10 | 30 | 2036 | 2036-10-30 | 15.6 | 7.7 | 9.4 | 9.2 | 12.2 | 7.2 | 12.1 | 10 | 30 | 2036 | 2036-10-30 | 8 | 5 | 5.5 | 0 | 2.5 | 0 | 4.5
10 | 31 | 2036 | 2036-10-31 | 15.9 | 8.1 | 10.3 | 10.6 | 12.5 | 8.8 | 13.1 | 10 | 31 | 2036 | 2036-10-31 | 7.5 | 3.5 | 6.5 | 1.5 | 7 | 4 | 6
11 | 1 | 2036 | 2036-11-01 | 16.4 | 9.3 | 11.1 | 10.9 | 13.4 | 8.9 | 14.8 | 11 | 1 | 2036 | 2036-11-01 | 17.5 | 6.5 | 7.5 | 8 | 15 | 4 | 10
11 | 2 | 2036 | 2036-11-02 | 16.3 | 9.7 | 11.3 | 11.1 | 14.5 | 9.1 | 14.6 | 11 | 2 | 2036 | 2036-11-02 | 18.5 | 2.5 | 7.5 | 7 | 15 | 3.5 | 13
11 | 3 | 2036 | 2036-11-03 | 16.8 | 9.8 | 11.4 | 11.3 | 12.8 | 10 | 14.2 | 11 | 3 | 2036 | 2036-11-03 | 12.5 | 4.5 | 7.5 | 8 | 11 | 4 | 8.5
11 | 4 | 2036 | 2036-11-04 | 18.9 | 10.6 | 11.6 | 12.4 | 13.5 | 11.1 | 16.3 | 11 | 4 | 2036 | 2036-11-04 | 12.5 | 1.5 | 4.5 | 0.5 | 6.5 | 0 | 7.5
11 | 5 | 2036 | 2036-11-05 | 20.1 | 10.2 | 12.1 | 13.5 | 14.3 | 11.5 | 15 | 11 | 5 | 2036 | 2036-11-05 | 13.5 | 10 | 12 | 1 | 5 | 0 | 7
11 | 6 | 2036 | 2036-11-06 | 18.9 | 10.9 | 12.4 | 14.3 | 15.3 | 11.6 | 15.6 | 11 | 6 | 2036 | 2036-11-06 | 13 | 10.5 | 14 | 6 | 4 | 3.5 | 11
11 | 7 | 2036 | 2036-11-07 | 20.5 | 12.2 | 13.8 | 15.1 | 16.7 | 13.4 | 17.6 | 11 | 7 | 2036 | 2036-11-07 | 26 | 14 | 17 | 15.5 | 22 | 10 | 16.5
11 | 8 | 2036 | 2036-11-08 | 22.1 | 12.2 | 13.9 | 15.6 | 17.9 | 14.2 | 18.6 | 11 | 8 | 2036 | 2036-11-08 | 30.5 | 16 | 20 | 25.5 | 25 | 22.5 | 21
11 | 9 | 2036 | 2036-11-09 | 22.1 | 12.6 | 13.9 | 16.1 | 18.4 | 14 | 18.7 | 11 | 9 | 2036 | 2036-11-09 | 29.5 | 18 | 23.5 | 24 | 24.5 | 21.5 | 25
11 | 10 | 2036 | 2036-11-10 | 21.7 | 12.9 | 14.7 | 16.1 | 19.7 | 15.1 | 19.6 | 11 | 10 | 2036 | 2036-11-10 | 34 | 24.5 | 26 | 27 | 30 | 24.5 | 24
11 | 11 | 2036 | 2036-11-11 | 22.4 | 13.7 | 15.1 | 15.2 | 18.8 | 14.1 | 18.8 | 11 | 11 | 2036 | 2036-11-11 | 37 | 26 | 25 | 24.5 | 31.5 | 23 | 26
11 | 12 | 2036 | 2036-11-12 | 24.6 | 14.5 | 15.4 | 16.2 | 20.5 | 16.4 | 19.1 | 11 | 12 | 2036 | 2036-11-12 | 29.5 | 16 | 13.5 | 17.5 | 20 | 17.5 | 21.5
11 | 13 | 2036 | 2036-11-13 | 25.4 | 14.2 | 15.6 | 17.7 | 21.8 | 16.9 | 20.7 | 11 | 13 | 2036 | 2036-11-13 | 27 | 12 | 13 | 15.5 | 20 | 19.5 | 18
11 | 14 | 2036 | 2036-11-14 | 23.6 | 13.7 | 15 | 17.5 | 19.9 | 16 | 20.6 | 11 | 14 | 2036 | 2036-11-14 | 24 | 17.5 | 17.5 | 17 | 22.5 | 18 | 17
11 | 15 | 2036 | 2036-11-15 | 23 | 14.3 | 15.1 | 16.7 | 19.9 | 15.2 | 19.6 | 11 | 15 | 2036 | 2036-11-15 | 24.5 | 17.5 | 19 | 23.5 | 24.5 | 20.5 | 20.5
11 | 16 | 2036 | 2036-11-16 | 24.6 | 15.2 | 15.8 | 17.3 | 20.5 | 16.7 | 20.8 | 11 | 16 | 2036 | 2036-11-16 | 19 | 14.5 | 19 | 21.5 | 17 | 19 | 18
11 | 17 | 2036 | 2036-11-17 | 25.8 | 15.5 | 16.3 | 18.8 | 22.1 | 18.4 | 20.7 | 11 | 17 | 2036 | 2036-11-17 | 16 | 7.5 | 16.5 | 19.5 | 16 | 16.5 | 20
11 | 18 | 2036 | 2036-11-18 | 25.4 | 14.9 | 16.2 | 18.1 | 21.4 | 16.5 | 20.8 | 11 | 18 | 2036 | 2036-11-18 | 24.5 | 10 | 16.5 | 16.5 | 20 | 11 | 18.5
11 | 19 | 2036 | 2036-11-19 | 26 | 14.5 | 15.9 | 19.2 | 21.2 | 16.8 | 22 | 11 | 19 | 2036 | 2036-11-19 | 14.5 | 11 | 11 | 5.5 | 12 | 2 | 10
11 | 20 | 2036 | 2036-11-20 | 25.4 | 14.9 | 16.4 | 20.2 | 21.4 | 19.2 | 21.8 | 11 | 20 | 2036 | 2036-11-20 | 10 | 11.5 | 16.5 | 11 | 13.5 | 7.5 | 10.5
11 | 21 | 2036 | 2036-11-21 | 26.8 | 15.3 | 16.4 | 19.8 | 21.2 | 18.6 | 22.7 | 11 | 21 | 2036 | 2036-11-21 | 19.5 | 16 | 21.5 | 17 | 22.5 | 14 | 17
11 | 22 | 2036 | 2036-11-22 | 27.1 | 15.3 | 16.5 | 19.7 | 21.6 | 19.6 | 22.5 | 11 | 22 | 2036 | 2036-11-22 | 29 | 19.5 | 20 | 19 | 23.5 | 15.5 | 23
11 | 23 | 2036 | 2036-11-23 | 26.3 | 15.4 | 18.2 | 20.5 | 22.8 | 19.4 | 23.8 | 11 | 23 | 2036 | 2036-11-23 | 22 | 11.5 | 16.5 | 23.5 | 14.5 | 19 | 22.5
11 | 24 | 2036 | 2036-11-24 | 27.4 | 16.2 | 18.5 | 20.3 | 23.2 | 18.8 | 23.7 | 11 | 24 | 2036 | 2036-11-24 | 21.5 | 19 | 19 | 14.5 | 15.5 | 13.5 | 18.5
11 | 25 | 2036 | 2036-11-25 | 28.4 | 16.2 | 18.2 | 21.7 | 25.5 | 20.6 | 24.9 | 11 | 25 | 2036 | 2036-11-25 | 30 | 21.5 | 21.5 | 23 | 26 | 21.5 | 22.5
11 | 26 | 2036 | 2036-11-26 | 29.3 | 16.1 | 17.7 | 22 | 26 | 20.6 | 24.8 | 11 | 26 | 2036 | 2036-11-26 | 32.5 | 21.5 | 21 | 31.5 | 30 | 30 | 27
11 | 27 | 2036 | 2036-11-27 | 28.5 | 15.1 | 17.6 | 21.1 | 23.8 | 19.7 | 24.8 | 11 | 27 | 2036 | 2036-11-27 | 30 | 21.5 | 22 | 30 | 31 | 29.5 | 26.5
11 | 28 | 2036 | 2036-11-28 | 28.4 | 16.6 | 17.9 | 21.6 | 23.8 | 19.9 | 24.4 | 11 | 28 | 2036 | 2036-11-28 | 25.5 | 16.5 | 20.5 | 30.5 | 29 | 28.5 | 26.5
11 | 29 | 2036 | 2036-11-29 | 28.3 | 17.3 | 17.9 | 21.2 | 22.6 | 20.2 | 24.3 | 11 | 29 | 2036 | 2036-11-29 | 19.5 | 4 | 16.5 | 21 | 16.5 | 25 | 24.5
11 | 30 | 2036 | 2036-11-30 | 28.2 | 16.6 | 17.6 | 20.4 | 22.5 | 20.5 | 24.2 | 11 | 30 | 2036 | 2036-11-30 | 13 | 6.5 | 12.5 | 14.5 | 15.5 | 12.5 | 21.5
12 | 1 | 2036 | 2036-12-01 | 25.9 | 15.9 | 16.9 | 20.1 | 21.8 | 19.6 | 22.7 | 12 | 1 | 2036 | 2036-12-01 | 14 | 9 | 13.5 | 9.5 | 16.5 | 7 | 14.5
12 | 2 | 2036 | 2036-12-02 | 25.7 | 16.8 | 17.3 | 19.5 | 21.5 | 18.7 | 23.2 | 12 | 2 | 2036 | 2036-12-02 | 19 | 12 | 16 | 12.5 | 18 | 12.5 | 13.5
12 | 3 | 2036 | 2036-12-03 | 27.4 | 16.4 | 16.9 | 19.6 | 22 | 17.7 | 24.1 | 12 | 3 | 2036 | 2036-12-03 | 17.5 | 11 | 15.5 | 10 | 18 | 8.5 | 13
12 | 4 | 2036 | 2036-12-04 | 28.3 | 14.9 | 16.5 | 19.7 | 20.7 | 18.6 | 23.8 | 12 | 4 | 2036 | 2036-12-04 | 18.5 | 11.5 | 13.5 | 8 | 14 | 5 | 15
12 | 5 | 2036 | 2036-12-05 | 28.4 | 15.6 | 16.7 | 20 | 21.1 | 18.5 | 24.2 | 12 | 5 | 2036 | 2036-12-05 | 22 | 15 | 19.5 | 13 | 22.5 | 10 | 16.5
12 | 6 | 2036 | 2036-12-06 | 27.3 | 15.2 | 16.6 | 19.8 | 20.8 | 19.4 | 23.9 | 12 | 6 | 2036 | 2036-12-06 | 29 | 18.5 | 22.5 | 20 | 28.5 | 19.5 | 21.5
12 | 7 | 2036 | 2036-12-07 | 27.1 | 14.8 | 16.6 | 19.2 | 22.1 | 18.7 | 24.4 | 12 | 7 | 2036 | 2036-12-07 | 29 | 17.5 | 20.5 | 16 | 25 | 16 | 21.5
12 | 8 | 2036 | 2036-12-08 | 27.6 | 14.4 | 16.7 | 20.3 | 22.3 | 19.5 | 24.2 | 12 | 8 | 2036 | 2036-12-08 | 32 | 21.5 | 25.5 | 23 | 25 | 24 | 22.5
12 | 9 | 2036 | 2036-12-09 | 28.4 | 15.2 | 16.5 | 19.6 | 23 | 18.6 | 23.6 | 12 | 9 | 2036 | 2036-12-09 | 36 | 23 | 20.5 | 24.5 | 25 | 20.5 | 25.5
12 | 10 | 2036 | 2036-12-10 | 30.3 | 15.7 | 17.5 | 21.3 | 24.2 | 21 | 25.2 | 12 | 10 | 2036 | 2036-12-10 | 34 | 18 | 19 | 16.5 | 17.5 | 18 | 26
12 | 11 | 2036 | 2036-12-11 | 30.1 | 17 | 17.7 | 21.6 | 23.5 | 21.9 | 26.9 | 12 | 11 | 2036 | 2036-12-11 | 33.5 | 16.5 | 19 | 18.5 | 21.5 | 15.5 | 25.5
12 | 12 | 2036 | 2036-12-12 | 30.5 | 17.1 | 18.9 | 23.9 | 24.5 | 22.7 | 27.2 | 12 | 12 | 2036 | 2036-12-12 | 31.5 | 18.5 | 19 | 21.5 | 28.5 | 20.5 | 26.5
12 | 13 | 2036 | 2036-12-13 | 31.1 | 17.4 | 19.2 | 23.7 | 25.3 | 22 | 27 | 12 | 13 | 2036 | 2036-12-13 | 41 | 18 | 21.5 | 28.5 | 32 | 27.5 | 33
12 | 14 | 2036 | 2036-12-14 | 30.1 | 16.8 | 18.5 | 23.6 | 24.8 | 21.5 | 27.2 | 12 | 14 | 2036 | 2036-12-14 | 39.5 | 22 | 23.5 | 30.5 | 32.5 | 27 | 26
12 | 15 | 2036 | 2036-12-15 | 29.8 | 16 | 18 | 22.6 | 23.3 | 21.3 | 26.6 | 12 | 15 | 2036 | 2036-12-15 | 34 | 21.5 | 26 | 27.5 | 35.5 | 24.5 | 29
12 | 16 | 2036 | 2036-12-16 | 30.8 | 16.7 | 17.9 | 22.2 | 25.6 | 20.3 | 26.8 | 12 | 16 | 2036 | 2036-12-16 | 35.5 | 20.5 | 21.5 | 19.5 | 30 | 16 | 32.5
12 | 17 | 2036 | 2036-12-17 | 31.6 | 17.3 | 18.8 | 24.9 | 25.5 | 22.7 | 27.6 | 12 | 17 | 2036 | 2036-12-17 | 30.5 | 21 | 22.5 | 21 | 30 | 17.5 | 27.5
12 | 18 | 2036 | 2036-12-18 | 34 | 18.7 | 19.8 | 25.1 | 27.5 | 23.5 | 28.1 | 12 | 18 | 2036 | 2036-12-18 | 42 | 24 | 26 | 27 | 35.5 | 23.5 | 36
12 | 19 | 2036 | 2036-12-19 | 33.9 | 18.7 | 19.8 | 26 | 27.6 | 24.6 | 29.3 | 12 | 19 | 2036 | 2036-12-19 | 44 | 19 | 24.5 | 24.5 | 32 | 21 | 35.5
12 | 20 | 2036 | 2036-12-20 | 35.3 | 19 | 19.7 | 25.5 | 28 | 25.5 | 29 | 12 | 20 | 2036 | 2036-12-20 | 29 | 18 | 21.5 | 14.5 | 24.5 | 13 | 21.5
12 | 21 | 2036 | 2036-12-21 | 68.81 | 41.69 | 40.78 | 58.15 | 59.53 | 60.73 | 56.55 | 12 | 21 | 2036 | 2036-12-21 | 26.5 | 22.5 | 24.5 | 20 | 24.5 | 16.5 | 29
12 | 22 | 2036 | 2036-12-22 | 31.4 | 17 | 18.4 | 24.9 | 25.4 | 24.2 | 28.8 | 12 | 22 | 2036 | 2036-12-22 | 27 | 18.5 | 20 | 17.5 | 22.5 | 15 | 25.5
12 | 23 | 2036 | 2036-12-23 | 32 | 18.8 | 18.6 | 24.6 | 25.6 | 23.4 | 29.6 | 12 | 23 | 2036 | 2036-12-23 | 30.5 | 19.5 | 21 | 21 | 29 | 18 | 30
12 | 24 | 2036 | 2036-12-24 | 32.1 | 18.2 | 18.8 | 23.1 | 24.3 | 22.5 | 28.3 | 12 | 24 | 2036 | 2036-12-24 | 34.5 | 23.5 | 23.5 | 24 | 33.5 | 21.5 | 30
12 | 25 | 2036 | 2036-12-25 | 31.4 | 17.9 | 18.1 | 22.2 | 24 | 21.5 | 27.8 | 12 | 25 | 2036 | 2036-12-25 | 39 | 23 | 26 | 27.5 | 27 | 23 | 31.5
12 | 26 | 2036 | 2036-12-26 | 32.8 | 16.6 | 18 | 23.2 | 25.2 | 23.6 | 27.9 | 12 | 26 | 2036 | 2036-12-26 | 34.5 | 21 | 21.5 | 30 | 30 | 27 | 25.5
12 | 27 | 2036 | 2036-12-27 | 32.2 | 17.3 | 18.4 | 25.1 | 26.9 | 24 | 26.1 | 12 | 27 | 2036 | 2036-12-27 | 40.5 | 22 | 21.5 | 26 | 35 | 23.5 | 28
12 | 28 | 2036 | 2036-12-28 | 34.4 | 18.7 | 18.6 | 24.5 | 28.3 | 23.8 | 27.2 | 12 | 28 | 2036 | 2036-12-28 | 46.5 | 22 | 20.5 | 30.5 | 38 | 29 | 33
12 | 29 | 2036 | 2036-12-29 | 34.3 | 19.2 | 19.2 | 26.4 | 28.3 | 25 | 28 | 12 | 29 | 2036 | 2036-12-29 | 42 | 23 | 23.5 | 31.5 | 37.5 | 29.5 | 30.5
12 | 30 | 2036 | 2036-12-30 | 34.2 | 20.9 | 19.6 | 25.6 | 27.7 | 24.5 | 28.7 | 12 | 30 | 2036 | 2036-12-30 | 46.5 | 27 | 25.5 | 33 | 41.5 | 30.5 | 36.5
12 | 31 | 2036 | 2036-12-31 | 33.7 | 19.9 | 18.9 | 24.7 | 28.6 | 24.1 | 28.7 | 12 | 31 | 2036 | 2036-12-31 | 43.5 | 26.5 | 26.5 | 37.5 | 43.5 | 34 | 32
1 | 1 | 2037 | 2037-01-01 | 33.3 | 19.7 | 18.9 | 25.8 | 26.4 | 25.2 | 28 | 1 | 1 | 2037 | 2037-01-01 | 48 | 27.5 | 25.5 | 33.5 | 42.5 | 30.5 | 31.5
1 | 2 | 2037 | 2037-01-02 | 32.3 | 20.1 | 19.5 | 24 | 25.7 | 23.7 | 28.2 | 1 | 2 | 2037 | 2037-01-02 | 48 | 24 | 26 | 37 | 45.5 | 34 | 32.5
1 | 3 | 2037 | 2037-01-03 | 33.2 | 20.1 | 19.8 | 24.3 | 26 | 22.7 | 28.2 | 1 | 3 | 2037 | 2037-01-03 | 49.5 | 27 | 31 | 40 | 43 | 36.5 | 32
1 | 4 | 2037 | 2037-01-04 | 33.2 | 19.8 | 20.3 | 24 | 25.7 | 23 | 28.7 | 1 | 4 | 2037 | 2037-01-04 | 47.5 | 21.5 | 20 | 34 | 35 | 31 | 35
1 | 5 | 2037 | 2037-01-05 | 31.6 | 18.9 | 19 | 25.4 | 24.7 | 22.9 | 27.7 | 1 | 5 | 2037 | 2037-01-05 | 49.5 | 19 | 20 | 34.5 | 38 | 32.5 | 29
1 | 6 | 2037 | 2037-01-06 | 32 | 20.7 | 18.9 | 25 | 25.9 | 22.2 | 27.8 | 1 | 6 | 2037 | 2037-01-06 | 42.5 | 17 | 21 | 27 | 31 | 26 | 31
1 | 7 | 2037 | 2037-01-07 | 33.1 | 20.7 | 19.4 | 25.4 | 26.5 | 24.4 | 28.7 | 1 | 7 | 2037 | 2037-01-07 | 45 | 15 | 14.5 | 18 | 20 | 17 | 18.5
1 | 8 | 2037 | 2037-01-08 | 33.7 | 19.7 | 19.2 | 26.6 | 26 | 24.3 | 30.4 | 1 | 8 | 2037 | 2037-01-08 | 35 | 14.5 | 17.5 | 16 | 15.5 | 11.5 | 21
1 | 9 | 2037 | 2037-01-09 | 32 | 17.9 | 19.1 | 25 | 25.4 | 22.6 | 28 | 1 | 9 | 2037 | 2037-01-09 | 26 | 16.5 | 21 | 15 | 22.5 | 12 | 17.5
1 | 10 | 2037 | 2037-01-10 | 31.7 | 17.7 | 19.2 | 24.9 | 25.3 | 23.3 | 27.2 | 1 | 10 | 2037 | 2037-01-10 | 36 | 25 | 27 | 27.5 | 40 | 26 | 25.5
1 | 11 | 2037 | 2037-01-11 | 31.2 | 18.1 | 18.9 | 24.2 | 25.7 | 22 | 26.9 | 1 | 11 | 2037 | 2037-01-11 | 40.5 | 29.5 | 29 | 33 | 41.5 | 33.5 | 30.5
1 | 12 | 2037 | 2037-01-12 | 32.1 | 17.9 | 18.7 | 22.8 | 24.3 | 21.3 | 26 | 1 | 12 | 2037 | 2037-01-12 | 53.5 | 32 | 32.5 | 36.5 | 45.5 | 35.5 | 34
1 | 13 | 2037 | 2037-01-13 | 31.9 | 17 | 18.3 | 22.9 | 24.6 | 21.4 | 24.8 | 1 | 13 | 2037 | 2037-01-13 | 49.5 | 32.5 | 30.5 | 38.5 | 45.5 | 36 | 36.5
1 | 14 | 2037 | 2037-01-14 | 31 | 16.6 | 18.6 | 23.1 | 24.4 | 20.8 | 25.9 | 1 | 14 | 2037 | 2037-01-14 | 50 | 28 | 31 | 31.5 | 39 | 30 | 31
1 | 15 | 2037 | 2037-01-15 | 32.2 | 18.1 | 19.1 | 23.7 | 24.8 | 22.1 | 25.1 | 1 | 15 | 2037 | 2037-01-15 | 45.5 | 26.5 | 29 | 26.5 | 30.5 | 27.5 | 31.5
1 | 16 | 2037 | 2037-01-16 | 31.4 | 19 | 19.2 | 24.7 | 23.5 | 23.2 | 26.8 | 1 | 16 | 2037 | 2037-01-16 | 52 | 26.5 | 29 | 34.5 | 26.5 | 35.5 | 39
1 | 17 | 2037 | 2037-01-17 | 31.2 | 18.9 | 19.4 | 24.3 | 23.4 | 22.5 | 26.2 | 1 | 17 | 2037 | 2037-01-17 | 50.5 | 25.5 | 29 | 36 | 26.5 | 33.5 | 32
1 | 18 | 2037 | 2037-01-18 | 30.7 | 18.3 | 18.7 | 23.9 | 22.9 | 21.4 | 25.4 | 1 | 18 | 2037 | 2037-01-18 | 49 | 27.5 | 27 | 32.5 | 25 | 32.5 | 31.5
1 | 19 | 2037 | 2037-01-19 | 29.8 | 17.1 | 17 | 20.5 | 20 | 19.8 | 24.3 | 1 | 19 | 2037 | 2037-01-19 | 51.5 | 27 | 24.5 | 34.5 | 24.5 | 33 | 32.5
1 | 20 | 2037 | 2037-01-20 | 30.6 | 17.4 | 17.7 | 20.1 | 21.7 | 18.9 | 25.4 | 1 | 20 | 2037 | 2037-01-20 | 51 | 25.5 | 24.5 | 35 | 25.5 | 33 | 32
1 | 21 | 2037 | 2037-01-21 | 30.3 | 17.4 | 17.4 | 21.2 | 23.1 | 19.2 | 24.1 | 1 | 21 | 2037 | 2037-01-21 | 50 | 26 | 26 | 36.5 | 24.5 | 34 | 34.5
1 | 22 | 2037 | 2037-01-22 | 31.7 | 16.8 | 17 | 22.1 | 23.1 | 20.2 | 23.4 | 1 | 22 | 2037 | 2037-01-22 | 49 | 26.5 | 27.5 | 37 | 34 | 35 | 34.5
1 | 23 | 2037 | 2037-01-23 | 33.7 | 17.6 | 17.8 | 22.4 | 22 | 21.1 | 23.9 | 1 | 23 | 2037 | 2037-01-23 | 39 | 20 | 20.5 | 35.5 | 22.5 | 32.5 | 35
1 | 24 | 2037 | 2037-01-24 | 32.6 | 18.5 | 18.8 | 21.8 | 24.6 | 19.9 | 25.3 | 1 | 24 | 2037 | 2037-01-24 | 31.5 | 17.5 | 21.5 | 25.5 | 18 | 26 | 34.5
1 | 25 | 2037 | 2037-01-25 | 31.5 | 18.8 | 19.4 | 22.9 | 25.6 | 20.9 | 26.1 | 1 | 25 | 2037 | 2037-01-25 | 26.5 | 17 | 19 | 23.5 | 18 | 24.5 | 27
1 | 26 | 2037 | 2037-01-26 | 31.8 | 18.8 | 19.1 | 22.7 | 24.3 | 21.6 | 25 | 1 | 26 | 2037 | 2037-01-26 | 28.5 | 21 | 20.5 | 21.5 | 26 | 24 | 25
1 | 27 | 2037 | 2037-01-27 | 31.6 | 19.2 | 18.7 | 23.8 | 23.9 | 22.9 | 25.2 | 1 | 27 | 2037 | 2037-01-27 | 33.5 | 19 | 22.5 | 23.5 | 28.5 | 24 | 29
1 | 28 | 2037 | 2037-01-28 | 31.7 | 18.5 | 17.8 | 23.4 | 24.7 | 23.5 | 25.1 | 1 | 28 | 2037 | 2037-01-28 | 36.5 | 20.5 | 20.5 | 23 | 26.5 | 22.5 | 28
1 | 29 | 2037 | 2037-01-29 | 30.9 | 17.8 | 17.3 | 22.6 | 22.8 | 21.9 | 24.2 | 1 | 29 | 2037 | 2037-01-29 | 29 | 18 | 17.5 | 19 | 21 | 18 | 18.5
1 | 30 | 2037 | 2037-01-30 | 28.5 | 15.6 | 16.7 | 20.8 | 21.3 | 18.9 | 23.6 | 1 | 30 | 2037 | 2037-01-30 | 22.5 | 14.5 | 14.5 | 14 | 19 | 12.5 | 15.5
1 | 31 | 2037 | 2037-01-31 | 28 | 16.3 | 16.6 | 19.6 | 21.3 | 18.8 | 21.3 | 1 | 31 | 2037 | 2037-01-31 | 25 | 13 | 14.5 | 13 | 21.5 | 11 | 18.5
2 | 1 | 2037 | 2037-02-01 | 29.2 | 16.9 | 17.7 | 21.8 | 22.9 | 19.8 | 23.3 | 2 | 1 | 2037 | 2037-02-01 | 26 | 15 | 16.5 | 17.5 | 23.5 | 14.5 | 16.5
2 | 2 | 2037 | 2037-02-02 | 30.9 | 18.4 | 18.1 | 23.5 | 24.3 | 20.9 | 23.3 | 2 | 2 | 2037 | 2037-02-02 | 33.5 | 21 | 20 | 21 | 25 | 25 | 21.5
2 | 3 | 2037 | 2037-02-03 | 29.8 | 17.9 | 18.3 | 23.8 | 23.4 | 20.7 | 24.3 | 2 | 3 | 2037 | 2037-02-03 | 31 | 17.5 | 17.5 | 21.5 | 20 | 20.5 | 25.5
2 | 4 | 2037 | 2037-02-04 | 31.1 | 18.2 | 18.6 | 24.3 | 26 | 22.2 | 24.4 | 2 | 4 | 2037 | 2037-02-04 | 28.5 | 14 | 18 | 18 | 18 | 16.5 | 19.5
2 | 5 | 2037 | 2037-02-05 | 29.7 | 19 | 19.8 | 24.1 | 25.7 | 22.6 | 25.5 | 2 | 5 | 2037 | 2037-02-05 | 27.5 | 14 | 16.5 | 18 | 20 | 17 | 18
2 | 6 | 2037 | 2037-02-06 | 27.6 | 17.5 | 18.7 | 22.6 | 23.1 | 20.7 | 23.4 | 2 | 6 | 2037 | 2037-02-06 | 26.5 | 13.5 | 17 | 17 | 21.5 | 13.5 | 20.5
2 | 7 | 2037 | 2037-02-07 | 26.8 | 15.3 | 17 | 21.2 | 21.5 | 18.9 | 21.5 | 2 | 7 | 2037 | 2037-02-07 | 30.5 | 21 | 22 | 21 | 27 | 15.5 | 19
2 | 8 | 2037 | 2037-02-08 | 29.1 | 15 | 17.3 | 21.9 | 22.5 | 19.1 | 22.5 | 2 | 8 | 2037 | 2037-02-08 | 34 | 23.5 | 26 | 26 | 31.5 | 23 | 21
2 | 9 | 2037 | 2037-02-09 | 27.8 | 16.7 | 18 | 20.3 | 20.6 | 18.6 | 22.1 | 2 | 9 | 2037 | 2037-02-09 | 26 | 21.5 | 20 | 24 | 30 | 21.5 | 21
2 | 10 | 2037 | 2037-02-10 | 27.2 | 16.4 | 17.3 | 21.7 | 21 | 19.2 | 22.3 | 2 | 10 | 2037 | 2037-02-10 | 28 | 24 | 20 | 23.5 | 27.5 | 21 | 19.5
2 | 11 | 2037 | 2037-02-11 | 27.3 | 16.8 | 17.7 | 21.7 | 21.7 | 18.6 | 21.9 | 2 | 11 | 2037 | 2037-02-11 | 32.5 | 18.5 | 20.5 | 23 | 26.5 | 20.5 | 21
2 | 12 | 2037 | 2037-02-12 | 26 | 16.5 | 17.2 | 20.4 | 21.8 | 18.1 | 21.3 | 2 | 12 | 2037 | 2037-02-12 | 25 | 14 | 15.5 | 15.5 | 22 | 14.5 | 15.5
2 | 13 | 2037 | 2037-02-13 | 24.8 | 16 | 16.7 | 18.2 | 21.9 | 15.9 | 20.4 | 2 | 13 | 2037 | 2037-02-13 | 22.5 | 15 | 16.5 | 14.5 | 25 | 13 | 14.5
2 | 14 | 2037 | 2037-02-14 | 23.9 | 15.8 | 16.8 | 17.9 | 20.7 | 15.9 | 19.7 | 2 | 14 | 2037 | 2037-02-14 | 27.5 | 15.5 | 18 | 18.5 | 21 | 16 | 16.5
2 | 15 | 2037 | 2037-02-15 | 23 | 14.7 | 17.2 | 17.4 | 20.1 | 15.9 | 18.3 | 2 | 15 | 2037 | 2037-02-15 | 25.5 | 11.5 | 15 | 16.5 | 19 | 16 | 18.5
2 | 16 | 2037 | 2037-02-16 | 22.4 | 15 | 16.7 | 17.8 | 19.2 | 16.2 | 19.2 | 2 | 16 | 2037 | 2037-02-16 | 25 | 9.5 | 18 | 19.5 | 21 | 16 | 18
2 | 17 | 2037 | 2037-02-17 | 20.9 | 14.2 | 15.6 | 18.2 | 18.2 | 15.8 | 18.1 | 2 | 17 | 2037 | 2037-02-17 | 29.5 | 14 | 22.5 | 23 | 27.5 | 19 | 19
2 | 18 | 2037 | 2037-02-18 | 20.7 | 14.3 | 15.7 | 15.3 | 17.3 | 14 | 17.1 | 2 | 18 | 2037 | 2037-02-18 | 31.5 | 15 | 21.5 | 26.5 | 30 | 24 | 23.5
2 | 19 | 2037 | 2037-02-19 | 20.2 | 13.1 | 15.2 | 15.8 | 19.7 | 14.1 | 16.3 | 2 | 19 | 2037 | 2037-02-19 | 27.5 | 16 | 23 | 25.5 | 29.5 | 22.5 | 24.5
2 | 20 | 2037 | 2037-02-20 | 20.7 | 14.8 | 16.5 | 15.9 | 19.5 | 13.7 | 17.6 | 2 | 20 | 2037 | 2037-02-20 | 28.5 | 18.5 | 25 | 22.5 | 29 | 19.5 | 25.5
2 | 21 | 2037 | 2037-02-21 | 21 | 14.8 | 16.1 | 16.1 | 20.9 | 14.5 | 17 | 2 | 21 | 2037 | 2037-02-21 | 31.5 | 18.5 | 21 | 22.5 | 28 | 20 | 22.5
2 | 22 | 2037 | 2037-02-22 | 21.2 | 15.2 | 15.6 | 15.8 | 20.7 | 13.8 | 17.8 | 2 | 22 | 2037 | 2037-02-22 | 28 | 13.5 | 19.5 | 20 | 22 | 17 | 17
2 | 23 | 2037 | 2037-02-23 | 20.4 | 15.2 | 15.6 | 15.2 | 19.2 | 13.9 | 16.7 | 2 | 23 | 2037 | 2037-02-23 | 28.5 | 12.5 | 21.5 | 19 | 28 | 19 | 19.5
2 | 24 | 2037 | 2037-02-24 | 20.2 | 13.2 | 14.8 | 15.4 | 19.1 | 13.8 | 16.9 | 2 | 24 | 2037 | 2037-02-24 | 32 | 12.5 | 16 | 22 | 27 | 19 | 22
2 | 25 | 2037 | 2037-02-25 | 19.9 | 14.2 | 15 | 15.7 | 19.4 | 12.7 | 16.7 | 2 | 25 | 2037 | 2037-02-25 | 27 | 12 | 21 | 20.5 | 25 | 18.5 | 18.5
2 | 26 | 2037 | 2037-02-26 | 20.6 | 14.1 | 15.7 | 15.2 | 17.7 | 12.9 | 17.1 | 2 | 26 | 2037 | 2037-02-26 | 32 | 14.5 | 24 | 21.5 | 27.5 | 19.5 | 23
2 | 27 | 2037 | 2037-02-27 | 18.7 | 12.6 | 14.1 | 14.9 | 17.2 | 12.8 | 15.8 | 2 | 27 | 2037 | 2037-02-27 | 29 | 13.5 | 19 | 17.5 | 25.5 | 14.5 | 20.5
2 | 28 | 2037 | 2037-02-28 | 19 | 12.1 | 12.9 | 14.3 | 15.9 | 12.5 | 14.7 | 2 | 28 | 2037 | 2037-02-28 | 27 | 14 | 15.5 | 14 | 15 | 12 | 13.5
3 | 1 | 2037 | 2037-03-01 | 20.1 | 13.7 | 13 | 14.1 | 16 | 12.7 | 15.7 | 3 | 1 | 2037 | 2037-03-01 | 26 | 3 | 10 | 6.5 | 12.5 | 6 | 8
3 | 2 | 2037 | 2037-03-02 | 17.9 | 13 | 13.5 | 13.1 | 16.2 | 10.9 | 15.3 | 3 | 2 | 2037 | 2037-03-02 | 21 | 8.5 | 17 | 11.5 | 13.5 | 9.5 | 12
3 | 3 | 2037 | 2037-03-03 | 19.5 | 13.3 | 15.4 | 13.1 | 18.3 | 11 | 15.7 | 3 | 3 | 2037 | 2037-03-03 | 26.5 | 16.5 | 22 | 21 | 25.5 | 17.5 | 17.5
3 | 4 | 2037 | 2037-03-04 | 19.8 | 13.9 | 14.4 | 14.6 | 19 | 12.3 | 15.7 | 3 | 4 | 2037 | 2037-03-04 | 31.5 | 16 | 21 | 22.5 | 27.5 | 20 | 23.5
3 | 5 | 2037 | 2037-03-05 | 21.1 | 12.8 | 14.2 | 15.2 | 18.1 | 12.4 | 16.3 | 3 | 5 | 2037 | 2037-03-05 | 24 | 15 | 20 | 22.5 | 27 | 23 | 24.5
3 | 6 | 2037 | 2037-03-06 | 19.6 | 13 | 15.2 | 15 | 18 | 11.5 | 17 | 3 | 6 | 2037 | 2037-03-06 | 20 | 19 | 20 | 18.5 | 24 | 19.5 | 21.5
3 | 7 | 2037 | 2037-03-07 | 19 | 13.5 | 15.4 | 14.6 | 18.3 | 12.8 | 17.4 | 3 | 7 | 2037 | 2037-03-07 | 27.5 | 18 | 18 | 17 | 26 | 15 | 17
3 | 8 | 2037 | 2037-03-08 | 18.3 | 13.8 | 13.8 | 13 | 16.4 | 11.3 | 15.4 | 3 | 8 | 2037 | 2037-03-08 | 26.5 | 18.5 | 19 | 22 | 24.5 | 18.5 | 18
3 | 9 | 2037 | 2037-03-09 | 18.7 | 13.3 | 13.4 | 13.5 | 17.6 | 10.9 | 15.4 | 3 | 9 | 2037 | 2037-03-09 | 23 | 19.5 | 19.5 | 17.5 | 24.5 | 15 | 16.5
3 | 10 | 2037 | 2037-03-10 | 19.1 | 12.1 | 13.3 | 13.3 | 17.3 | 11 | 15.2 | 3 | 10 | 2037 | 2037-03-10 | 24.5 | 17.5 | 22 | 16 | 20 | 13 | 15.5
3 | 11 | 2037 | 2037-03-11 | 19.3 | 12.8 | 13.3 | 14.6 | 17.6 | 12.4 | 15.2 | 3 | 11 | 2037 | 2037-03-11 | 20 | 16 | 15.5 | 11.5 | 15.5 | 10.5 | 12
3 | 12 | 2037 | 2037-03-12 | 17.7 | 12.6 | 12.8 | 13.9 | 17 | 11.9 | 14.9 | 3 | 12 | 2037 | 2037-03-12 | 17 | 13 | 11.5 | 6.5 | 12.5 | 3 | 6.5
3 | 13 | 2037 | 2037-03-13 | 17.8 | 11.9 | 13 | 13.5 | 16.1 | 10.8 | 14.5 | 3 | 13 | 2037 | 2037-03-13 | 11.5 | 8 | 11.5 | 7 | 7 | 1.5 | 7
3 | 14 | 2037 | 2037-03-14 | 18.4 | 11 | 13.7 | 13.5 | 16.3 | 11.3 | 14.8 | 3 | 14 | 2037 | 2037-03-14 | 14 | 8.5 | 10.5 | 4.5 | 6.5 | 0 | 3.5
3 | 15 | 2037 | 2037-03-15 | 17.5 | 11.5 | 13.5 | 13.6 | 16.5 | 10.7 | 13.9 | 3 | 15 | 2037 | 2037-03-15 | 15 | 10 | 10 | 8 | 13.5 | 5 | 10
3 | 16 | 2037 | 2037-03-16 | 18.7 | 12.4 | 14.3 | 13.8 | 17.2 | 10.7 | 15.2 | 3 | 16 | 2037 | 2037-03-16 | 20 | 16.5 | 19 | 13.5 | 21.5 | 12.5 | 12
3 | 17 | 2037 | 2037-03-17 | 17.5 | 12.2 | 13 | 13 | 16.1 | 9.7 | 14.9 | 3 | 17 | 2037 | 2037-03-17 | 25.5 | 15.5 | 22.5 | 19 | 26 | 17.5 | 16
3 | 18 | 2037 | 2037-03-18 | 17.9 | 11.7 | 12.8 | 12.4 | 16.4 | 9.6 | 14.7 | 3 | 18 | 2037 | 2037-03-18 | 25.5 | 17 | 15 | 16.5 | 24.5 | 14.5 | 17.5
3 | 19 | 2037 | 2037-03-19 | 16.4 | 11.1 | 11.8 | 12.3 | 15.8 | 9.7 | 13.6 | 3 | 19 | 2037 | 2037-03-19 | 27.5 | 17.5 | 17 | 19.5 | 24 | 18 | 20.5
3 | 20 | 2037 | 2037-03-20 | 15 | 10.7 | 12.3 | 10.9 | 15.5 | 8.5 | 13 | 3 | 20 | 2037 | 2037-03-20 | 16 | 13.5 | 19 | 9 | 19 | 7.5 | 13
3 | 21 | 2037 | 2037-03-21 | 16.7 | 12.1 | 12.9 | 12.1 | 16.6 | 9.6 | 13.5 | 3 | 21 | 2037 | 2037-03-21 | 26.5 | 18.5 | 22 | 19.5 | 25 | 18 | 17.5
3 | 22 | 2037 | 2037-03-22 | 20.1 | 12.9 | 13.8 | 13.7 | 19.2 | 12.2 | 15.7 | 3 | 22 | 2037 | 2037-03-22 | 33.5 | 21 | 23.5 | 22 | 28 | 21 | 23.5
3 | 23 | 2037 | 2037-03-23 | 18.8 | 11.9 | 13.9 | 14.2 | 18.7 | 12.2 | 15.2 | 3 | 23 | 2037 | 2037-03-23 | 33 | 21 | 20 | 24 | 27 | 21.5 | 24
3 | 24 | 2037 | 2037-03-24 | 19 | 10.6 | 12.8 | 14 | 20.3 | 12 | 14.2 | 3 | 24 | 2037 | 2037-03-24 | 30 | 17.5 | 24.5 | 23.5 | 26.5 | 18.5 | 23.5
3 | 25 | 2037 | 2037-03-25 | 18 | 11.3 | 12.3 | 13 | 18.9 | 11.2 | 14.2 | 3 | 25 | 2037 | 2037-03-25 | 19 | 13 | 17.5 | 14 | 19 | 11.5 | 20
3 | 26 | 2037 | 2037-03-26 | 17.8 | 11.6 | 12.4 | 13.6 | 18 | 11.6 | 14.3 | 3 | 26 | 2037 | 2037-03-26 | 15 | 14.5 | 8 | 9.5 | 16 | 8.5 | 8.5
3 | 27 | 2037 | 2037-03-27 | 17.6 | 12.4 | 12.6 | 12.4 | 16.9 | 10.7 | 13.8 | 3 | 27 | 2037 | 2037-03-27 | 17.5 | 13 | 14 | 7 | 16.5 | 6 | 5
3 | 28 | 2037 | 2037-03-28 | 16.5 | 11.2 | 12.8 | 11.6 | 16.9 | 9.3 | 13.1 | 3 | 28 | 2037 | 2037-03-28 | 13.5 | 11.5 | 9 | 9.5 | 13 | 6 | 6.5
3 | 29 | 2037 | 2037-03-29 | 14.4 | 10.2 | 11.6 | 10.5 | 15.7 | 8 | 11.7 | 3 | 29 | 2037 | 2037-03-29 | 12.5 | 9.5 | 10 | 6 | 10.5 | 3.5 | 7.5
3 | 30 | 2037 | 2037-03-30 | 15.1 | 9.5 | 10.7 | 8.9 | 15.5 | 7.7 | 11.4 | 3 | 30 | 2037 | 2037-03-30 | 15.5 | 11.5 | 6.5 | 6 | 8.5 | 2 | 7
3 | 31 | 2037 | 2037-03-31 | 14.9 | 10.3 | 12.4 | 9.7 | 15.4 | 8.1 | 12 | 3 | 31 | 2037 | 2037-03-31 | 13 | 10 | 4.5 | 7.5 | 10.5 | 4 | 4.5
4 | 1 | 2037 | 2037-04-01 | 14.3 | 10.2 | 12 | 9.4 | 14.2 | 7.5 | 10.8 | 4 | 1 | 2037 | 2037-04-01 | 13 | 12 | 8 | 3.5 | 11.5 | 2.5 | 1
4 | 2 | 2037 | 2037-04-02 | 14.1 | 9.8 | 11 | 9.5 | 14.7 | 7.4 | 10.6 | 4 | 2 | 2037 | 2037-04-02 | 11 | 8.5 | 10 | 2.5 | 11.5 | 0 | 3.5
4 | 3 | 2037 | 2037-04-03 | 13.8 | 9 | 11.3 | 9.1 | 15.4 | 6.9 | 10.3 | 4 | 3 | 2037 | 2037-04-03 | 11 | 7 | 10 | 3.5 | 10 | 1 | 6.5
4 | 4 | 2037 | 2037-04-04 | 14.4 | 10.5 | 12.4 | 9.7 | 15.4 | 8 | 11 | 4 | 4 | 2037 | 2037-04-04 | 10.5 | 8.5 | 11 | 4.5 | 4.5 | 2 | 5
4 | 5 | 2037 | 2037-04-05 | 16.1 | 11.1 | 12.1 | 9.8 | 15.8 | 8.6 | 11.1 | 4 | 5 | 2037 | 2037-04-05 | 12.5 | 7 | 9.5 | 4.5 | 10.5 | 2.5 | 0
4 | 6 | 2037 | 2037-04-06 | 15.6 | 11.2 | 12.1 | 10.3 | 15.7 | 8.5 | 11.4 | 4 | 6 | 2037 | 2037-04-06 | 13.5 | 11.5 | 14.5 | 10.5 | 12.5 | 6 | 5
4 | 7 | 2037 | 2037-04-07 | 14.5 | 10.8 | 11.5 | 9.2 | 14.8 | 7.4 | 10.2 | 4 | 7 | 2037 | 2037-04-07 | 18 | 14.5 | 19 | 13 | 16.5 | 9.5 | 10.5
4 | 8 | 2037 | 2037-04-08 | 13.8 | 11 | 9.4 | 9.6 | 13.9 | 6.7 | 9.3 | 4 | 8 | 2037 | 2037-04-08 | 22.5 | 12 | 15.5 | 18 | 21.5 | 14 | 12
4 | 9 | 2037 | 2037-04-09 | 13 | 9.2 | 10.2 | 9.6 | 14.8 | 7.3 | 8.9 | 4 | 9 | 2037 | 2037-04-09 | 17.5 | 12.5 | 14.5 | 15.5 | 19.5 | 13 | 12
4 | 10 | 2037 | 2037-04-10 | 13.9 | 10.3 | 11.4 | 10.2 | 14.8 | 6.9 | 9.7 | 4 | 10 | 2037 | 2037-04-10 | 17.5 | 8.5 | 11 | 5.5 | 15 | 4 | 4.5
4 | 11 | 2037 | 2037-04-11 | 16 | 10.9 | 12 | 10.2 | 14.9 | 8.9 | 11.1 | 4 | 11 | 2037 | 2037-04-11 | 20.5 | 11.5 | 14.5 | 13.5 | 23.5 | 11 | 11.5
4 | 12 | 2037 | 2037-04-12 | 15.1 | 10.7 | 11.7 | 10.4 | 14.3 | 7.5 | 9.7 | 4 | 12 | 2037 | 2037-04-12 | 20 | 18.5 | 19.5 | 16 | 17.5 | 12.5 | 17
4 | 13 | 2037 | 2037-04-13 | 14.1 | 9.5 | 11 | 8.8 | 13.4 | 6.4 | 9.4 | 4 | 13 | 2037 | 2037-04-13 | 24 | 18.5 | 18 | 14.5 | 20 | 13.5 | 14
4 | 14 | 2037 | 2037-04-14 | 14.5 | 9.9 | 11.8 | 9.4 | 14.9 | 7.8 | 10.7 | 4 | 14 | 2037 | 2037-04-14 | 27 | 14.5 | 21 | 15.5 | 26 | 13 | 19
4 | 15 | 2037 | 2037-04-15 | 15.2 | 11 | 12.7 | 10.4 | 15.2 | 7.8 | 10.8 | 4 | 15 | 2037 | 2037-04-15 | 27.5 | 13.5 | 18 | 20.5 | 25 | 18 | 17.5
4 | 16 | 2037 | 2037-04-16 | 15.3 | 10.9 | 12.5 | 10.7 | 15.4 | 8.5 | 11.1 | 4 | 16 | 2037 | 2037-04-16 | 25 | 13 | 17.5 | 23.5 | 22 | 18.5 | 16
4 | 17 | 2037 | 2037-04-17 | 14 | 9.2 | 10.5 | 9.7 | 14.2 | 8.2 | 10.5 | 4 | 17 | 2037 | 2037-04-17 | 24 | 14.5 | 15.5 | 21 | 24 | 17 | 15.5
4 | 18 | 2037 | 2037-04-18 | 14.6 | 8.9 | 9.8 | 8.8 | 14.1 | 6.8 | 8.6 | 4 | 18 | 2037 | 2037-04-18 | 22.5 | 13 | 15.5 | 10 | 14.5 | 9 | 5
4 | 19 | 2037 | 2037-04-19 | 14.5 | 9.1 | 11 | 9.4 | 15 | 7.1 | 9.6 | 4 | 19 | 2037 | 2037-04-19 | 15 | 10 | 10.5 | 8 | 9.5 | 7.5 | 3
4 | 20 | 2037 | 2037-04-20 | 14.8 | 9.6 | 10.7 | 9.3 | 14.6 | 7.6 | 10.3 | 4 | 20 | 2037 | 2037-04-20 | 15.5 | 9 | 14 | 7.5 | 15.5 | 5.5 | 6.5
4 | 21 | 2037 | 2037-04-21 | 14.6 | 9.2 | 10.5 | 9 | 13.1 | 6.6 | 9.1 | 4 | 21 | 2037 | 2037-04-21 | 18.5 | 13 | 17 | 10 | 15.5 | 7.5 | 8.5
4 | 22 | 2037 | 2037-04-22 | 13.1 | 8 | 9.3 | 7.7 | 12.8 | 6 | 7.5 | 4 | 22 | 2037 | 2037-04-22 | 20.5 | 13.5 | 14.5 | 16.5 | 18 | 13 | 15
4 | 23 | 2037 | 2037-04-23 | 12.4 | 8.5 | 10.3 | 7.5 | 12.2 | 6 | 8.3 | 4 | 23 | 2037 | 2037-04-23 | 25.5 | 12.5 | 15.5 | 16 | 18 | 10.5 | 13
4 | 24 | 2037 | 2037-04-24 | 12.6 | 9.1 | 9.8 | 8 | 12.3 | 5.3 | 9.1 | 4 | 24 | 2037 | 2037-04-24 | 18 | 10.5 | 10 | 10 | 15 | 8 | 7.5
4 | 25 | 2037 | 2037-04-25 | 12.8 | 8.1 | 9.6 | 7.8 | 12.5 | 5.8 | 8.6 | 4 | 25 | 2037 | 2037-04-25 | 13.5 | 7 | 11.5 | 5 | 8.5 | 0 | 0
4 | 26 | 2037 | 2037-04-26 | 12.6 | 7.3 | 9.2 | 7.3 | 12.7 | 5.2 | 7.1 | 4 | 26 | 2037 | 2037-04-26 | 8.5 | 6.5 | 9 | 0 | 5 | 0 | 0
4 | 27 | 2037 | 2037-04-27 | 11.9 | 7.9 | 9 | 6.9 | 12 | 5.2 | 7.4 | 4 | 27 | 2037 | 2037-04-27 | 7.5 | 8 | 10 | 0 | 5.5 | 0 | 0
4 | 28 | 2037 | 2037-04-28 | 11.6 | 7.1 | 9.5 | 6.7 | 11.1 | 5.2 | 7.7 | 4 | 28 | 2037 | 2037-04-28 | 10.5 | 12 | 8 | 2 | 6 | 0 | 4
4 | 29 | 2037 | 2037-04-29 | 9.4 | 6.1 | 7.1 | 5 | 8.5 | 3.9 | 5.7 | 4 | 29 | 2037 | 2037-04-29 | 13.5 | 12.5 | 15.5 | 9.5 | 12.5 | 7 | 8.5
4 | 30 | 2037 | 2037-04-30 | 6 | 5.3 | 6.5 | 2.9 | 5.7 | 1.8 | 3.5 | 4 | 30 | 2037 | 2037-04-30 | 24 | 12.5 | 19 | 15 | 22 | 13.5 | 13
5 | 1 | 2037 | 2037-05-01 | 6.9 | 4.7 | 5.9 | 3.1 | 5.7 | 1.9 | 4.1 | 5 | 1 | 2037 | 2037-05-01 | 24 | 13.5 | 14.5 | 15 | 19 | 9 | 13
5 | 2 | 2037 | 2037-05-02 | 6.6 | 5.4 | 6 | 3.2 | 6.2 | 2.6 | 4.1 | 5 | 2 | 2037 | 2037-05-02 | 15.5 | 10 | 5.5 | 6.5 | 6.5 | 2.5 | 6
5 | 3 | 2037 | 2037-05-03 | 6.9 | 4.7 | 6.3 | 3.4 | 7.5 | 2.8 | 4.1 | 5 | 3 | 2037 | 2037-05-03 | 10 | 6.5 | 6.5 | 3 | 7 | 0 | 0
5 | 4 | 2037 | 2037-05-04 | 8.2 | 5.4 | 6.4 | 4 | 9.2 | 2.5 | 4.4 | 5 | 4 | 2037 | 2037-05-04 | 5 | 1.5 | 0 | 0.5 | 7.5 | 0 | 0
5 | 5 | 2037 | 2037-05-05 | 9.2 | 5 | 6.3 | 4.6 | 10.1 | 2.8 | 4.4 | 5 | 5 | 2037 | 2037-05-05 | 10 | 0 | 0 | 0 | 5.5 | 0 | 0
5 | 6 | 2037 | 2037-05-06 | 9.8 | 5 | 6 | 4.7 | 10.1 | 2.9 | 4 | 5 | 6 | 2037 | 2037-05-06 | 4 | 0 | 0 | 0 | 0 | 0 | 0
5 | 7 | 2037 | 2037-05-07 | 8.7 | 5.3 | 6.9 | 4.7 | 8.5 | 2.8 | 3.6 | 5 | 7 | 2037 | 2037-05-07 | 0.5 | 2.5 | 3 | 0 | 0 | 0 | 0
5 | 8 | 2037 | 2037-05-08 | 7.7 | 5.4 | 5.7 | 3 | 8.3 | 2.2 | 3.4 | 5 | 8 | 2037 | 2037-05-08 | 0 | 4.5 | 5 | 0 | 0 | 0 | 0
5 | 9 | 2037 | 2037-05-09 | 7.7 | 4.2 | 5.2 | 2.6 | 7.8 | 2.2 | 2.8 | 5 | 9 | 2037 | 2037-05-09 | 0 | 3 | 1.5 | 0 | 0 | 0 | 0
5 | 10 | 2037 | 2037-05-10 | 7.2 | 4.4 | 5.2 | 3.4 | 8 | 2.3 | 3.2 | 5 | 10 | 2037 | 2037-05-10 | 0 | 0 | 0 | 0 | 0 | 0 | 0
5 | 11 | 2037 | 2037-05-11 | 6.5 | 4.8 | 5.3 | 3 | 7.7 | 2.1 | 3.8 | 5 | 11 | 2037 | 2037-05-11 | 0 | 0 | 0 | 0 | 0 | 0 | 0
5 | 12 | 2037 | 2037-05-12 | 8.1 | 4.1 | 5.9 | 3.5 | 7.6 | 2.8 | 3.9 | 5 | 12 | 2037 | 2037-05-12 | 0 | 0 | 1 | 0 | 0 | 0 | 0
5 | 13 | 2037 | 2037-05-13 | 6.8 | 4.1 | 5.3 | 3.2 | 7.6 | 2.2 | 3.6 | 5 | 13 | 2037 | 2037-05-13 | 0 | 3 | 8 | 0.5 | 6.5 | 0 | 0
5 | 14 | 2037 | 2037-05-14 | 6.2 | 3.7 | 4.7 | 3.5 | 6 | 2.1 | 3.6 | 5 | 14 | 2037 | 2037-05-14 | 6 | 5 | 7 | 5 | 9.5 | 1.5 | 0.5
5 | 15 | 2037 | 2037-05-15 | 5.7 | 4 | 4.7 | 2.9 | 5.2 | 2 | 3 | 5 | 15 | 2037 | 2037-05-15 | 7.5 | 5 | 11 | 4.5 | 9.5 | 0.5 | 3
5 | 16 | 2037 | 2037-05-16 | 5.6 | 3.5 | 4.4 | 2.5 | 5.9 | 1.6 | 2.9 | 5 | 16 | 2037 | 2037-05-16 | 8 | 2 | 1 | 0 | 10.5 | 0 | 2
5 | 17 | 2037 | 2037-05-17 | 5.2 | 3 | 3.4 | 2.1 | 5.9 | 1.3 | 2 | 5 | 17 | 2037 | 2037-05-17 | 8 | 6 | 5.5 | 2.5 | 9.5 | 0 | 0.5
5 | 18 | 2037 | 2037-05-18 | 4.2 | 2.4 | 4.1 | 1.8 | 5.7 | 0.6 | 2.2 | 5 | 18 | 2037 | 2037-05-18 | 12 | 4.5 | 8 | 5 | 13.5 | 0.5 | 5
5 | 19 | 2037 | 2037-05-19 | 3.7 | 3.1 | 4.6 | 2.1 | 5.7 | 0.9 | 1.4 | 5 | 19 | 2037 | 2037-05-19 | 10 | 4 | 8 | 0.5 | 11 | 0 | 1.5
5 | 20 | 2037 | 2037-05-20 | 4.7 | 3.3 | 4.3 | 1.6 | 4.3 | 0.8 | 2 | 5 | 20 | 2037 | 2037-05-20 | 7 | 6 | 6.5 | 1 | 6.5 | 0 | 0
5 | 21 | 2037 | 2037-05-21 | 4 | 2.2 | 3.2 | 1.3 | 4.5 | 0.7 | 1.4 | 5 | 21 | 2037 | 2037-05-21 | 4 | 10.5 | 10 | 8.5 | 12.5 | 5 | 3.5
5 | 22 | 2037 | 2037-05-22 | 3.4 | 2.6 | 3.8 | 1.2 | 4.2 | 0.7 | 1.5 | 5 | 22 | 2037 | 2037-05-22 | 20 | 9 | 14.5 | 13.5 | 21.5 | 12 | 15
5 | 23 | 2037 | 2037-05-23 | 2.5 | 2.5 | 3.3 | 1.1 | 5.1 | 0.7 | 1.8 | 5 | 23 | 2037 | 2037-05-23 | 18.5 | 9.5 | 12.5 | 13 | 17.5 | 7 | 8
5 | 24 | 2037 | 2037-05-24 | 3.5 | 2.3 | 3 | 1.5 | 5.4 | 1.1 | 1.4 | 5 | 24 | 2037 | 2037-05-24 | 15.5 | 9 | 9 | 8.5 | 12.5 | 5.5 | 4.5
5 | 25 | 2037 | 2037-05-25 | 4.9 | 2 | 2.6 | 1.5 | 4.6 | 0.7 | 1.3 | 5 | 25 | 2037 | 2037-05-25 | 10 | 3 | 6.5 | 7 | 13 | 3.5 | 5
5 | 26 | 2037 | 2037-05-26 | 4.3 | 1.9 | 2.4 | 1.5 | 3.9 | 0.9 | 1.2 | 5 | 26 | 2037 | 2037-05-26 | 8.5 | 5.5 | 5.5 | 6 | 8.5 | 4 | 0
5 | 27 | 2037 | 2037-05-27 | 4.2 | 2.1 | 2.2 | 1.1 | 4.7 | 0.8 | 1.1 | 5 | 27 | 2037 | 2037-05-27 | 14.5 | 5 | 8.5 | 6 | 10 | 2.5 | 8
5 | 28 | 2037 | 2037-05-28 | 3.3 | 2.1 | 2.5 | 1 | 4.8 | 0.6 | 1 | 5 | 28 | 2037 | 2037-05-28 | 9.5 | 4.5 | 6.5 | 2 | 4.5 | 0 | 0.5
5 | 29 | 2037 | 2037-05-29 | 4.3 | 2.5 | 2.9 | 1.6 | 4.9 | 1.4 | 1.1 | 5 | 29 | 2037 | 2037-05-29 | 12.5 | 6 | 5.5 | 6 | 6.5 | 3 | 4
5 | 30 | 2037 | 2037-05-30 | 3.7 | 2.1 | 2.8 | 1.2 | 4.5 | 0.5 | 0.8 | 5 | 30 | 2037 | 2037-05-30 | 12.5 | 4 | 9 | 2.5 | 10.5 | 1.5 | 4.5
5 | 31 | 2037 | 2037-05-31 | 3 | 2.1 | 2.6 | 0.9 | 4 | 0.4 | 0.6 | 5 | 31 | 2037 | 2037-05-31 | 11.5 | 4 | 6.5 | 3.5 | 10.5 | 0 | 3
6 | 1 | 2037 | 2037-06-01 | 3.2 | 1.7 | 2 | 0.6 | 3.7 | 0.1 | 1 | 6 | 1 | 2037 | 2037-06-01 | 6 | 3 | 1 | 1.5 | 2 | 0 | 0
6 | 2 | 2037 | 2037-06-02 | 3.9 | 2.1 | 2.8 | 1.2 | 5.6 | 0.3 | 1 | 6 | 2 | 2037 | 2037-06-02 | 5 | 1.5 | 3 | 0 | 2 | 0 | 0
6 | 3 | 2037 | 2037-06-03 | 6.2 | 2.6 | 3.1 | 1.7 | 6.1 | 0.6 | 1.3 | 6 | 3 | 2037 | 2037-06-03 | 5.5 | 1.5 | 1.5 | 0 | 3.5 | 0 | 0
6 | 4 | 2037 | 2037-06-04 | 5.3 | 2.6 | 3.3 | 2.6 | 6.4 | 2 | 1.6 | 6 | 4 | 2037 | 2037-06-04 | 1.5 | 0 | 1 | 0 | 0 | 0 | 0
6 | 5 | 2037 | 2037-06-05 | 5 | 2.3 | 3.4 | 2.1 | 6.2 | 1.3 | 1.2 | 6 | 5 | 2037 | 2037-06-05 | 0 | 0 | 0 | 0 | 0 | 0 | 0
6 | 6 | 2037 | 2037-06-06 | 5.8 | 1.7 | 2.4 | 1.7 | 5.8 | 1.2 | 1.8 | 6 | 6 | 2037 | 2037-06-06 | 0 | 0 | 0 | 0 | 0 | 0 | 0
6 | 7 | 2037 | 2037-06-07 | 5.5 | 1.7 | 2.2 | 2 | 5.5 | 2.2 | 1.5 | 6 | 7 | 2037 | 2037-06-07 | 0 | 0 | 2 | 0 | 0 | 0 | 0
6 | 8 | 2037 | 2037-06-08 | 3.9 | 1.7 | 2.6 | 1 | 4.1 | 0.6 | 1 | 6 | 8 | 2037 | 2037-06-08 | 0 | 3 | 2 | 0 | 0 | 0 | 0
6 | 9 | 2037 | 2037-06-09 | 4.1 | 2.2 | 2.7 | 1.1 | 3.8 | 0.1 | 0.9 | 6 | 9 | 2037 | 2037-06-09 | 0 | 2.5 | 5.5 | 0 | 0 | 0 | 0
6 | 10 | 2037 | 2037-06-10 | 2.8 | 1.4 | 2 | 0.5 | 2.2 | 0.2 | 0.8 | 6 | 10 | 2037 | 2037-06-10 | 0 | 5 | 6.5 | 0 | 3 | 0 | 0
6 | 11 | 2037 | 2037-06-11 | 2.6 | 1.2 | 1.4 | 0.9 | 2.3 | 0.6 | 0.5 | 6 | 11 | 2037 | 2037-06-11 | 2 | 1 | 4 | 0 | 8 | 0 | 0
6 | 12 | 2037 | 2037-06-12 | 2 | 1.3 | 1.6 | 0.4 | 2.2 | 0.1 | 0.4 | 6 | 12 | 2037 | 2037-06-12 | 6.5 | 2 | 6 | 1.5 | 10.5 | 0 | 4
6 | 13 | 2037 | 2037-06-13 | 1.7 | 1 | 1 | 0 | 2 | 0 | 0.1 | 6 | 13 | 2037 | 2037-06-13 | 8 | 3 | 3 | 2 | 11 | 0 | 4
6 | 14 | 2037 | 2037-06-14 | 1.6 | 0.8 | 0.8 | 0.2 | 1.4 | 0 | 0 | 6 | 14 | 2037 | 2037-06-14 | 5.5 | 3 | 3.5 | 0 | 6.5 | 0 | 0
6 | 15 | 2037 | 2037-06-15 | 1 | 0.5 | 0.4 | 0.4 | 2 | 0.2 | 0.1 | 6 | 15 | 2037 | 2037-06-15 | 4 | 0.5 | 0 | 0 | 0 | 0 | 0
6 | 16 | 2037 | 2037-06-16 | 1.1 | 0.5 | 0.6 | 0 | 2.2 | 0 | 0 | 6 | 16 | 2037 | 2037-06-16 | 0 | 0 | 0.5 | 0 | 0 | 0 | 0
6 | 17 | 2037 | 2037-06-17 | 1.3 | 0.4 | 0.4 | 0 | 1.2 | 0 | 0 | 6 | 17 | 2037 | 2037-06-17 | 0 | 0 | 0 | 0 | 0 | 0 | 0
6 | 18 | 2037 | 2037-06-18 | 1.5 | 0.6 | 0.4 | 0 | 1.3 | 0 | 0 | 6 | 18 | 2037 | 2037-06-18 | 1 | 0 | 0 | 0 | 3.5 | 0 | 0
6 | 19 | 2037 | 2037-06-19 | 1 | 0.5 | 0.5 | 0.1 | 1.6 | 0 | 0 | 6 | 19 | 2037 | 2037-06-19 | 15 | 0 | 2 | 3.5 | 6 | 4.5 | 0
6 | 20 | 2037 | 2037-06-20 | 1 | 0.3 | 0.7 | 0 | 1.9 | 0 | 0.1 | 6 | 20 | 2037 | 2037-06-20 | 9 | 4.5 | 3.5 | 0 | 9.5 | 0 | 0
6 | 21 | 2037 | 2037-06-21 | 0.8 | 0.6 | 0.9 | 0 | 1.9 | 0 | 0.2 | 6 | 21 | 2037 | 2037-06-21 | 11 | 0.5 | 2 | 4 | 9 | 2 | 0
6 | 22 | 2037 | 2037-06-22 | 1.7 | 0.6 | 1.3 | 0 | 1.1 | 0 | 0.2 | 6 | 22 | 2037 | 2037-06-22 | 6.5 | 0 | 0 | 0 | 4 | 0 | 0
6 | 23 | 2037 | 2037-06-23 | 1.5 | 0.6 | 1 | 0 | 1.4 | 0 | 0.1 | 6 | 23 | 2037 | 2037-06-23 | 1.5 | 0 | 0 | 0 | 1 | 0 | 0
6 | 24 | 2037 | 2037-06-24 | 0.6 | 0.5 | 0.6 | 0 | 0.7 | 0 | 0.1 | 6 | 24 | 2037 | 2037-06-24 | 3 | 0 | 0.5 | 3 | 5 | 0 | 0
6 | 25 | 2037 | 2037-06-25 | 1 | 0.3 | 1 | 0 | 0.8 | 0 | 0 | 6 | 25 | 2037 | 2037-06-25 | 3 | 0 | 0 | 0 | 1.5 | 0 | 0
6 | 26 | 2037 | 2037-06-26 | 0.8 | 0.9 | 0.6 | 0 | 1.3 | 0 | 0.4 | 6 | 26 | 2037 | 2037-06-26 | 0 | 0 | 0 | 0 | 0 | 0 | 0
6 | 27 | 2037 | 2037-06-27 | 0.6 | 0.6 | 0.8 | 0 | 1.2 | 0 | 0.1 | 6 | 27 | 2037 | 2037-06-27 | 0 | 0 | 0.5 | 0 | 0 | 0 | 0
6 | 28 | 2037 | 2037-06-28 | 0.8 | 0.3 | 0.7 | 0 | 1.1 | 0 | 0 | 6 | 28 | 2037 | 2037-06-28 | 0 | 0 | 0 | 0 | 0 | 0 | 0
6 | 29 | 2037 | 2037-06-29 | 1.7 | 0.5 | 0.8 | 0 | 0.8 | 0 | 0.1 | 6 | 29 | 2037 | 2037-06-29 | 0 | 0 | 0 | 0 | 0 | 0 | 0
6 | 30 | 2037 | 2037-06-30 | 0.8 | 0.4 | 0.3 | 0 | 0.9 | 0 | 0.1 | 6 | 30 | 2037 | 2037-06-30 | 0 | 0 | 0 | 0 | 0 | 0 | 0
7 | 1 | 2037 | 2037-07-01 | 0.2 | 0.2 | 0.1 | 0 | 0.4 | 0 | 0 | 7 | 1 | 2037 | 2037-07-01 | 0 | 0 | 0 | 0 | 0 | 0 | 0
7 | 2 | 2037 | 2037-07-02 | 0.1 | 0.2 | 0.2 | 0.1 | 0.6 | 0 | 0 | 7 | 2 | 2037 | 2037-07-02 | 0 | 0 | 0 | 0 | 0 | 0 | 0
7 | 3 | 2037 | 2037-07-03 | 0.5 | 0.5 | 0.2 | 0 | 0.6 | 0 | 0 | 7 | 3 | 2037 | 2037-07-03 | 0 | 0 | 0 | 0 | 0 | 0 | 0
7 | 4 | 2037 | 2037-07-04 | 0.6 | 0.2 | 0.1 | 0 | 0.4 | 0.1 | 0 | 7 | 4 | 2037 | 2037-07-04 | 0 | 0 | 3 | 0 | 0 | 0 | 0
7 | 5 | 2037 | 2037-07-05 | 0.1 | 0.1 | 0.1 | 0 | 0.3 | 0 | 0 | 7 | 5 | 2037 | 2037-07-05 | 0 | 0 | 0 | 0 | 0 | 0 | 0
7 | 6 | 2037 | 2037-07-06 | 0 | 0.2 | 0.2 | 0 | 0.2 | 0 | 0 | 7 | 6 | 2037 | 2037-07-06 | 0 | 0 | 0 | 0 | 0 | 0 | 0
7 | 7 | 2037 | 2037-07-07 | 0 | 0.1 | 0.2 | 0 | 0.3 | 0 | 0 | 7 | 7 | 2037 | 2037-07-07 | 0 | 0 | 0 | 0 | 0 | 0 | 0
7 | 8 | 2037 | 2037-07-08 | 0 | 0 | 0.2 | 0 | 0 | 0 | 0 | 7 | 8 | 2037 | 2037-07-08 | 0 | 0 | 0 | 0 | 0 | 0 | 0
7 | 9 | 2037 | 2037-07-09 | 0 | 0 | 0.1 | 0 | 0 | 0 | 0 | 7 | 9 | 2037 | 2037-07-09 | 0 | 0 | 0 | 0 | 0 | 0 | 0
7 | 10 | 2037 | 2037-07-10 | 0 | 0.2 | 0.2 | 0 | 0 | 0 | 0 | 7 | 10 | 2037 | 2037-07-10 | 0 | 0 | 0 | 0 | 0 | 0 | 0
7 | 11 | 2037 | 2037-07-11 | 0 | 0.2 | 0 | 0 | 0.1 | 0 | 0 | 7 | 11 | 2037 | 2037-07-11 | 0 | 0 | 1 | 0 | 0 | 0 | 0
7 | 12 | 2037 | 2037-07-12 | 0 | 0.2 | 0.1 | 0 | 0 | 0 | 0 | 7 | 12 | 2037 | 2037-07-12 | 0 | 1.5 | 4 | 0 | 0 | 0 | 0
7 | 13 | 2037 | 2037-07-13 | 0 | 0.3 | 0 | 0 | 0 | 0 | 0 | 7 | 13 | 2037 | 2037-07-13 | 0 | 0 | 2 | 0 | 0 | 0 | 0
7 | 14 | 2037 | 2037-07-14 | 0 | 0 | 0.1 | 0 | 0 | 0 | 0 | 7 | 14 | 2037 | 2037-07-14 | 0 | 0 | 0 | 0 | 0 | 0 | 0
7 | 15 | 2037 | 2037-07-15 | 0 | 0.1 | 0.2 | 0 | 0.1 | 0 | 0 | 7 | 15 | 2037 | 2037-07-15 | 0 | 0 | 0 | 0 | 0 | 0 | 0
7 | 16 | 2037 | 2037-07-16 | 0 | 0 | 0 | 0 | 0.1 | 0 | 0 | 7 | 16 | 2037 | 2037-07-16 | 0 | 0 | 0 | 0 | 0 | 0 | 0
7 | 17 | 2037 | 2037-07-17 | 0 | 0 | 0 | 0 | 0.1 | 0 | 0 | 7 | 17 | 2037 | 2037-07-17 | 0 | 0 | 0 | 0 | 0 | 0 | 0
7 | 18 | 2037 | 2037-07-18 | 0 | 0.1 | 0.1 | 0 | 0 | 0 | 0 | 7 | 18 | 2037 | 2037-07-18 | 0 | 0 | 0 | 0 | 0 | 0 | 0
7 | 19 | 2037 | 2037-07-19 | 0 | 0 | 0.1 | 0 | 0.1 | 0 | 0 | 7 | 19 | 2037 | 2037-07-19 | 0 | 0 | 0 | 0 | 0 | 0 | 0
7 | 20 | 2037 | 2037-07-20 | 0 | 0 | 0 | 0 | 0 | 0 | 0 | 7 | 20 | 2037 | 2037-07-20 | 0 | 0 | 0 | 0 | 0 | 0 | 0
7 | 21 | 2037 | 2037-07-21 | 0 | 0 | 0 | 0 | 0 | 0 | 0 | 7 | 21 | 2037 | 2037-07-21 | 0 | 0 | 0 | 0 | 0 | 0 | 0
7 | 22 | 2037 | 2037-07-22 | 0 | 0 | 0 | 0 | 0.3 | 0 | 0 | 7 | 22 | 2037 | 2037-07-22 | 0 | 0 | 0 | 0 | 0 | 0 | 0
7 | 23 | 2037 | 2037-07-23 | 0 | 0 | 0 | 0 | 0 | 0 | 0 | 7 | 23 | 2037 | 2037-07-23 | 0 | 0 | 0 | 0 | 0 | 0 | 0
7 | 24 | 2037 | 2037-07-24 | 0 | 0 | 0 | 0 | 0 | 0 | 0 | 7 | 24 | 2037 | 2037-07-24 | 0 | 0 | 0 | 0 | 0 | 0 | 0
7 | 25 | 2037 | 2037-07-25 | 0.1 | 0 | 0 | 0 | 0 | 0 | 0 | 7 | 25 | 2037 | 2037-07-25 | 0 | 0 | 0 | 0 | 0 | 0 | 0
7 | 26 | 2037 | 2037-07-26 | 0 | 0 | 0 | 0 | 0 | 0 | 0 | 7 | 26 | 2037 | 2037-07-26 | 0 | 0 | 0 | 0 | 0 | 0 | 0
7 | 27 | 2037 | 2037-07-27 | 0 | 0 | 0 | 0 | 0 | 0 | 0 | 7 | 27 | 2037 | 2037-07-27 | 0 | 0 | 0 | 0 | 0 | 0 | 0
7 | 28 | 2037 | 2037-07-28 | 0 | 0 | 0 | 0 | 0 | 0 | 0 | 7 | 28 | 2037 | 2037-07-28 | 0 | 0 | 2 | 0 | 0 | 0 | 0
7 | 29 | 2037 | 2037-07-29 | 0 | 0 | 0 | 0 | 0 | 0 | 0 | 7 | 29 | 2037 | 2037-07-29 | 0 | 0 | 0 | 0 | 0 | 0 | 0
7 | 30 | 2037 | 2037-07-30 | 0 | 0 | 0 | 0 | 0 | 0 | 0 | 7 | 30 | 2037 | 2037-07-30 | 0 | 0 | 0 | 0 | 0 | 0 | 0
7 | 31 | 2037 | 2037-07-31 | 0 | 0 | 0 | 0 | 0 | 0 | 0 | 7 | 31 | 2037 | 2037-07-31 | 0 | 0 | 0 | 0 | 0 | 0 | 0
8 | 1 | 2037 | 2037-08-01 | 0 | 0.1 | 0 | 0 | 0 | 0 | 0 | 8 | 1 | 2037 | 2037-08-01 | 0 | 0 | 1 | 0 | 0 | 0 | 0
8 | 2 | 2037 | 2037-08-02 | 0 | 0 | 0 | 0 | 0 | 0 | 0 | 8 | 2 | 2037 | 2037-08-02 | 0 | 0.5 | 2 | 0 | 0 | 0 | 0
8 | 3 | 2037 | 2037-08-03 | 0 | 0 | 0 | 0 | 0 | 0 | 0 | 8 | 3 | 2037 | 2037-08-03 | 0 | 0 | 0 | 0 | 0 | 0 | 0
8 | 4 | 2037 | 2037-08-04 | 0 | 0 | 0 | 0 | 0 | 0 | 0 | 8 | 4 | 2037 | 2037-08-04 | 0 | 0 | 0 | 0 | 0 | 0 | 0
8 | 5 | 2037 | 2037-08-05 | 0 | 0 | 0.2 | 0 | 0.2 | 0 | 0 | 8 | 5 | 2037 | 2037-08-05 | 0 | 0 | 0 | 0 | 0 | 0 | 0
8 | 6 | 2037 | 2037-08-06 | 0 | 0 | 0 | 0 | 0 | 0 | 0 | 8 | 6 | 2037 | 2037-08-06 | 0 | 0 | 0 | 0 | 0 | 0 | 0
8 | 7 | 2037 | 2037-08-07 | 0 | 0 | 0.1 | 0 | 0 | 0 | 0 | 8 | 7 | 2037 | 2037-08-07 | 0 | 0 | 0 | 0 | 0 | 0 | 0
8 | 8 | 2037 | 2037-08-08 | 0.1 | 0.2 | 0.1 | 0 | 0.1 | 0 | 0 | 8 | 8 | 2037 | 2037-08-08 | 0 | 0 | 0 | 0 | 0 | 0 | 0
8 | 9 | 2037 | 2037-08-09 | 0 | 0 | 0.1 | 0 | 0.4 | 0 | 0 | 8 | 9 | 2037 | 2037-08-09 | 0 | 0 | 0 | 0 | 0 | 0 | 0
8 | 10 | 2037 | 2037-08-10 | 0 | 0.1 | 0 | 0 | 0 | 0 | 0 | 8 | 10 | 2037 | 2037-08-10 | 0 | 0 | 0 | 0 | 0 | 0 | 0
8 | 11 | 2037 | 2037-08-11 | 0 | 0.1 | 0 | 0 | 0.1 | 0 | 0 | 8 | 11 | 2037 | 2037-08-11 | 0 | 0 | 0 | 0 | 0 | 0 | 0
8 | 12 | 2037 | 2037-08-12 | 0 | 0 | 0 | 0 | 0 | 0 | 0 | 8 | 12 | 2037 | 2037-08-12 | 0 | 0 | 0 | 0 | 0 | 0 | 0
8 | 13 | 2037 | 2037-08-13 | 0 | 0.1 | 0 | 0 | 0 | 0 | 0 | 8 | 13 | 2037 | 2037-08-13 | 0 | 0 | 0 | 0 | 0 | 0 | 0
8 | 14 | 2037 | 2037-08-14 | 0 | 0.2 | 0 | 0 | 0 | 0 | 0 | 8 | 14 | 2037 | 2037-08-14 | 0 | 0 | 0 | 0 | 0 | 0 | 0
8 | 15 | 2037 | 2037-08-15 | 0 | 0 | 0 | 0 | 0 | 0 | 0 | 8 | 15 | 2037 | 2037-08-15 | 0 | 0 | 0 | 0 | 0 | 0 | 0
8 | 16 | 2037 | 2037-08-16 | 0 | 0 | 0 | 0 | 0.1 | 0 | 0 | 8 | 16 | 2037 | 2037-08-16 | 0 | 0 | 0 | 0 | 0 | 0 | 0
8 | 17 | 2037 | 2037-08-17 | 0 | 0 | 0 | 0 | 0 | 0 | 0 | 8 | 17 | 2037 | 2037-08-17 | 0 | 0 | 0 | 0 | 0 | 0 | 0
8 | 18 | 2037 | 2037-08-18 | 0 | 0 | 0 | 0 | 0 | 0 | 0 | 8 | 18 | 2037 | 2037-08-18 | 0 | 0 | 0 | 0 | 0 | 0 | 0
8 | 19 | 2037 | 2037-08-19 | 0 | 0 | 0 | 0 | 0 | 0 | 0 | 8 | 19 | 2037 | 2037-08-19 | 0 | 0 | 0 | 0 | 0 | 0 | 0
8 | 20 | 2037 | 2037-08-20 | 0 | 0 | 0 | 0 | 0.2 | 0 | 0 | 8 | 20 | 2037 | 2037-08-20 | 0 | 0 | 0 | 0 | 0 | 0 | 0
8 | 21 | 2037 | 2037-08-21 | 0.4 | 0.2 | 0.1 | 0 | 0.4 | 0 | 0 | 8 | 21 | 2037 | 2037-08-21 | 0 | 0 | 0 | 0 | 0 | 0 | 0
8 | 22 | 2037 | 2037-08-22 | 0.3 | 0.1 | 0 | 0 | 0.2 | 0 | 0 | 8 | 22 | 2037 | 2037-08-22 | 0 | 0 | 0 | 0 | 0 | 0 | 0
8 | 23 | 2037 | 2037-08-23 | 0.1 | 0.1 | 0 | 0 | 0.2 | 0 | 0 | 8 | 23 | 2037 | 2037-08-23 | 0 | 0 | 0 | 0 | 0 | 0 | 0
8 | 24 | 2037 | 2037-08-24 | 0.2 | 0.2 | 0.1 | 0 | 0.7 | 0 | 0 | 8 | 24 | 2037 | 2037-08-24 | 0 | 0 | 0 | 0 | 0 | 0 | 0
8 | 25 | 2037 | 2037-08-25 | 0.4 | 0.1 | 0.1 | 0 | 0.4 | 0 | 0.1 | 8 | 25 | 2037 | 2037-08-25 | 0 | 0 | 0.5 | 0 | 0 | 0 | 0
8 | 26 | 2037 | 2037-08-26 | 0.1 | 0.2 | 0 | 0 | 0 | 0 | 0 | 8 | 26 | 2037 | 2037-08-26 | 0 | 0 | 0 | 0 | 0 | 0 | 0
8 | 27 | 2037 | 2037-08-27 | 0.5 | 0.3 | 0.2 | 0 | 0.3 | 0 | 0 | 8 | 27 | 2037 | 2037-08-27 | 0 | 0 | 0 | 0 | 0 | 0 | 0
8 | 28 | 2037 | 2037-08-28 | 0.4 | 0.1 | 0.3 | 0 | 0.4 | 0 | 0.1 | 8 | 28 | 2037 | 2037-08-28 | 0 | 0 | 0 | 0 | 0 | 0 | 0
8 | 29 | 2037 | 2037-08-29 | 0.4 | 0.1 | 0.2 | 0 | 0.5 | 0 | 0 | 8 | 29 | 2037 | 2037-08-29 | 0 | 0 | 0 | 0 | 0 | 0 | 0
8 | 30 | 2037 | 2037-08-30 | 0.5 | 0.4 | 0.1 | 0 | 0.4 | 0 | 0 | 8 | 30 | 2037 | 2037-08-30 | 0 | 0 | 0 | 0 | 0 | 0 | 0
8 | 31 | 2037 | 2037-08-31 | 0.9 | 0.2 | 0.3 | 0 | 0.5 | 0.1 | 0.2 | 8 | 31 | 2037 | 2037-08-31 | 0 | 0 | 0 | 0 | 0 | 0 | 0
9 | 1 | 2037 | 2037-09-01 | 0.4 | 0.3 | 0.3 | 0 | 0.5 | 0 | 0 | 9 | 1 | 2037 | 2037-09-01 | 0 | 0 | 0 | 0 | 0 | 0 | 0
9 | 2 | 2037 | 2037-09-02 | 0.5 | 0.1 | 0.4 | 0 | 0.6 | 0 | 0.3 | 9 | 2 | 2037 | 2037-09-02 | 0 | 0 | 0 | 0 | 0 | 0 | 0
9 | 3 | 2037 | 2037-09-03 | 1 | 0.1 | 0.2 | 0 | 0.6 | 0 | 0.4 | 9 | 3 | 2037 | 2037-09-03 | 0 | 0 | 0 | 0 | 0 | 0 | 0
9 | 4 | 2037 | 2037-09-04 | 0.5 | 0 | 0.3 | 0 | 0.3 | 0 | 0.2 | 9 | 4 | 2037 | 2037-09-04 | 0 | 0 | 0 | 0 | 0 | 0 | 0
9 | 5 | 2037 | 2037-09-05 | 0.4 | 0.1 | 0.3 | 0 | 0.3 | 0 | 0.1 | 9 | 5 | 2037 | 2037-09-05 | 0 | 0 | 0 | 0 | 0 | 0 | 0
9 | 6 | 2037 | 2037-09-06 | 0.3 | 0 | 0.3 | 0 | 0.9 | 0 | 0.2 | 9 | 6 | 2037 | 2037-09-06 | 2 | 0 | 0 | 0 | 2 | 0 | 0
9 | 7 | 2037 | 2037-09-07 | 1.1 | 0.1 | 0.4 | 0 | 0.8 | 0 | 0.1 | 9 | 7 | 2037 | 2037-09-07 | 0 | 0 | 0 | 0 | 0 | 0 | 0
9 | 8 | 2037 | 2037-09-08 | 0.6 | 0.3 | 0.3 | 0 | 0.9 | 0 | 0.3 | 9 | 8 | 2037 | 2037-09-08 | 0 | 0 | 0 | 0 | 0 | 0 | 0
9 | 9 | 2037 | 2037-09-09 | 1.5 | 0.2 | 0.9 | 0.1 | 1.8 | 0 | 0.5 | 9 | 9 | 2037 | 2037-09-09 | 0 | 0 | 0 | 0 | 0 | 0 | 0
9 | 10 | 2037 | 2037-09-10 | 2.1 | 0.3 | 0.4 | 0.2 | 1.4 | 0 | 0.5 | 9 | 10 | 2037 | 2037-09-10 | 0 | 0 | 0 | 0 | 0 | 0 | 0
9 | 11 | 2037 | 2037-09-11 | 1.6 | 0.4 | 0.4 | 0.1 | 1.2 | 0 | 0.2 | 9 | 11 | 2037 | 2037-09-11 | 0 | 0 | 0 | 0 | 0 | 0 | 0
9 | 12 | 2037 | 2037-09-12 | 0.8 | 0.1 | 0.1 | 0.1 | 1.1 | 0 | 0.2 | 9 | 12 | 2037 | 2037-09-12 | 0 | 0 | 0 | 0 | 0 | 0 | 0
9 | 13 | 2037 | 2037-09-13 | 1.1 | 0.2 | 0.5 | 0.1 | 0.8 | 0 | 0.1 | 9 | 13 | 2037 | 2037-09-13 | 0 | 0 | 0 | 0 | 0 | 0 | 0
9 | 14 | 2037 | 2037-09-14 | 1.7 | 0.6 | 1 | 0.1 | 1.6 | 0 | 0.7 | 9 | 14 | 2037 | 2037-09-14 | 0 | 0 | 0 | 0 | 0 | 0 | 0
9 | 15 | 2037 | 2037-09-15 | 2.4 | 1 | 1.3 | 0.1 | 2.1 | 0 | 1.1 | 9 | 15 | 2037 | 2037-09-15 | 0 | 0 | 3.5 | 0 | 0 | 0 | 0
9 | 16 | 2037 | 2037-09-16 | 1.9 | 0.8 | 1.5 | 0.3 | 1.9 | 0.3 | 0.7 | 9 | 16 | 2037 | 2037-09-16 | 0 | 0 | 0 | 0 | 2.5 | 0 | 0
9 | 17 | 2037 | 2037-09-17 | 2.5 | 1 | 1.5 | 0 | 2.6 | 0 | 0.3 | 9 | 17 | 2037 | 2037-09-17 | 5 | 2 | 3.5 | 4 | 5 | 1 | 0
9 | 18 | 2037 | 2037-09-18 | 2.6 | 1.3 | 1.5 | 0.2 | 2.7 | 0 | 0.2 | 9 | 18 | 2037 | 2037-09-18 | 10.5 | 3 | 3 | 0.5 | 4.5 | 0 | 0.5
9 | 19 | 2037 | 2037-09-19 | 2.5 | 1 | 1 | 0.1 | 2.2 | 0.1 | 0.4 | 9 | 19 | 2037 | 2037-09-19 | 11.5 | 0 | 0 | 0 | 3.5 | 0 | 3
9 | 20 | 2037 | 2037-09-20 | 3 | 0.7 | 1.1 | 0.2 | 2.3 | 0.1 | 0.3 | 9 | 20 | 2037 | 2037-09-20 | 5 | 2 | 3.5 | 0 | 1.5 | 0 | 0
9 | 21 | 2037 | 2037-09-21 | 3.1 | 1.3 | 1.6 | 0.3 | 1.4 | 0.1 | 0.7 | 9 | 21 | 2037 | 2037-09-21 | 5 | 0 | 0 | 0 | 5.5 | 0 | 0
9 | 22 | 2037 | 2037-09-22 | 2.9 | 1.4 | 1.4 | 0 | 1.7 | 0 | 0.9 | 9 | 22 | 2037 | 2037-09-22 | 6.5 | 1.5 | 4.5 | 0.5 | 11 | 0 | 4.5
9 | 23 | 2037 | 2037-09-23 | 2.7 | 1.1 | 0.9 | 0.8 | 2.2 | 0.2 | 0.6 | 9 | 23 | 2037 | 2037-09-23 | 9 | 6.5 | 9 | 2.5 | 9 | 0 | 5.5
9 | 24 | 2037 | 2037-09-24 | 2.6 | 1.1 | 1.2 | 0.1 | 2.4 | 0 | 0.7 | 9 | 24 | 2037 | 2037-09-24 | 14 | 5.5 | 9 | 8 | 12.5 | 4 | 3
9 | 25 | 2037 | 2037-09-25 | 4.2 | 2.2 | 1.8 | 1.3 | 3.5 | 0.4 | 2 | 9 | 25 | 2037 | 2037-09-25 | 17.5 | 5.5 | 11 | 6.5 | 15 | 6 | 4
9 | 26 | 2037 | 2037-09-26 | 4.8 | 1.8 | 1.8 | 1.1 | 3.6 | 0.6 | 2.3 | 9 | 26 | 2037 | 2037-09-26 | 13 | 9.5 | 10 | 7.5 | 17 | 5.5 | 7
9 | 27 | 2037 | 2037-09-27 | 4.9 | 1.8 | 1.9 | 0.7 | 3.1 | 0.2 | 1.4 | 9 | 27 | 2037 | 2037-09-27 | 18 | 6 | 10 | 6 | 14 | 5 | 11.5
9 | 28 | 2037 | 2037-09-28 | 3.6 | 2 | 1.7 | 0.9 | 3.2 | 0.2 | 1.4 | 9 | 28 | 2037 | 2037-09-28 | 6.5 | 4 | 7.5 | 0 | 4.5 | 0 | 1
9 | 29 | 2037 | 2037-09-29 | 4.5 | 2.2 | 2.1 | 1.9 | 4.3 | 0.3 | 2.3 | 9 | 29 | 2037 | 2037-09-29 | 7.5 | 5.5 | 9 | 4.5 | 11.5 | 2.5 | 6.5
9 | 30 | 2037 | 2037-09-30 | 5.1 | 2.5 | 2 | 2.2 | 4.9 | 1.1 | 1.9 | 9 | 30 | 2037 | 2037-09-30 | 12 | 7 | 9.5 | 4.5 | 13 | 2.5 | 6
10 | 1 | 2037 | 2037-10-01 | 5.5 | 2.5 | 1.8 | 1.8 | 4.4 | 0.9 | 2.1 | 10 | 1 | 2037 | 2037-10-01 | 16 | 8 | 10 | 11.5 | 18 | 7.5 | 11.5
10 | 2 | 2037 | 2037-10-02 | 5.9 | 2.8 | 2.2 | 2.3 | 5.7 | 1.3 | 2.5 | 10 | 2 | 2037 | 2037-10-02 | 23 | 11.5 | 12.5 | 14 | 22 | 9.5 | 13
10 | 3 | 2037 | 2037-10-03 | 6.7 | 3.4 | 3.3 | 2.2 | 5.1 | 1.4 | 3.2 | 10 | 3 | 2037 | 2037-10-03 | 16.5 | 12.5 | 14.5 | 11 | 18.5 | 9.5 | 10
10 | 4 | 2037 | 2037-10-04 | 6.7 | 4.4 | 3.4 | 3 | 5.9 | 1.8 | 3 | 10 | 4 | 2037 | 2037-10-04 | 17 | 12 | 10.5 | 11.5 | 16.5 | 8.5 | 11
10 | 5 | 2037 | 2037-10-05 | 5.7 | 4.4 | 3.6 | 2.9 | 5.5 | 2.4 | 4 | 10 | 5 | 2037 | 2037-10-05 | 16.5 | 3 | 8.5 | 5 | 8.5 | 3.5 | 9
10 | 6 | 2037 | 2037-10-06 | 8.4 | 5.6 | 4 | 3.6 | 6.8 | 3 | 3.9 | 10 | 6 | 2037 | 2037-10-06 | 15 | 3.5 | 6.5 | 5.5 | 9 | 4.5 | 8
10 | 7 | 2037 | 2037-10-07 | 6.4 | 3.5 | 2.8 | 2.7 | 5.5 | 1.6 | 2.6 | 10 | 7 | 2037 | 2037-10-07 | 16.5 | 3.5 | 8 | 7 | 12 | 3 | 5
10 | 8 | 2037 | 2037-10-08 | 5.5 | 3.9 | 3.3 | 1.6 | 4.5 | 0.7 | 2.5 | 10 | 8 | 2037 | 2037-10-08 | 18.5 | 9.5 | 15 | 11.5 | 19.5 | 9.5 | 8.5
10 | 9 | 2037 | 2037-10-09 | 7.1 | 4.6 | 3.6 | 2 | 4.9 | 1.4 | 3.6 | 10 | 9 | 2037 | 2037-10-09 | 18 | 14 | 15.5 | 13.5 | 21.5 | 15 | 11
10 | 10 | 2037 | 2037-10-10 | 8.4 | 5.7 | 4 | 2.7 | 5.3 | 2.2 | 4.8 | 10 | 10 | 2037 | 2037-10-10 | 17 | 13.5 | 13 | 8.5 | 15.5 | 7.5 | 7.5
10 | 11 | 2037 | 2037-10-11 | 8.2 | 5.9 | 5.2 | 4.2 | 7 | 2.2 | 4.9 | 10 | 11 | 2037 | 2037-10-11 | 15.5 | 15.5 | 9.5 | 8.5 | 18.5 | 5 | 9.5
10 | 12 | 2037 | 2037-10-12 | 9.3 | 7.2 | 6.1 | 5.4 | 8.2 | 3.4 | 6.3 | 10 | 12 | 2037 | 2037-10-12 | 20 | 10.5 | 15 | 13.5 | 20 | 10 | 12.5
10 | 13 | 2037 | 2037-10-13 | 9.6 | 6.6 | 5.8 | 6 | 7.4 | 3.9 | 5.7 | 10 | 13 | 2037 | 2037-10-13 | 15.5 | 12.5 | 14.5 | 12.5 | 21 | 8 | 12.5
10 | 14 | 2037 | 2037-10-14 | 9.6 | 6 | 5.9 | 5.4 | 7.5 | 3.5 | 6.2 | 10 | 14 | 2037 | 2037-10-14 | 18.5 | 14.5 | 14.5 | 13.5 | 19.5 | 11 | 11
10 | 15 | 2037 | 2037-10-15 | 10.7 | 7 | 6.6 | 5.4 | 8.5 | 3.5 | 5.9 | 10 | 15 | 2037 | 2037-10-15 | 20 | 12.5 | 12.5 | 14 | 18 | 11.5 | 14
10 | 16 | 2037 | 2037-10-16 | 13.1 | 9.4 | 8.5 | 7 | 11.1 | 5.5 | 9.4 | 10 | 16 | 2037 | 2037-10-16 | 16.5 | 8.5 | 13 | 12 | 14.5 | 8 | 9
10 | 17 | 2037 | 2037-10-17 | 14.2 | 9.5 | 9.3 | 7.9 | 11.8 | 6.5 | 10.5 | 10 | 17 | 2037 | 2037-10-17 | 19 | 9.5 | 14 | 10.5 | 16 | 8 | 11
10 | 18 | 2037 | 2037-10-18 | 13.9 | 8.4 | 7.7 | 7.6 | 11.2 | 7.4 | 9.6 | 10 | 18 | 2037 | 2037-10-18 | 19.5 | 10 | 13.5 | 11.5 | 16 | 7 | 11.5
10 | 19 | 2037 | 2037-10-19 | 12.7 | 8.4 | 7.2 | 6 | 10.5 | 5.5 | 8.9 | 10 | 19 | 2037 | 2037-10-19 | 18 | 14.5 | 17 | 10 | 8.5 | 7.5 | 13
10 | 20 | 2037 | 2037-10-20 | 13.3 | 8.7 | 7.9 | 6 | 9.3 | 5.9 | 7.8 | 10 | 20 | 2037 | 2037-10-20 | 15 | 10.5 | 14.5 | 7.5 | 10 | 5 | 7
10 | 21 | 2037 | 2037-10-21 | 12 | 8.5 | 7.8 | 5.8 | 9.5 | 4.9 | 8.4 | 10 | 21 | 2037 | 2037-10-21 | 14 | 10.5 | 13.5 | 3 | 7 | 2 | 5.5
10 | 22 | 2037 | 2037-10-22 | 13.8 | 8.4 | 8.4 | 7.1 | 11.5 | 5.8 | 8.7 | 10 | 22 | 2037 | 2037-10-22 | 12.5 | 10.5 | 12 | 5 | 9 | 4.5 | 6
10 | 23 | 2037 | 2037-10-23 | 15.1 | 10.1 | 10.4 | 8.8 | 12.8 | 8.3 | 11.1 | 10 | 23 | 2037 | 2037-10-23 | 13 | 10.5 | 8.5 | 9.5 | 11 | 7 | 6.5
10 | 24 | 2037 | 2037-10-24 | 17.5 | 10.7 | 10.7 | 10.5 | 13.8 | 9.6 | 11.9 | 10 | 24 | 2037 | 2037-10-24 | 15.5 | 15.5 | 17 | 8.5 | 11 | 7.5 | 8
10 | 25 | 2037 | 2037-10-25 | 17.1 | 10.8 | 10.1 | 9.7 | 13.6 | 8.5 | 11.2 | 10 | 25 | 2037 | 2037-10-25 | 13.5 | 10 | 11.5 | 9.5 | 8 | 6 | 10
10 | 26 | 2037 | 2037-10-26 | 15.9 | 10.4 | 10.1 | 10.3 | 13.1 | 8.3 | 12.6 | 10 | 26 | 2037 | 2037-10-26 | 16 | 9.5 | 10 | 10 | 11 | 9 | 10.5
10 | 27 | 2037 | 2037-10-27 | 17.1 | 9.5 | 11.1 | 10.9 | 13.9 | 9.2 | 12.3 | 10 | 27 | 2037 | 2037-10-27 | 23 | 6 | 7 | 17.5 | 22.5 | 10.5 | 16.5
10 | 28 | 2037 | 2037-10-28 | 18.7 | 9.1 | 11.4 | 11.4 | 13.7 | 9.7 | 14.7 | 10 | 28 | 2037 | 2037-10-28 | 21 | 7.5 | 13 | 18 | 24 | 16.5 | 15.5
10 | 29 | 2037 | 2037-10-29 | 16.7 | 10.4 | 11.3 | 11.2 | 13 | 9.4 | 13.6 | 10 | 29 | 2037 | 2037-10-29 | 23.5 | 19 | 18.5 | 21.5 | 27 | 18.5 | 21
10 | 30 | 2037 | 2037-10-30 | 17.5 | 10.3 | 10.6 | 11.6 | 12.4 | 10.1 | 14 | 10 | 30 | 2037 | 2037-10-30 | 25.5 | 18 | 18 | 16.5 | 22 | 16 | 21.5
10 | 31 | 2037 | 2037-10-31 | 17.4 | 11.2 | 11.9 | 11.9 | 13 | 9.9 | 13.1 | 10 | 31 | 2037 | 2037-10-31 | 25.5 | 10 | 11.5 | 8.5 | 13 | 7 | 10.5
11 | 1 | 2037 | 2037-11-01 | 18.2 | 11.3 | 12.1 | 12.4 | 13.7 | 10 | 14.6 | 11 | 1 | 2037 | 2037-11-01 | 23 | 7.5 | 9.5 | 10.5 | 17 | 7 | 12.5
11 | 2 | 2037 | 2037-11-02 | 18.8 | 11.2 | 11.6 | 12.1 | 13 | 11.5 | 15.1 | 11 | 2 | 2037 | 2037-11-02 | 19 | 11 | 15.5 | 10.5 | 19.5 | 6.5 | 8.5
11 | 3 | 2037 | 2037-11-03 | 19.8 | 10.5 | 11.3 | 11.9 | 14.2 | 10.8 | 15.1 | 11 | 3 | 2037 | 2037-11-03 | 25.5 | 19 | 20 | 16 | 26.5 | 15 | 20
11 | 4 | 2037 | 2037-11-04 | 20.5 | 10.9 | 12 | 14.8 | 15.7 | 12.2 | 16.6 | 11 | 4 | 2037 | 2037-11-04 | 32 | 22.5 | 23.5 | 22.5 | 20.5 | 19 | 18
11 | 5 | 2037 | 2037-11-05 | 22.9 | 11.7 | 13 | 14.2 | 16.7 | 12 | 16.8 | 11 | 5 | 2037 | 2037-11-05 | 35.5 | 18 | 12.5 | 18.5 | 17 | 17 | 21.5
11 | 6 | 2037 | 2037-11-06 | 20.2 | 11.8 | 12.3 | 14.9 | 15.8 | 11.9 | 16.3 | 11 | 6 | 2037 | 2037-11-06 | 25.5 | 13.5 | 18 | 13.5 | 14.5 | 20 | 24
11 | 7 | 2037 | 2037-11-07 | 19.7 | 11.7 | 11.9 | 13.7 | 14.4 | 12.1 | 14.8 | 11 | 7 | 2037 | 2037-11-07 | 19.5 | 9 | 11.5 | 17 | 15.5 | 15.5 | 16.5
11 | 8 | 2037 | 2037-11-08 | 19.5 | 11.3 | 12 | 13.3 | 15.3 | 11 | 16.4 | 11 | 8 | 2037 | 2037-11-08 | 23 | 11 | 15 | 15 | 21 | 12.5 | 15
11 | 9 | 2037 | 2037-11-09 | 20.1 | 11.2 | 13 | 15 | 16.2 | 13.3 | 17.3 | 11 | 9 | 2037 | 2037-11-09 | 21 | 17 | 17.5 | 17 | 23.5 | 17 | 18
11 | 10 | 2037 | 2037-11-10 | 22.1 | 12.2 | 13.7 | 14.8 | 17 | 13.7 | 17.4 | 11 | 10 | 2037 | 2037-11-10 | 20 | 13.5 | 13.5 | 16.5 | 13.5 | 14.5 | 14.5
11 | 11 | 2037 | 2037-11-11 | 20.7 | 12.9 | 14 | 15.1 | 15.7 | 14.3 | 18.3 | 11 | 11 | 2037 | 2037-11-11 | 19 | 9.5 | 13 | 19 | 24.5 | 16.5 | 8
11 | 12 | 2037 | 2037-11-12 | 20.1 | 13.3 | 14 | 15.6 | 17.5 | 14.3 | 18.5 | 11 | 12 | 2037 | 2037-11-12 | 10.5 | 9.5 | 11.5 | 14.5 | 11 | 12 | 13.5
11 | 13 | 2037 | 2037-11-13 | 22.8 | 13.3 | 13.9 | 16.2 | 17 | 14.3 | 19.4 | 11 | 13 | 2037 | 2037-11-13 | 21 | 8 | 9.5 | 12.5 | 18 | 9.5 | 17
11 | 14 | 2037 | 2037-11-14 | 21.2 | 13.8 | 14.9 | 15 | 15.9 | 13.4 | 18.6 | 11 | 14 | 2037 | 2037-11-14 | 28 | 14.5 | 18 | 19.5 | 25 | 17 | 16
11 | 15 | 2037 | 2037-11-15 | 21.3 | 13.6 | 15.2 | 15 | 17.1 | 13.2 | 19 | 11 | 15 | 2037 | 2037-11-15 | 30 | 15.5 | 17.5 | 18 | 27 | 15.5 | 22.5
11 | 16 | 2037 | 2037-11-16 | 23.5 | 13 | 14.9 | 16.7 | 17.6 | 14.7 | 19.8 | 11 | 16 | 2037 | 2037-11-16 | 26 | 16.5 | 23 | 15.5 | 18 | 13.5 | 15.5
11 | 17 | 2037 | 2037-11-17 | 23.2 | 13.5 | 13.8 | 15.8 | 18.1 | 14 | 19.9 | 11 | 17 | 2037 | 2037-11-17 | 21 | 15 | 16.5 | 10.5 | 22.5 | 10.5 | 14
11 | 18 | 2037 | 2037-11-18 | 22.7 | 13.4 | 15 | 16.2 | 17.7 | 12.4 | 17.5 | 11 | 18 | 2037 | 2037-11-18 | 21.5 | 14.5 | 12.5 | 13.5 | 19 | 8 | 11
11 | 19 | 2037 | 2037-11-19 | 22.6 | 14.9 | 15.6 | 15.6 | 18.2 | 14.1 | 18.2 | 11 | 19 | 2037 | 2037-11-19 | 17.5 | 22 | 16 | 10 | 13.5 | 9 | 11
11 | 20 | 2037 | 2037-11-20 | 23 | 14.7 | 15.4 | 15.1 | 18.6 | 14.6 | 17.8 | 11 | 20 | 2037 | 2037-11-20 | 29 | 27 | 24.5 | 30 | 29 | 25 | 30
11 | 21 | 2037 | 2037-11-21 | 23.9 | 15.2 | 15.5 | 16.2 | 19.5 | 14.6 | 18.9 | 11 | 21 | 2037 | 2037-11-21 | 36.5 | 28 | 24.5 | 37 | 44 | 34 | 33.5
11 | 22 | 2037 | 2037-11-22 | 24.4 | 15.1 | 16 | 16.8 | 21.1 | 16 | 21 | 11 | 22 | 2037 | 2037-11-22 | 38 | 24.5 | 20.5 | 38 | 43 | 34 | 35.5
11 | 23 | 2037 | 2037-11-23 | 25.1 | 14.2 | 15.9 | 17.4 | 19.8 | 16.4 | 21.2 | 11 | 23 | 2037 | 2037-11-23 | 35.5 | 22 | 22.5 | 35.5 | 39.5 | 32.5 | 32.5
11 | 24 | 2037 | 2037-11-24 | 25 | 14.4 | 16 | 17.9 | 20.7 | 17.2 | 21.7 | 11 | 24 | 2037 | 2037-11-24 | 33.5 | 20.5 | 23.5 | 34 | 27.5 | 31.5 | 33
11 | 25 | 2037 | 2037-11-25 | 26.6 | 15.2 | 15.8 | 19.7 | 22.1 | 17.5 | 21.6 | 11 | 25 | 2037 | 2037-11-25 | 28 | 19.5 | 21.5 | 29.5 | 29.5 | 28.5 | 29.5
11 | 26 | 2037 | 2037-11-26 | 26.7 | 14.6 | 16.3 | 20 | 22.5 | 17.6 | 23.2 | 11 | 26 | 2037 | 2037-11-26 | 30.5 | 20 | 21.5 | 32.5 | 29 | 30 | 30.5
11 | 27 | 2037 | 2037-11-27 | 26.5 | 15 | 16.5 | 19.8 | 21 | 18.9 | 23.1 | 11 | 27 | 2037 | 2037-11-27 | 28 | 14.5 | 17.5 | 31.5 | 30 | 31.5 | 29.5
11 | 28 | 2037 | 2037-11-28 | 26.7 | 16.3 | 16.8 | 18.2 | 21.2 | 18.1 | 24.8 | 11 | 28 | 2037 | 2037-11-28 | 29 | 17.5 | 19 | 29.5 | 27.5 | 27.5 | 29
11 | 29 | 2037 | 2037-11-29 | 26.1 | 14.4 | 15.8 | 18.5 | 21.4 | 17.3 | 23 | 11 | 29 | 2037 | 2037-11-29 | 31.5 | 13 | 20 | 29 | 24 | 33.5 | 33
11 | 30 | 2037 | 2037-11-30 | 26.5 | 14.8 | 16.4 | 18.5 | 20.8 | 17.6 | 22.9 | 11 | 30 | 2037 | 2037-11-30 | 28 | 12.5 | 14.5 | 23 | 15.5 | 25 | 30
12 | 1 | 2037 | 2037-12-01 | 25.8 | 16.2 | 16.1 | 17.9 | 21.1 | 15.3 | 23 | 12 | 1 | 2037 | 2037-12-01 | 20 | 12 | 12.5 | 8.5 | 10.5 | 8.5 | 19
12 | 2 | 2037 | 2037-12-02 | 27.7 | 16.1 | 16.4 | 20.1 | 24.2 | 18.3 | 24.7 | 12 | 2 | 2037 | 2037-12-02 | 21.5 | 23 | 22.5 | 17.5 | 20.5 | 17 | 22
12 | 3 | 2037 | 2037-12-03 | 29.2 | 16.5 | 17 | 21.3 | 24.2 | 20 | 25.1 | 12 | 3 | 2037 | 2037-12-03 | 38.5 | 27.5 | 25.5 | 38 | 38 | 36.5 | 29
12 | 4 | 2037 | 2037-12-04 | 29.9 | 17.1 | 19 | 21.8 | 25.4 | 19.7 | 26 | 12 | 4 | 2037 | 2037-12-04 | 50 | 30 | 32.5 | 46.5 | 50 | 44 | 39
12 | 5 | 2037 | 2037-12-05 | 30.8 | 18.3 | 19.5 | 23 | 27 | 21.2 | 27.3 | 12 | 5 | 2037 | 2037-12-05 | 51.5 | 32.5 | 36 | 47.5 | 50.5 | 45.5 | 45
12 | 6 | 2037 | 2037-12-06 | 31.6 | 18.9 | 19.6 | 22 | 26 | 20.5 | 28 | 12 | 6 | 2037 | 2037-12-06 | 49 | 37 | 33.5 | 51 | 49.5 | 46.5 | 39
12 | 7 | 2037 | 2037-12-07 | 31.7 | 18.3 | 18.7 | 22.5 | 25.1 | 21.7 | 27.7 | 12 | 7 | 2037 | 2037-12-07 | 56.5 | 39.5 | 39 | 55 | 63.5 | 49.5 | 48
12 | 8 | 2037 | 2037-12-08 | 30.8 | 18 | 18.8 | 22.9 | 23.8 | 22.2 | 26.5 | 12 | 8 | 2037 | 2037-12-08 | 64 | 37.5 | 38 | 55 | 63 | 49.5 | 51
12 | 9 | 2037 | 2037-12-09 | 30.2 | 18 | 18.9 | 23 | 24.2 | 22.3 | 26.9 | 12 | 9 | 2037 | 2037-12-09 | 57.5 | 33 | 38 | 44 | 49.5 | 41.5 | 45.5
12 | 10 | 2037 | 2037-12-10 | 29.5 | 17.1 | 18 | 21.7 | 22 | 20.9 | 27.5 | 12 | 10 | 2037 | 2037-12-10 | 51.5 | 28 | 28.5 | 32 | 38 | 33.5 | 41
12 | 11 | 2037 | 2037-12-11 | 28 | 15.5 | 16.1 | 19.6 | 22.5 | 20.3 | 25.3 | 12 | 11 | 2037 | 2037-12-11 | 47.5 | 25.5 | 30 | 40.5 | 38 | 40 | 40
12 | 12 | 2037 | 2037-12-12 | 30.5 | 16.6 | 17.7 | 20.6 | 23 | 19.5 | 25.4 | 12 | 12 | 2037 | 2037-12-12 | 41.5 | 23.5 | 28 | 37 | 32.5 | 32 | 38
12 | 13 | 2037 | 2037-12-13 | 30.9 | 17.9 | 19.3 | 22.1 | 25.2 | 20.4 | 26.2 | 12 | 13 | 2037 | 2037-12-13 | 33.5 | 19 | 17.5 | 25.5 | 26 | 22 | 33
12 | 14 | 2037 | 2037-12-14 | 31.6 | 19.2 | 20.1 | 24.6 | 27.1 | 23.3 | 28.2 | 12 | 14 | 2037 | 2037-12-14 | 31.5 | 16 | 16 | 20.5 | 24.5 | 19 | 25.5
12 | 15 | 2037 | 2037-12-15 | 31.2 | 20.7 | 20 | 25.3 | 26.4 | 24 | 30.3 | 12 | 15 | 2037 | 2037-12-15 | 33.5 | 15.5 | 13.5 | 13.5 | 16 | 10 | 26.5
12 | 16 | 2037 | 2037-12-16 | 30.4 | 19 | 18.8 | 24.3 | 24.7 | 23.8 | 29.2 | 12 | 16 | 2037 | 2037-12-16 | 38 | 19.5 | 21 | 18.5 | 21 | 16.5 | 22.5
12 | 17 | 2037 | 2037-12-17 | 30.1 | 18.4 | 19.7 | 24 | 23.9 | 23.7 | 27.4 | 12 | 17 | 2037 | 2037-12-17 | 35.5 | 22 | 22.5 | 23 | 17 | 20 | 28
12 | 18 | 2037 | 2037-12-18 | 30.8 | 20.7 | 20.4 | 24.6 | 26.1 | 23.6 | 28.1 | 12 | 18 | 2037 | 2037-12-18 | 35.5 | 20 | 21.5 | 20.5 | 23.5 | 19 | 24.5
12 | 19 | 2037 | 2037-12-19 | 33.2 | 21 | 21.5 | 25.2 | 27.5 | 24.2 | 28.3 | 12 | 19 | 2037 | 2037-12-19 | 39.5 | 27 | 25.5 | 33 | 35.5 | 32 | 32
12 | 20 | 2037 | 2037-12-20 | 32.5 | 21 | 21.6 | 26.7 | 27.5 | 24.8 | 29.3 | 12 | 20 | 2037 | 2037-12-20 | 44.5 | 26.5 | 25.5 | 27 | 30.5 | 24.5 | 31.5
12 | 21 | 2037 | 2037-12-21 | 68.81 | 41.69 | 40.78 | 58.15 | 59.53 | 60.73 | 56.55 | 12 | 21 | 2037 | 2037-12-21 | 33.5 | 25.5 | 19 | 21 | 19 | 25.5 | 30
12 | 22 | 2037 | 2037-12-22 | 34.2 | 20.3 | 20.2 | 25.6 | 26.6 | 24.8 | 30.1 | 12 | 22 | 2037 | 2037-12-22 | 28.5 | 23.5 | 14.5 | 17 | 17.5 | 21 | 29.5
12 | 23 | 2037 | 2037-12-23 | 33 | 18.5 | 20.2 | 25.9 | 26.1 | 24.7 | 29.8 | 12 | 23 | 2037 | 2037-12-23 | 26 | 15.5 | 19 | 12.5 | 17 | 12 | 19
12 | 24 | 2037 | 2037-12-24 | 33.4 | 19.7 | 20.1 | 26.1 | 26.3 | 25.5 | 29.1 | 12 | 24 | 2037 | 2037-12-24 | 40.5 | 20.5 | 25 | 22 | 26 | 20 | 25.5
12 | 25 | 2037 | 2037-12-25 | 33.4 | 19.8 | 20.3 | 26.3 | 26.7 | 26.2 | 30.1 | 12 | 25 | 2037 | 2037-12-25 | 43 | 25 | 27 | 29.5 | 25.5 | 30.5 | 32.5
12 | 26 | 2037 | 2037-12-26 | 34.1 | 19.7 | 20.4 | 26.3 | 26.4 | 25 | 30.1 | 12 | 26 | 2037 | 2037-12-26 | 40.5 | 20.5 | 26.5 | 29.5 | 20.5 | 30 | 33
12 | 27 | 2037 | 2037-12-27 | 35.1 | 21.3 | 20.3 | 27.7 | 29.2 | 27.3 | 29.9 | 12 | 27 | 2037 | 2037-12-27 | 42.5 | 21 | 23.5 | 29 | 23 | 27 | 36
12 | 28 | 2037 | 2037-12-28 | 36.2 | 20.4 | 20.7 | 28.6 | 29.6 | 27.4 | 30 | 12 | 28 | 2037 | 2037-12-28 | 37.5 | 17.5 | 22.5 | 26 | 27 | 31 | 27
12 | 29 | 2037 | 2037-12-29 | 36 | 20.8 | 20.4 | 29.2 | 28.6 | 27.6 | 30.8 | 12 | 29 | 2037 | 2037-12-29 | 44 | 20 | 23.5 | 32.5 | 27 | 28.5 | 35.5
12 | 30 | 2037 | 2037-12-30 | 34.8 | 21.2 | 21.6 | 27.5 | 28.4 | 26.2 | 29.3 | 12 | 30 | 2037 | 2037-12-30 | 40.5 | 18 | 21.5 | 31.5 | 21 | 27.5 | 33.5
12 | 31 | 2037 | 2037-12-31 | 35.1 | 20.9 | 21.9 | 26.5 | 28 | 26.1 | 29.9 | 12 | 31 | 2037 | 2037-12-31 | 32 | 16 | 20.5 | 19.5 | 18 | 21 | 24
1 | 1 | 2038 | 2038-01-01 | 34.5 | 21.5 | 20.8 | 26.7 | 26.6 | 24.8 | 29.2 | 1 | 1 | 2038 | 2038-01-01 | 29 | 18.5 | 23.5 | 24 | 23.5 | 26.5 | 30.5
1 | 2 | 2038 | 2038-01-02 | 34.1 | 20.6 | 19.9 | 25.8 | 26.5 | 24.9 | 28.6 | 1 | 2 | 2038 | 2038-01-02 | 32.5 | 15 | 17.5 | 25.5 | 20.5 | 20.5 | 30
1 | 3 | 2038 | 2038-01-03 | 33.8 | 20.4 | 20 | 24.6 | 25.1 | 23.8 | 27.2 | 1 | 3 | 2038 | 2038-01-03 | 34 | 23.5 | 24 | 23 | 26.5 | 19 | 24
1 | 4 | 2038 | 2038-01-04 | 32.4 | 19.3 | 19.3 | 24.6 | 24.8 | 23.8 | 26.9 | 1 | 4 | 2038 | 2038-01-04 | 42 | 25.5 | 26 | 28 | 35 | 24.5 | 31
1 | 5 | 2038 | 2038-01-05 | 32.3 | 18.6 | 18.8 | 24.9 | 23.3 | 23.3 | 26.8 | 1 | 5 | 2038 | 2038-01-05 | 47 | 26 | 23.5 | 29.5 | 32 | 30 | 32
1 | 6 | 2038 | 2038-01-06 | 31.2 | 17.1 | 18 | 23.2 | 22.4 | 21.7 | 25.8 | 1 | 6 | 2038 | 2038-01-06 | 43.5 | 26.5 | 23 | 35.5 | 30.5 | 33 | 34.5
1 | 7 | 2038 | 2038-01-07 | 31.7 | 17.1 | 17.9 | 22.6 | 23.5 | 20.9 | 24.3 | 1 | 7 | 2038 | 2038-01-07 | 36 | 19 | 17.5 | 27 | 21 | 27.5 | 29
1 | 8 | 2038 | 2038-01-08 | 31.4 | 17.1 | 18.1 | 22.9 | 23.6 | 21.1 | 25.7 | 1 | 8 | 2038 | 2038-01-08 | 34.5 | 14.5 | 14.5 | 21 | 20.5 | 19 | 28
1 | 9 | 2038 | 2038-01-09 | 32.9 | 18.2 | 19 | 24.1 | 23.9 | 22.7 | 26.9 | 1 | 9 | 2038 | 2038-01-09 | 31.5 | 15.5 | 20 | 18 | 22.5 | 17 | 25.5
1 | 10 | 2038 | 2038-01-10 | 32.9 | 18.8 | 19.5 | 24.9 | 24.8 | 23.2 | 27.3 | 1 | 10 | 2038 | 2038-01-10 | 30.5 | 11 | 13.5 | 13.5 | 15 | 10.5 | 14.5
1 | 11 | 2038 | 2038-01-11 | 33.8 | 18.4 | 19.6 | 26 | 24.9 | 24.5 | 27.1 | 1 | 11 | 2038 | 2038-01-11 | 20.5 | 11.5 | 14.5 | 9.5 | 18 | 7.5 | 11.5
1 | 12 | 2038 | 2038-01-12 | 33.3 | 17.8 | 18.3 | 23.8 | 24.1 | 22.3 | 27.3 | 1 | 12 | 2038 | 2038-01-12 | 26.5 | 14.5 | 13.5 | 14 | 22 | 13 | 12
1 | 13 | 2038 | 2038-01-13 | 31 | 18.2 | 18.5 | 22.1 | 24 | 20.8 | 24.9 | 1 | 13 | 2038 | 2038-01-13 | 27 | 9.5 | 13.5 | 15 | 23 | 12 | 14
1 | 14 | 2038 | 2038-01-14 | 31.7 | 19 | 18.7 | 21.9 | 24.3 | 20.8 | 26.3 | 1 | 14 | 2038 | 2038-01-14 | 30.5 | 11 | 13.5 | 15.5 | 22 | 15 | 17.5
1 | 15 | 2038 | 2038-01-15 | 32.4 | 18.8 | 18.7 | 21.8 | 23.4 | 20.2 | 26.2 | 1 | 15 | 2038 | 2038-01-15 | 33.5 | 17 | 19 | 16 | 20 | 14 | 16
1 | 16 | 2038 | 2038-01-16 | 30.9 | 17.3 | 16.9 | 20.3 | 21.3 | 18.2 | 24.9 | 1 | 16 | 2038 | 2038-01-16 | 35 | 19 | 17 | 23 | 21 | 23.5 | 24
1 | 17 | 2038 | 2038-01-17 | 29.7 | 16.7 | 16.9 | 19.9 | 22 | 18.4 | 23.6 | 1 | 17 | 2038 | 2038-01-17 | 34.5 | 22 | 18 | 28.5 | 21 | 30.5 | 29.5
1 | 18 | 2038 | 2038-01-18 | 30.6 | 16.6 | 17 | 21 | 23.8 | 18.4 | 23.7 | 1 | 18 | 2038 | 2038-01-18 | 36.5 | 20.5 | 22 | 31 | 25 | 30 | 28.5
1 | 19 | 2038 | 2038-01-19 | 30.1 | 17.4 | 16.8 | 20 | 23.8 | 19.2 | 23.3 | 1 | 19 | 2038 | 2038-01-19 | 36.5 | 19 | 23.5 | 31 | 21 | 29.5 | 27.5
1 | 20 | 2038 | 2038-01-20 | 31.8 | 17.9 | 16.9 | 21.8 | 24.6 | 19.3 | 23.8 | 1 | 20 | 2038 | 2038-01-20 | 36 | 20 | 22 | 31.5 | 32.5 | 29.5 | 28
1 | 21 | 2038 | 2038-01-21 | 32.5 | 19.1 | 18 | 22 | 24 | 20.6 | 24.7 | 1 | 21 | 2038 | 2038-01-21 | 35.5 | 22.5 | 23 | 32 | 29 | 31 | 29
1 | 22 | 2038 | 2038-01-22 | 31.8 | 20.4 | 19.4 | 24.3 | 25 | 21.8 | 25 | 1 | 22 | 2038 | 2038-01-22 | 36.5 | 21 | 19 | 32 | 29 | 30 | 28
1 | 23 | 2038 | 2038-01-23 | 31.5 | 21.1 | 19.9 | 26 | 27 | 24.9 | 27.3 | 1 | 23 | 2038 | 2038-01-23 | 39 | 22 | 16.5 | 31.5 | 35 | 29 | 26
1 | 24 | 2038 | 2038-01-24 | 32.9 | 20.1 | 18.9 | 26 | 26.9 | 25.2 | 26.6 | 1 | 24 | 2038 | 2038-01-24 | 36 | 18.5 | 18 | 31.5 | 34 | 29 | 27.5
1 | 25 | 2038 | 2038-01-25 | 32.1 | 20.4 | 19.6 | 26.1 | 28.3 | 23.6 | 27.1 | 1 | 25 | 2038 | 2038-01-25 | 37.5 | 20 | 20 | 34 | 29.5 | 30.5 | 29.5
1 | 26 | 2038 | 2038-01-26 | 33.6 | 21.2 | 19.9 | 26.7 | 28.8 | 25.8 | 27.9 | 1 | 26 | 2038 | 2038-01-26 | 37 | 23 | 24 | 34.5 | 22 | 32 | 30.5
1 | 27 | 2038 | 2038-01-27 | 34.2 | 20.8 | 19.8 | 25.5 | 26.9 | 24.8 | 26.8 | 1 | 27 | 2038 | 2038-01-27 | 36 | 25 | 24.5 | 33.5 | 36 | 31.5 | 28
1 | 28 | 2038 | 2038-01-28 | 33.4 | 21.3 | 20.1 | 25 | 24.6 | 23.7 | 26.9 | 1 | 28 | 2038 | 2038-01-28 | 37.5 | 19.5 | 13.5 | 29.5 | 29 | 27.5 | 26.5
1 | 29 | 2038 | 2038-01-29 | 32.2 | 19 | 18.9 | 24.1 | 24.7 | 21.6 | 25.6 | 1 | 29 | 2038 | 2038-01-29 | 30.5 | 19.5 | 5.5 | 18.5 | 17 | 20.5 | 26
1 | 30 | 2038 | 2038-01-30 | 30.7 | 18 | 18.3 | 22.8 | 23.3 | 21.1 | 24.5 | 1 | 30 | 2038 | 2038-01-30 | 34.5 | 19 | 10.5 | 20.5 | 27 | 18 | 21.5
1 | 31 | 2038 | 2038-01-31 | 31.4 | 18.2 | 18.6 | 23.2 | 23.3 | 22 | 24.8 | 1 | 31 | 2038 | 2038-01-31 | 37 | 25 | 17.5 | 23.5 | 28 | 23.5 | 24.5
2 | 1 | 2038 | 2038-02-01 | 29.4 | 18.1 | 18.2 | 21.8 | 23.3 | 20.4 | 24.4 | 2 | 1 | 2038 | 2038-02-01 | 36 | 29 | 19 | 27 | 31 | 27.5 | 29
2 | 2 | 2038 | 2038-02-02 | 28.9 | 17.1 | 17.8 | 21.8 | 22.9 | 19.9 | 23.5 | 2 | 2 | 2038 | 2038-02-02 | 39.5 | 24 | 21 | 33.5 | 32 | 31.5 | 31
2 | 3 | 2038 | 2038-02-03 | 29.5 | 17 | 16.9 | 20.4 | 21.5 | 17.6 | 22.2 | 2 | 3 | 2038 | 2038-02-03 | 38.5 | 28.5 | 25.5 | 35.5 | 36 | 31.5 | 31.5
2 | 4 | 2038 | 2038-02-04 | 29.7 | 16.7 | 16.7 | 19.9 | 20.7 | 17.8 | 21.4 | 2 | 4 | 2038 | 2038-02-04 | 48.5 | 33 | 29 | 41 | 41.5 | 40 | 37
2 | 5 | 2038 | 2038-02-05 | 28 | 16 | 17.3 | 20.3 | 21.9 | 18.5 | 22 | 2 | 5 | 2038 | 2038-02-05 | 53 | 34.5 | 35.5 | 49 | 52 | 47.5 | 43
2 | 6 | 2038 | 2038-02-06 | 27.6 | 16.3 | 17.4 | 21.6 | 23.4 | 19.4 | 23.2 | 2 | 6 | 2038 | 2038-02-06 | 50 | 34.5 | 38.5 | 51.5 | 56.5 | 49 | 46
2 | 7 | 2038 | 2038-02-07 | 29.1 | 17.7 | 18.5 | 21.4 | 22.4 | 18.8 | 22.6 | 2 | 7 | 2038 | 2038-02-07 | 46.5 | 32 | 38 | 48 | 43.5 | 45.5 | 51.5
2 | 8 | 2038 | 2038-02-08 | 27 | 17.6 | 18.1 | 20.6 | 22.1 | 17.4 | 22.8 | 2 | 8 | 2038 | 2038-02-08 | 38 | 28 | 28.5 | 44 | 51 | 41 | 40.5
2 | 9 | 2038 | 2038-02-09 | 26.2 | 16.9 | 17.9 | 20.6 | 21.2 | 18.5 | 21.4 | 2 | 9 | 2038 | 2038-02-09 | 37 | 26 | 28 | 39.5 | 43.5 | 38 | 35.5
2 | 10 | 2038 | 2038-02-10 | 27 | 15.9 | 16.9 | 20 | 20.3 | 17.5 | 21.4 | 2 | 10 | 2038 | 2038-02-10 | 39.5 | 21 | 23.5 | 30.5 | 32.5 | 26.5 | 36.5
2 | 11 | 2038 | 2038-02-11 | 27.8 | 17.2 | 17.2 | 21.8 | 24.3 | 18.9 | 22.3 | 2 | 11 | 2038 | 2038-02-11 | 31.5 | 17.5 | 19 | 20 | 28 | 17.5 | 32
2 | 12 | 2038 | 2038-02-12 | 28.4 | 17.3 | 18.5 | 21.1 | 24.7 | 18.9 | 23.8 | 2 | 12 | 2038 | 2038-02-12 | 25 | 11.5 | 14.5 | 10.5 | 16.5 | 9.5 | 16
2 | 13 | 2038 | 2038-02-13 | 26.7 | 17.2 | 18.9 | 20.2 | 21.8 | 18.2 | 23.1 | 2 | 13 | 2038 | 2038-02-13 | 21 | 14.5 | 14.5 | 14.5 | 18.5 | 13 | 17
2 | 14 | 2038 | 2038-02-14 | 26 | 17.8 | 18.5 | 21.3 | 22.7 | 19.2 | 22.5 | 2 | 14 | 2038 | 2038-02-14 | 24 | 13 | 15 | 14 | 21 | 11.5 | 16.5
2 | 15 | 2038 | 2038-02-15 | 26.4 | 18 | 18.8 | 21.4 | 23.9 | 19.6 | 21.9 | 2 | 15 | 2038 | 2038-02-15 | 21 | 14 | 19.5 | 17.5 | 13.5 | 15.5 | 26.5
2 | 16 | 2038 | 2038-02-16 | 27.1 | 17.1 | 17.5 | 20.3 | 23.1 | 18.6 | 20.4 | 2 | 16 | 2038 | 2038-02-16 | 22 | 18 | 21.5 | 17.5 | 22 | 14.5 | 19
2 | 17 | 2038 | 2038-02-17 | 25.8 | 16 | 16.6 | 19.5 | 20.6 | 17.9 | 19.3 | 2 | 17 | 2038 | 2038-02-17 | 19 | 17 | 19.5 | 14.5 | 17 | 11.5 | 17
2 | 18 | 2038 | 2038-02-18 | 25.2 | 16 | 17 | 19.4 | 21.6 | 16.5 | 19 | 2 | 18 | 2038 | 2038-02-18 | 22.5 | 15.5 | 19 | 13 | 18.5 | 12 | 21.5
2 | 19 | 2038 | 2038-02-19 | 26.5 | 16.5 | 17.8 | 20.8 | 23.9 | 18.9 | 19.8 | 2 | 19 | 2038 | 2038-02-19 | 29 | 17 | 22 | 20 | 27 | 18 | 20.5
2 | 20 | 2038 | 2038-02-20 | 25.9 | 17.4 | 18 | 21.4 | 23.5 | 19.7 | 20.7 | 2 | 20 | 2038 | 2038-02-20 | 29.5 | 15 | 21 | 17 | 23 | 15.5 | 18.5
2 | 21 | 2038 | 2038-02-21 | 26.1 | 17.7 | 18.7 | 19.5 | 22 | 17.9 | 20 | 2 | 21 | 2038 | 2038-02-21 | 26 | 24 | 23.5 | 19 | 22.5 | 17.5 | 17
2 | 22 | 2038 | 2038-02-22 | 24.3 | 17.7 | 19.1 | 19 | 22 | 17.7 | 19.8 | 2 | 22 | 2038 | 2038-02-22 | 26.5 | 26.5 | 16.5 | 22 | 23 | 21.5 | 24.5
2 | 23 | 2038 | 2038-02-23 | 25.2 | 16.7 | 17.8 | 18.4 | 22.3 | 16.5 | 19.4 | 2 | 23 | 2038 | 2038-02-23 | 22.5 | 28 | 12.5 | 17.5 | 21.5 | 21 | 24
2 | 24 | 2038 | 2038-02-24 | 24.5 | 14.5 | 16.6 | 19 | 20.3 | 15.6 | 18.3 | 2 | 24 | 2038 | 2038-02-24 | 20.5 | 26.5 | 18 | 27 | 19 | 26 | 24.5
2 | 25 | 2038 | 2038-02-25 | 22.7 | 13.7 | 15.4 | 17.4 | 19.6 | 15.4 | 17.5 | 2 | 25 | 2038 | 2038-02-25 | 22.5 | 22.5 | 13.5 | 29.5 | 30.5 | 28.5 | 23
2 | 26 | 2038 | 2038-02-26 | 21 | 13.7 | 15.7 | 16.2 | 18.1 | 14.4 | 16.5 | 2 | 26 | 2038 | 2038-02-26 | 16.5 | 22 | 13 | 29 | 32.5 | 26 | 21.5
2 | 27 | 2038 | 2038-02-27 | 20.4 | 13.6 | 14.6 | 14.6 | 15.9 | 12.4 | 15.9 | 2 | 27 | 2038 | 2038-02-27 | 19 | 19 | 15.5 | 26 | 25.5 | 24 | 21.5
2 | 28 | 2038 | 2038-02-28 | 21.5 | 13.5 | 15.1 | 14.4 | 15.7 | 12.4 | 16.8 | 2 | 28 | 2038 | 2038-02-28 | 21 | 15 | 13 | 20.5 | 27 | 19.5 | 21.5
3 | 1 | 2038 | 2038-03-01 | 23.1 | 15.8 | 17 | 16.6 | 20.4 | 14.5 | 19.1 | 3 | 1 | 2038 | 2038-03-01 | 26 | 25.5 | 17.5 | 30 | 28.5 | 27.5 | 28.5
3 | 2 | 2038 | 2038-03-02 | 23.4 | 14.8 | 15.4 | 16.5 | 20.3 | 14.9 | 18.5 | 3 | 2 | 2038 | 2038-03-02 | 21.5 | 28 | 4 | 35.5 | 21 | 33 | 35
3 | 3 | 2038 | 2038-03-03 | 23.8 | 15.4 | 16.2 | 16.7 | 20.4 | 14.8 | 18.8 | 3 | 3 | 2038 | 2038-03-03 | 16 | 19 | 7.5 | 19.5 | 15.5 | 19.5 | 29
3 | 4 | 2038 | 2038-03-04 | 24.6 | 14.9 | 16.4 | 18.1 | 21.4 | 15.5 | 19.3 | 3 | 4 | 2038 | 2038-03-04 | 20.5 | 21 | 6 | 11 | 17 | 8 | 16
3 | 5 | 2038 | 2038-03-05 | 25.2 | 15 | 16.5 | 16.4 | 20.8 | 15.1 | 18.7 | 3 | 5 | 2038 | 2038-03-05 | 15.5 | 13.5 | 1 | 6.5 | 7 | 2.5 | 6
3 | 6 | 2038 | 2038-03-06 | 25.2 | 14.9 | 16.4 | 15.9 | 20.1 | 13.7 | 19 | 3 | 6 | 2038 | 2038-03-06 | 16 | 8.5 | 1 | 8 | 16.5 | 6 | 10.5
3 | 7 | 2038 | 2038-03-07 | 25.4 | 14.7 | 16 | 18.1 | 20.1 | 14.5 | 18 | 3 | 7 | 2038 | 2038-03-07 | 19.5 | 11 | 1 | 13 | 16.5 | 9 | 12.5
3 | 8 | 2038 | 2038-03-08 | 24.1 | 14.8 | 16.5 | 16.9 | 18.4 | 15.3 | 17.7 | 3 | 8 | 2038 | 2038-03-08 | 24 | 12 | 13.5 | 11.5 | 14 | 6 | 17.5
3 | 9 | 2038 | 2038-03-09 | 21.8 | 15.1 | 16.2 | 17 | 18.3 | 14.4 | 18.3 | 3 | 9 | 2038 | 2038-03-09 | 10.5 | 10.5 | 7.5 | 5 | 8 | 2 | 7
3 | 10 | 2038 | 2038-03-10 | 19.1 | 14.3 | 15.6 | 13.7 | 16.4 | 10.8 | 16 | 3 | 10 | 2038 | 2038-03-10 | 20 | 12 | 15.5 | 12 | 21 | 12 | 9.5
3 | 11 | 2038 | 2038-03-11 | 18.3 | 13.5 | 15.3 | 12.4 | 15.2 | 9.4 | 14.8 | 3 | 11 | 2038 | 2038-03-11 | 23 | 14 | 16 | 15.5 | 21 | 13 | 14.5
3 | 12 | 2038 | 2038-03-12 | 18.5 | 11.7 | 14 | 13.2 | 15.6 | 10.4 | 13.8 | 3 | 12 | 2038 | 2038-03-12 | 21.5 | 15.5 | 12.5 | 13.5 | 17.5 | 12 | 17
3 | 13 | 2038 | 2038-03-13 | 18.5 | 12.1 | 13.8 | 13 | 16 | 10.6 | 14.4 | 3 | 13 | 2038 | 2038-03-13 | 20 | 14 | 16.5 | 13 | 16.5 | 10 | 12.5
3 | 14 | 2038 | 2038-03-14 | 18.3 | 12.8 | 13.6 | 12.3 | 15.8 | 10.3 | 14.8 | 3 | 14 | 2038 | 2038-03-14 | 18 | 10 | 9.5 | 10 | 15 | 6.5 | 9
3 | 15 | 2038 | 2038-03-15 | 18.6 | 12.8 | 14.2 | 12.8 | 17.7 | 10.4 | 14.1 | 3 | 15 | 2038 | 2038-03-15 | 19.5 | 10.5 | 9 | 9 | 11.5 | 6.5 | 12.5
3 | 16 | 2038 | 2038-03-16 | 19.6 | 12.6 | 13.8 | 12.8 | 16.8 | 10.5 | 14.7 | 3 | 16 | 2038 | 2038-03-16 | 15 | 14 | 13.5 | 5.5 | 6.5 | 4 | 5
3 | 17 | 2038 | 2038-03-17 | 19.7 | 12.2 | 13.9 | 12.6 | 17.4 | 10.2 | 13.7 | 3 | 17 | 2038 | 2038-03-17 | 25 | 17 | 16 | 17 | 24 | 15 | 15
3 | 18 | 2038 | 2038-03-18 | 19.6 | 12.2 | 13.2 | 12.7 | 15.5 | 10.6 | 14 | 3 | 18 | 2038 | 2038-03-18 | 26 | 17 | 18 | 20 | 25.5 | 17.5 | 19
3 | 19 | 2038 | 2038-03-19 | 17.9 | 12.7 | 13.2 | 13.1 | 15.9 | 10.9 | 14.2 | 3 | 19 | 2038 | 2038-03-19 | 20.5 | 15.5 | 18 | 14 | 21.5 | 13.5 | 14.5
3 | 20 | 2038 | 2038-03-20 | 17.2 | 12.3 | 14.3 | 12.9 | 17.3 | 10.2 | 14.6 | 3 | 20 | 2038 | 2038-03-20 | 26.5 | 18 | 22.5 | 19.5 | 26.5 | 17.5 | 19.5
3 | 21 | 2038 | 2038-03-21 | 18.5 | 12.4 | 14 | 12.9 | 17.6 | 10.6 | 14.3 | 3 | 21 | 2038 | 2038-03-21 | 29.5 | 19.5 | 20 | 22 | 30 | 19.5 | 21.5
3 | 22 | 2038 | 2038-03-22 | 19.3 | 12.6 | 13.9 | 12.6 | 17.8 | 10.7 | 14.3 | 3 | 22 | 2038 | 2038-03-22 | 26 | 22.5 | 20.5 | 20.5 | 24 | 18 | 19.5
3 | 23 | 2038 | 2038-03-23 | 18.7 | 12.2 | 13.3 | 12.2 | 17.7 | 10.1 | 14.3 | 3 | 23 | 2038 | 2038-03-23 | 25 | 17 | 14.5 | 16 | 21 | 13 | 15.5
3 | 24 | 2038 | 2038-03-24 | 16.7 | 12.3 | 12.9 | 11 | 16.3 | 10.9 | 13.8 | 3 | 24 | 2038 | 2038-03-24 | 18.5 | 9 | 5.5 | 11 | 15.5 | 9 | 13.5
3 | 25 | 2038 | 2038-03-25 | 16.5 | 11.4 | 11.7 | 10.8 | 16.2 | 9.1 | 13 | 3 | 25 | 2038 | 2038-03-25 | 17.5 | 8.5 | 11 | 15.5 | 16 | 13 | 11
3 | 26 | 2038 | 2038-03-26 | 14.9 | 10.8 | 10.3 | 9.6 | 14.8 | 8.5 | 11.4 | 3 | 26 | 2038 | 2038-03-26 | 21 | 10 | 17.5 | 13.5 | 20 | 12.5 | 16.5
3 | 27 | 2038 | 2038-03-27 | 14.5 | 11.1 | 11.8 | 9.7 | 15.5 | 7.8 | 11.8 | 3 | 27 | 2038 | 2038-03-27 | 21.5 | 11 | 11.5 | 12 | 17.5 | 9 | 14.5
3 | 28 | 2038 | 2038-03-28 | 15.7 | 10.9 | 12 | 11 | 14.4 | 8.8 | 11.3 | 3 | 28 | 2038 | 2038-03-28 | 24.5 | 9.5 | 12.5 | 15.5 | 12 | 13 | 18
3 | 29 | 2038 | 2038-03-29 | 14.7 | 10.5 | 11.4 | 10.6 | 14.8 | 8.7 | 10.9 | 3 | 29 | 2038 | 2038-03-29 | 14 | 9.5 | 14.5 | 10 | 17 | 7.5 | 14
3 | 30 | 2038 | 2038-03-30 | 15.1 | 11.5 | 11.2 | 10.4 | 15.9 | 8.4 | 11.6 | 3 | 30 | 2038 | 2038-03-30 | 21.5 | 14 | 16 | 15 | 25 | 11 | 16.5
3 | 31 | 2038 | 2038-03-31 | 16 | 11.7 | 12.3 | 10.5 | 16.3 | 9.1 | 12.5 | 3 | 31 | 2038 | 2038-03-31 | 20.5 | 11 | 16.5 | 14.5 | 23 | 12 | 17.5
4 | 1 | 2038 | 2038-04-01 | 15.9 | 11.7 | 13.8 | 11.9 | 17.2 | 10.2 | 12.9 | 4 | 1 | 2038 | 2038-04-01 | 18 | 10 | 13.5 | 14.5 | 25 | 11.5 | 6
4 | 2 | 2038 | 2038-04-02 | 16.8 | 11 | 12.2 | 11.4 | 16.9 | 9.9 | 12.1 | 4 | 2 | 2038 | 2038-04-02 | 19.5 | 10.5 | 13.5 | 11.5 | 19 | 9.5 | 7.5
4 | 3 | 2038 | 2038-04-03 | 15.9 | 10.5 | 12.3 | 10.7 | 16.4 | 9.9 | 11 | 4 | 3 | 2038 | 2038-04-03 | 21.5 | 13 | 14.5 | 11 | 19.5 | 7.5 | 13.5
4 | 4 | 2038 | 2038-04-04 | 15.6 | 10.9 | 12.2 | 10.9 | 15.2 | 9.1 | 11.1 | 4 | 4 | 2038 | 2038-04-04 | 14 | 9 | 13.5 | 11 | 16 | 8.5 | 11
4 | 5 | 2038 | 2038-04-05 | 15.6 | 11.6 | 12.2 | 10.9 | 16.1 | 9.9 | 11.2 | 4 | 5 | 2038 | 2038-04-05 | 20 | 11 | 11.5 | 12 | 16 | 9.5 | 11.5
4 | 6 | 2038 | 2038-04-06 | 16.6 | 11.2 | 12.1 | 10.8 | 16.3 | 9.2 | 11.3 | 4 | 6 | 2038 | 2038-04-06 | 11.5 | 9.5 | 10.5 | 4 | 10 | 3 | 5.5
4 | 7 | 2038 | 2038-04-07 | 15 | 10.8 | 11.5 | 9.6 | 14.8 | 7.7 | 10.6 | 4 | 7 | 2038 | 2038-04-07 | 13.5 | 2 | 1 | 1 | 8 | 0.5 | 3.5
4 | 8 | 2038 | 2038-04-08 | 10.9 | 8.6 | 8.8 | 6.8 | 12.9 | 5.2 | 8.1 | 4 | 8 | 2038 | 2038-04-08 | 7 | 10 | 6.5 | 0 | 5 | 0 | 2.5
4 | 9 | 2038 | 2038-04-09 | 10.6 | 8.4 | 9.6 | 6.7 | 11.4 | 4.2 | 7.4 | 4 | 9 | 2038 | 2038-04-09 | 13.5 | 12.5 | 13 | 6.5 | 12 | 4.5 | 3.5
4 | 10 | 2038 | 2038-04-10 | 10.6 | 9 | 9.7 | 6.7 | 12.5 | 4.4 | 7.7 | 4 | 10 | 2038 | 2038-04-10 | 14 | 11.5 | 14.5 | 9 | 16 | 8.5 | 8
4 | 11 | 2038 | 2038-04-11 | 12.4 | 9.4 | 10.7 | 9.1 | 13.6 | 6 | 10.3 | 4 | 11 | 2038 | 2038-04-11 | 14 | 8 | 11 | 6 | 12 | 4.5 | 6.5
4 | 12 | 2038 | 2038-04-12 | 12.8 | 10.3 | 11 | 9.1 | 13.8 | 7.4 | 10 | 4 | 12 | 2038 | 2038-04-12 | 14.5 | 9.5 | 9 | 11 | 17 | 7.5 | 5
4 | 13 | 2038 | 2038-04-13 | 14.1 | 10.2 | 10.7 | 8.8 | 14.2 | 6.2 | 9.6 | 4 | 13 | 2038 | 2038-04-13 | 17.5 | 8.5 | 8 | 12.5 | 17 | 11 | 11.5
4 | 14 | 2038 | 2038-04-14 | 14.1 | 10 | 11.1 | 9.7 | 14 | 7.2 | 9.2 | 4 | 14 | 2038 | 2038-04-14 | 21 | 11 | 8 | 8.5 | 14 | 5.5 | 11.5
4 | 15 | 2038 | 2038-04-15 | 13.1 | 10.3 | 11.1 | 9.2 | 13.9 | 6.9 | 9.4 | 4 | 15 | 2038 | 2038-04-15 | 17 | 9.5 | 12.5 | 7 | 12 | 5 | 5.5
4 | 16 | 2038 | 2038-04-16 | 12.1 | 10 | 10.8 | 8.4 | 13.7 | 6.1 | 9.1 | 4 | 16 | 2038 | 2038-04-16 | 16 | 9.5 | 12 | 8 | 15.5 | 7.5 | 5
4 | 17 | 2038 | 2038-04-17 | 13 | 9.6 | 11.1 | 8.1 | 13.2 | 6.2 | 9.3 | 4 | 17 | 2038 | 2038-04-17 | 13 | 9.5 | 15 | 11 | 14.5 | 8 | 5.5
4 | 18 | 2038 | 2038-04-18 | 12.2 | 9.1 | 11.5 | 8.8 | 13 | 6.5 | 9.2 | 4 | 18 | 2038 | 2038-04-18 | 16.5 | 11.5 | 17.5 | 11.5 | 16.5 | 10 | 11
4 | 19 | 2038 | 2038-04-19 | 13.1 | 9.5 | 11.2 | 8.1 | 13.6 | 6.7 | 8.2 | 4 | 19 | 2038 | 2038-04-19 | 14 | 11.5 | 17 | 10 | 14.5 | 9 | 12
4 | 20 | 2038 | 2038-04-20 | 14.7 | 10 | 11.4 | 9.6 | 14.9 | 7.7 | 9.6 | 4 | 20 | 2038 | 2038-04-20 | 14 | 10.5 | 11 | 8.5 | 13.5 | 6 | 12
4 | 21 | 2038 | 2038-04-21 | 15.7 | 10.6 | 11.8 | 9.6 | 15.5 | 7.9 | 10.2 | 4 | 21 | 2038 | 2038-04-21 | 14 | 9.5 | 7 | 7.5 | 9.5 | 6.5 | 5
4 | 22 | 2038 | 2038-04-22 | 15.6 | 9.5 | 11.8 | 9.6 | 14.5 | 7.5 | 10.1 | 4 | 22 | 2038 | 2038-04-22 | 20 | 9.5 | 13.5 | 13 | 16 | 10 | 7.5
4 | 23 | 2038 | 2038-04-23 | 14 | 9.2 | 9.9 | 9.4 | 13.4 | 7.6 | 9.4 | 4 | 23 | 2038 | 2038-04-23 | 21.5 | 9.5 | 13.5 | 12 | 15.5 | 11.5 | 14.5
4 | 24 | 2038 | 2038-04-24 | 13.8 | 9.6 | 10.2 | 9.5 | 13.2 | 7.7 | 10.1 | 4 | 24 | 2038 | 2038-04-24 | 11.5 | 9.5 | 11.5 | 5.5 | 9.5 | 5 | 3
4 | 25 | 2038 | 2038-04-25 | 12 | 8.2 | 9.8 | 8 | 13.2 | 6 | 8.8 | 4 | 25 | 2038 | 2038-04-25 | 21 | 10.5 | 13.5 | 12 | 20 | 12 | 9
4 | 26 | 2038 | 2038-04-26 | 12.1 | 8.2 | 10.6 | 8.3 | 11.6 | 5.7 | 7.9 | 4 | 26 | 2038 | 2038-04-26 | 24 | 12.5 | 14 | 11 | 20.5 | 9.5 | 12.5
4 | 27 | 2038 | 2038-04-27 | 10.8 | 7.9 | 9.4 | 6.8 | 11 | 4.5 | 6.5 | 4 | 27 | 2038 | 2038-04-27 | 24 | 10.5 | 14.5 | 11.5 | 19.5 | 10 | 11.5
4 | 28 | 2038 | 2038-04-28 | 10.5 | 7.3 | 9.4 | 6 | 11.5 | 4.5 | 6.9 | 4 | 28 | 2038 | 2038-04-28 | 21.5 | 8 | 13.5 | 11.5 | 18 | 9.5 | 13.5
4 | 29 | 2038 | 2038-04-29 | 10.8 | 7.5 | 9.1 | 7 | 11.4 | 5.1 | 6.2 | 4 | 29 | 2038 | 2038-04-29 | 18 | 2.5 | 2 | 8 | 11 | 4.5 | 6.5
4 | 30 | 2038 | 2038-04-30 | 11.3 | 7 | 8.6 | 6.2 | 12.3 | 4.7 | 6.8 | 4 | 30 | 2038 | 2038-04-30 | 10.5 | 1.5 | 0 | 2.5 | 3 | 0.5 | 2.5
5 | 1 | 2038 | 2038-05-01 | 10.9 | 7 | 8.8 | 5.7 | 11.5 | 3.7 | 6.6 | 5 | 1 | 2038 | 2038-05-01 | 5.5 | 0 | 0 | 0 | 0 | 0 | 0
5 | 2 | 2038 | 2038-05-02 | 11.7 | 7.8 | 8.7 | 6 | 10.7 | 4.2 | 7.5 | 5 | 2 | 2038 | 2038-05-02 | 2 | 3.5 | 3 | 0 | 0.5 | 0 | 0
5 | 3 | 2038 | 2038-05-03 | 8.9 | 6.2 | 7.4 | 4.8 | 8.9 | 3.3 | 5.2 | 5 | 3 | 2038 | 2038-05-03 | 7 | 5 | 10 | 0.5 | 7.5 | 0 | 0
5 | 4 | 2038 | 2038-05-04 | 8.7 | 5.4 | 6.9 | 4.6 | 8.1 | 3.5 | 4.6 | 5 | 4 | 2038 | 2038-05-04 | 7.5 | 6.5 | 10 | 5 | 12.5 | 2 | 2.5
5 | 5 | 2038 | 2038-05-05 | 8.7 | 5.7 | 6.7 | 5.2 | 8.8 | 3.2 | 5 | 5 | 5 | 2038 | 2038-05-05 | 16 | 6.5 | 7.5 | 6 | 14.5 | 3.5 | 7
5 | 6 | 2038 | 2038-05-06 | 9.4 | 6.1 | 7.3 | 5.5 | 9.4 | 4.5 | 6.4 | 5 | 6 | 2038 | 2038-05-06 | 14 | 6.5 | 11 | 4 | 16.5 | 4 | 5
5 | 7 | 2038 | 2038-05-07 | 9.4 | 6.8 | 8.4 | 4.7 | 10 | 4.1 | 5.7 | 5 | 7 | 2038 | 2038-05-07 | 13 | 6 | 9 | 3.5 | 14.5 | 1.5 | 0.5
5 | 8 | 2038 | 2038-05-08 | 10.1 | 6.1 | 8.4 | 4.8 | 10.6 | 3.8 | 5.7 | 5 | 8 | 2038 | 2038-05-08 | 13 | 7 | 10 | 6.5 | 10 | 1.5 | 4
5 | 9 | 2038 | 2038-05-09 | 9.2 | 5.9 | 7.2 | 4 | 9.9 | 3.3 | 5.4 | 5 | 9 | 2038 | 2038-05-09 | 14 | 6 | 10.5 | 8 | 14 | 4.5 | 7
5 | 10 | 2038 | 2038-05-10 | 9.8 | 5.6 | 7 | 4.4 | 10.6 | 3.5 | 5.5 | 5 | 10 | 2038 | 2038-05-10 | 17.5 | 7 | 12 | 9.5 | 17.5 | 6.5 | 6
5 | 11 | 2038 | 2038-05-11 | 8.5 | 5.2 | 6.7 | 3.3 | 8.1 | 2.5 | 3.1 | 5 | 11 | 2038 | 2038-05-11 | 12.5 | 3 | 7.5 | 7.5 | 14.5 | 5 | 5.5
5 | 12 | 2038 | 2038-05-12 | 7.4 | 5 | 5.8 | 3.7 | 8.3 | 2.1 | 3.7 | 5 | 12 | 2038 | 2038-05-12 | 12.5 | 0 | 1 | 5.5 | 11.5 | 4 | 5
5 | 13 | 2038 | 2038-05-13 | 7.1 | 5.1 | 5.7 | 3.3 | 8.3 | 2.7 | 4.5 | 5 | 13 | 2038 | 2038-05-13 | 9 | 0 | 0 | 0.5 | 5 | 0 | 0
5 | 14 | 2038 | 2038-05-14 | 7 | 5.3 | 6.8 | 3.7 | 8.7 | 2.5 | 4.3 | 5 | 14 | 2038 | 2038-05-14 | 4 | 0 | 0 | 0 | 1 | 0 | 0
5 | 15 | 2038 | 2038-05-15 | 6.7 | 3.5 | 5 | 2.9 | 6.8 | 2.2 | 3.7 | 5 | 15 | 2038 | 2038-05-15 | 1 | 0 | 0 | 0 | 0 | 0 | 0
5 | 16 | 2038 | 2038-05-16 | 4.6 | 3.6 | 4.5 | 2.3 | 6.3 | 1.6 | 2.8 | 5 | 16 | 2038 | 2038-05-16 | 0 | 0 | 4 | 0 | 1 | 0 | 0
5 | 17 | 2038 | 2038-05-17 | 4 | 2.8 | 4 | 2.1 | 5.6 | 1.4 | 2.1 | 5 | 17 | 2038 | 2038-05-17 | 4 | 1.5 | 5.5 | 0 | 6.5 | 0 | 0
5 | 18 | 2038 | 2038-05-18 | 3.8 | 2.2 | 2.4 | 1.5 | 4.5 | 1 | 1.6 | 5 | 18 | 2038 | 2038-05-18 | 11 | 2.5 | 6.5 | 5.5 | 8.5 | 0.5 | 1.5
5 | 19 | 2038 | 2038-05-19 | 3.9 | 2.5 | 3 | 1.4 | 5.2 | 0.8 | 1.6 | 5 | 19 | 2038 | 2038-05-19 | 8 | 0 | 4.5 | 3.5 | 8.5 | 0 | 2
5 | 20 | 2038 | 2038-05-20 | 3.8 | 2.4 | 3.2 | 1.8 | 4.6 | 1.2 | 1.4 | 5 | 20 | 2038 | 2038-05-20 | 8.5 | 0 | 3.5 | 0 | 7.5 | 0 | 0
5 | 21 | 2038 | 2038-05-21 | 3.8 | 2.1 | 3.2 | 1 | 4 | 0.7 | 0.9 | 5 | 21 | 2038 | 2038-05-21 | 1.5 | 3 | 3.5 | 0 | 3 | 0 | 0
5 | 22 | 2038 | 2038-05-22 | 4.1 | 1.9 | 3.5 | 1.7 | 4.3 | 0.6 | 1.1 | 5 | 22 | 2038 | 2038-05-22 | 1.5 | 0 | 0 | 0 | 0.5 | 0 | 0
5 | 23 | 2038 | 2038-05-23 | 3.6 | 2.5 | 4 | 1.4 | 4.1 | 0.7 | 1.2 | 5 | 23 | 2038 | 2038-05-23 | 0 | 0 | 0 | 0 | 1 | 0 | 0
5 | 24 | 2038 | 2038-05-24 | 3.7 | 1.9 | 2.6 | 1 | 4.7 | 0.5 | 0.9 | 5 | 24 | 2038 | 2038-05-24 | 2.5 | 2 | 5 | 0 | 3.5 | 0 | 0
5 | 25 | 2038 | 2038-05-25 | 2.9 | 1.8 | 2.5 | 0.7 | 4.4 | 0.6 | 0.8 | 5 | 25 | 2038 | 2038-05-25 | 2.5 | 5 | 10 | 0 | 1 | 0 | 0
5 | 26 | 2038 | 2038-05-26 | 3 | 2.2 | 2.5 | 1 | 3.2 | 0.7 | 1 | 5 | 26 | 2038 | 2038-05-26 | 3.5 | 4.5 | 5.5 | 0 | 5 | 0 | 2
5 | 27 | 2038 | 2038-05-27 | 2.6 | 2.6 | 3.3 | 0.8 | 3.5 | 0.8 | 1.3 | 5 | 27 | 2038 | 2038-05-27 | 6.5 | 4 | 7.5 | 5 | 10 | 1 | 4.5
5 | 28 | 2038 | 2038-05-28 | 3.4 | 2.6 | 3.9 | 1.5 | 4.8 | 0.7 | 1.2 | 5 | 28 | 2038 | 2038-05-28 | 15.5 | 5 | 7.5 | 1 | 15 | 0 | 3
5 | 29 | 2038 | 2038-05-29 | 3.8 | 2.3 | 3.1 | 1.4 | 4.3 | 0.8 | 1.2 | 5 | 29 | 2038 | 2038-05-29 | 12 | 6.5 | 6.5 | 2 | 10.5 | 0 | 4.5
5 | 30 | 2038 | 2038-05-30 | 4.2 | 2.4 | 2.9 | 1.2 | 4.4 | 0.5 | 1 | 5 | 30 | 2038 | 2038-05-30 | 8 | 5.5 | 7.5 | 0 | 4 | 0 | 0
5 | 31 | 2038 | 2038-05-31 | 4.4 | 2.3 | 2.8 | 0.9 | 4.3 | 0.9 | 0.8 | 5 | 31 | 2038 | 2038-05-31 | 5 | 1.5 | 4 | 0 | 2.5 | 0 | 0
6 | 1 | 2038 | 2038-06-01 | 3.9 | 2 | 2.5 | 0.9 | 4.8 | 0.6 | 0.9 | 6 | 1 | 2038 | 2038-06-01 | 3.5 | 0 | 0.5 | 0 | 0.5 | 0 | 0
6 | 2 | 2038 | 2038-06-02 | 4.8 | 2.4 | 3.1 | 0.9 | 6 | 0.4 | 1.2 | 6 | 2 | 2038 | 2038-06-02 | 1.5 | 0 | 1 | 0 | 0 | 0 | 0
6 | 3 | 2038 | 2038-06-03 | 4.6 | 2.5 | 2.6 | 1.5 | 5.3 | 0.5 | 0.8 | 6 | 3 | 2038 | 2038-06-03 | 2 | 0 | 5.5 | 0 | 1.5 | 0 | 0
6 | 4 | 2038 | 2038-06-04 | 4.1 | 1.6 | 2.5 | 1.6 | 4.4 | 0.8 | 0.8 | 6 | 4 | 2038 | 2038-06-04 | 2 | 0 | 7.5 | 0 | 2 | 0 | 0
6 | 5 | 2038 | 2038-06-05 | 4.2 | 1.5 | 1.9 | 0.5 | 5.4 | 0.1 | 0.4 | 6 | 5 | 2038 | 2038-06-05 | 3 | 1.5 | 4.5 | 0 | 1 | 0 | 0
6 | 6 | 2038 | 2038-06-06 | 3.5 | 2.1 | 2.1 | 0.6 | 4.7 | 0.2 | 0.6 | 6 | 6 | 2038 | 2038-06-06 | 4 | 1 | 3 | 0 | 2.5 | 0 | 0
6 | 7 | 2038 | 2038-06-07 | 2.3 | 1.2 | 1.6 | 0.2 | 2.9 | 0.1 | 0.5 | 6 | 7 | 2038 | 2038-06-07 | 2.5 | 0 | 1.5 | 0 | 1 | 0 | 0
6 | 8 | 2038 | 2038-06-08 | 1.9 | 1.1 | 1.5 | 0.2 | 2.6 | 0 | 0.1 | 6 | 8 | 2038 | 2038-06-08 | 0 | 0 | 0.5 | 0 | 0 | 0 | 0
6 | 9 | 2038 | 2038-06-09 | 1.7 | 1.6 | 1.5 | 0.4 | 2.4 | 0.1 | 0.3 | 6 | 9 | 2038 | 2038-06-09 | 1.5 | 0 | 3 | 0 | 0 | 0 | 0
6 | 10 | 2038 | 2038-06-10 | 2.8 | 1.2 | 1.6 | 0.3 | 2.7 | 0.2 | 0.4 | 6 | 10 | 2038 | 2038-06-10 | 1 | 2 | 4 | 0 | 3 | 0 | 0
6 | 11 | 2038 | 2038-06-11 | 2.8 | 1.1 | 1.3 | 0.4 | 2.6 | 0.1 | 0.4 | 6 | 11 | 2038 | 2038-06-11 | 2.5 | 1.5 | 0 | 0 | 2.5 | 0 | 0
6 | 12 | 2038 | 2038-06-12 | 2 | 1.2 | 1.9 | 0.2 | 3 | 0 | 0.1 | 6 | 12 | 2038 | 2038-06-12 | 0.5 | 0 | 3 | 0 | 3 | 0 | 0
6 | 13 | 2038 | 2038-06-13 | 2.4 | 1 | 1.9 | 0.5 | 3 | 0.2 | 0.4 | 6 | 13 | 2038 | 2038-06-13 | 10 | 0.5 | 2.5 | 2 | 9 | 0 | 6.5
6 | 14 | 2038 | 2038-06-14 | 2.4 | 0.9 | 1.3 | 0.5 | 3.1 | 0 | 0.6 | 6 | 14 | 2038 | 2038-06-14 | 8 | 3.5 | 4.5 | 0 | 9.5 | 0 | 0
6 | 15 | 2038 | 2038-06-15 | 1.9 | 0.9 | 1.7 | 0.1 | 2.1 | 0 | 0.3 | 6 | 15 | 2038 | 2038-06-15 | 8 | 3.5 | 4.5 | 0 | 8 | 0 | 0
6 | 16 | 2038 | 2038-06-16 | 1.8 | 0.9 | 2 | 0.4 | 2.3 | 0.4 | 0.3 | 6 | 16 | 2038 | 2038-06-16 | 11.5 | 3.5 | 7 | 3.5 | 11 | 2.5 | 4.5
6 | 17 | 2038 | 2038-06-17 | 1.3 | 0.8 | 1.1 | 0.4 | 2 | 0 | 0.2 | 6 | 17 | 2038 | 2038-06-17 | 14.5 | 0.5 | 4.5 | 9 | 14 | 7.5 | 0
6 | 18 | 2038 | 2038-06-18 | 1.6 | 0.8 | 1.5 | 0.4 | 2.6 | 0.2 | 0.5 | 6 | 18 | 2038 | 2038-06-18 | 8.5 | 1 | 4 | 0 | 5 | 0 | 0
6 | 19 | 2038 | 2038-06-19 | 1.8 | 0.8 | 1.9 | 0.3 | 3 | 0 | 0.3 | 6 | 19 | 2038 | 2038-06-19 | 1.5 | 0 | 0 | 0 | 0 | 0 | 0
6 | 20 | 2038 | 2038-06-20 | 1.7 | 0.8 | 0.7 | 0 | 2.2 | 0 | 0.2 | 6 | 20 | 2038 | 2038-06-20 | 0 | 4 | 4 | 0 | 2.5 | 0 | 0
6 | 21 | 2038 | 2038-06-21 | 1.4 | 0.7 | 1.1 | 0 | 1.9 | 0 | 0.1 | 6 | 21 | 2038 | 2038-06-21 | 2.5 | 2.5 | 2.5 | 0 | 4.5 | 0 | 0
6 | 22 | 2038 | 2038-06-22 | 0.9 | 0.3 | 0.4 | 0.1 | 1.5 | 0 | 0.2 | 6 | 22 | 2038 | 2038-06-22 | 1.5 | 0 | 1 | 0 | 0.5 | 0 | 0
6 | 23 | 2038 | 2038-06-23 | 1.1 | 0.4 | 0.9 | 0 | 1.2 | 0 | 0 | 6 | 23 | 2038 | 2038-06-23 | 0 | 0 | 1 | 0 | 0 | 0 | 0
6 | 24 | 2038 | 2038-06-24 | 0.6 | 0.7 | 1 | 0 | 1.1 | 0 | 0.4 | 6 | 24 | 2038 | 2038-06-24 | 0 | 0 | 0 | 0 | 0 | 0 | 0
6 | 25 | 2038 | 2038-06-25 | 1.2 | 0.6 | 0.6 | 0 | 1 | 0 | 0.1 | 6 | 25 | 2038 | 2038-06-25 | 4 | 0 | 0 | 0 | 3 | 0 | 0
6 | 26 | 2038 | 2038-06-26 | 0 | 0.2 | 0.3 | 0 | 0.5 | 0 | 0 | 6 | 26 | 2038 | 2038-06-26 | 1.5 | 0 | 0 | 0 | 0.5 | 0 | 0
6 | 27 | 2038 | 2038-06-27 | 0.2 | 0.1 | 0.4 | 0 | 0.8 | 0 | 0 | 6 | 27 | 2038 | 2038-06-27 | 0 | 0 | 0 | 0 | 1.5 | 0 | 0
6 | 28 | 2038 | 2038-06-28 | 0.7 | 0 | 0.5 | 0.2 | 0.6 | 0.1 | 0 | 6 | 28 | 2038 | 2038-06-28 | 0 | 0 | 0 | 0 | 2.5 | 0 | 0
6 | 29 | 2038 | 2038-06-29 | 0.6 | 0.2 | 0.3 | 0 | 0.2 | 0 | 0 | 6 | 29 | 2038 | 2038-06-29 | 2.5 | 0 | 5 | 0 | 3 | 0 | 0
6 | 30 | 2038 | 2038-06-30 | 0.1 | 0.1 | 0.1 | 0 | 0.3 | 0 | 0 | 6 | 30 | 2038 | 2038-06-30 | 1.5 | 0 | 0 | 0 | 0 | 0 | 0
7 | 1 | 2038 | 2038-07-01 | 0 | 0.2 | 0.1 | 0 | 0.4 | 0 | 0 | 7 | 1 | 2038 | 2038-07-01 | 0 | 0 | 0 | 0 | 0 | 0 | 0
7 | 2 | 2038 | 2038-07-02 | 0.1 | 0.5 | 0.2 | 0 | 0.2 | 0 | 0.1 | 7 | 2 | 2038 | 2038-07-02 | 0 | 0 | 0 | 0 | 0 | 0 | 0
7 | 3 | 2038 | 2038-07-03 | 0.2 | 0.3 | 0.4 | 0 | 0.8 | 0 | 0.2 | 7 | 3 | 2038 | 2038-07-03 | 0 | 0 | 2 | 0 | 0 | 0 | 0
7 | 4 | 2038 | 2038-07-04 | 0.2 | 0.2 | 0.1 | 0 | 0.4 | 0 | 0 | 7 | 4 | 2038 | 2038-07-04 | 0 | 0 | 0.5 | 0 | 0 | 0 | 0
7 | 5 | 2038 | 2038-07-05 | 0 | 0 | 0 | 0 | 0.1 | 0 | 0.1 | 7 | 5 | 2038 | 2038-07-05 | 0 | 0 | 0 | 0 | 0 | 0 | 0
7 | 6 | 2038 | 2038-07-06 | 0 | 0 | 0 | 0 | 0.1 | 0 | 0 | 7 | 6 | 2038 | 2038-07-06 | 0 | 0 | 0 | 0 | 0 | 0 | 0
7 | 7 | 2038 | 2038-07-07 | 0 | 0 | 0 | 0 | 0.2 | 0 | 0 | 7 | 7 | 2038 | 2038-07-07 | 0 | 0 | 0 | 0 | 0 | 0 | 0
7 | 8 | 2038 | 2038-07-08 | 0 | 0 | 0.2 | 0 | 0 | 0 | 0 | 7 | 8 | 2038 | 2038-07-08 | 0 | 0 | 0 | 0 | 0 | 0 | 0
7 | 9 | 2038 | 2038-07-09 | 0 | 0.2 | 0.1 | 0 | 0.4 | 0 | 0 | 7 | 9 | 2038 | 2038-07-09 | 0 | 0 | 0 | 0 | 0 | 0 | 0
7 | 10 | 2038 | 2038-07-10 | 0 | 0 | 0 | 0 | 0.2 | 0 | 0 | 7 | 10 | 2038 | 2038-07-10 | 0 | 0 | 0 | 0 | 0 | 0 | 0
7 | 11 | 2038 | 2038-07-11 | 0.2 | 0.2 | 0 | 0 | 0 | 0 | 0 | 7 | 11 | 2038 | 2038-07-11 | 0 | 0 | 0 | 0 | 0 | 0 | 0
7 | 12 | 2038 | 2038-07-12 | 0.2 | 0.1 | 0.2 | 0 | 0.3 | 0 | 0 | 7 | 12 | 2038 | 2038-07-12 | 0 | 0 | 0 | 0 | 0 | 0 | 0
7 | 13 | 2038 | 2038-07-13 | 0 | 0.2 | 0.1 | 0 | 0.3 | 0 | 0 | 7 | 13 | 2038 | 2038-07-13 | 0 | 0 | 0 | 0 | 0 | 0 | 0
7 | 14 | 2038 | 2038-07-14 | 0 | 0 | 0 | 0 | 0.1 | 0 | 0 | 7 | 14 | 2038 | 2038-07-14 | 0 | 0 | 0 | 0 | 0 | 0 | 0
7 | 15 | 2038 | 2038-07-15 | 0.1 | 0 | 0 | 0 | 0 | 0 | 0 | 7 | 15 | 2038 | 2038-07-15 | 0 | 0 | 0 | 0 | 0 | 0 | 0
7 | 16 | 2038 | 2038-07-16 | 0 | 0.3 | 0.3 | 0 | 0.1 | 0 | 0 | 7 | 16 | 2038 | 2038-07-16 | 0 | 0 | 0 | 0 | 0 | 0 | 0
7 | 17 | 2038 | 2038-07-17 | 0 | 0.4 | 0.4 | 0 | 0.2 | 0 | 0 | 7 | 17 | 2038 | 2038-07-17 | 0 | 0 | 0 | 0 | 0 | 0 | 0
7 | 18 | 2038 | 2038-07-18 | 0 | 0.1 | 0.2 | 0 | 0.3 | 0 | 0 | 7 | 18 | 2038 | 2038-07-18 | 0 | 0 | 0 | 0 | 0 | 0 | 0
7 | 19 | 2038 | 2038-07-19 | 0 | 0.1 | 0.1 | 0 | 0 | 0 | 0 | 7 | 19 | 2038 | 2038-07-19 | 0 | 0 | 0 | 0 | 0 | 0 | 0
7 | 20 | 2038 | 2038-07-20 | 0 | 0 | 0.1 | 0 | 0.1 | 0 | 0 | 7 | 20 | 2038 | 2038-07-20 | 0 | 0 | 2 | 0 | 0 | 0 | 0
7 | 21 | 2038 | 2038-07-21 | 0 | 0.1 | 0.1 | 0 | 0 | 0 | 0 | 7 | 21 | 2038 | 2038-07-21 | 0 | 0 | 0 | 0 | 0 | 0 | 0
7 | 22 | 2038 | 2038-07-22 | 0 | 0 | 0.1 | 0 | 0 | 0 | 0 | 7 | 22 | 2038 | 2038-07-22 | 0 | 0.5 | 1 | 0 | 0 | 0 | 0
7 | 23 | 2038 | 2038-07-23 | 0 | 0 | 0 | 0 | 0 | 0 | 0 | 7 | 23 | 2038 | 2038-07-23 | 0 | 0.5 | 1 | 0 | 8 | 0 | 0
7 | 24 | 2038 | 2038-07-24 | 0 | 0 | 0 | 0 | 0 | 0 | 0 | 7 | 24 | 2038 | 2038-07-24 | 2 | 0 | 0 | 0 | 7 | 0 | 0
7 | 25 | 2038 | 2038-07-25 | 0 | 0.2 | 0.3 | 0 | 0 | 0 | 0 | 7 | 25 | 2038 | 2038-07-25 | 0 | 0 | 0 | 0 | 0 | 0 | 0
7 | 26 | 2038 | 2038-07-26 | 0 | 0.1 | 0.2 | 0 | 0.1 | 0 | 0 | 7 | 26 | 2038 | 2038-07-26 | 0 | 0 | 0 | 0 | 0 | 0 | 0
7 | 27 | 2038 | 2038-07-27 | 0 | 0 | 0 | 0 | 0 | 0 | 0 | 7 | 27 | 2038 | 2038-07-27 | 0 | 0 | 0 | 0 | 0 | 0 | 0
7 | 28 | 2038 | 2038-07-28 | 0 | 0 | 0.1 | 0 | 0.2 | 0 | 0 | 7 | 28 | 2038 | 2038-07-28 | 0 | 0 | 0 | 0 | 0 | 0 | 0
7 | 29 | 2038 | 2038-07-29 | 0 | 0 | 0 | 0 | 0 | 0 | 0 | 7 | 29 | 2038 | 2038-07-29 | 0 | 0 | 0 | 0 | 0 | 0 | 0
7 | 30 | 2038 | 2038-07-30 | 0 | 0 | 0 | 0 | 0 | 0 | 0 | 7 | 30 | 2038 | 2038-07-30 | 0 | 0 | 0 | 0 | 0 | 0 | 0
7 | 31 | 2038 | 2038-07-31 | 0 | 0 | 0.1 | 0 | 0.1 | 0 | 0 | 7 | 31 | 2038 | 2038-07-31 | 0 | 0 | 0 | 0 | 0 | 0 | 0
8 | 1 | 2038 | 2038-08-01 | 0 | 0 | 0.1 | 0 | 0.1 | 0 | 0 | 8 | 1 | 2038 | 2038-08-01 | 0 | 0 | 0 | 0 | 0 | 0 | 0
8 | 2 | 2038 | 2038-08-02 | 0 | 0.2 | 0.2 | 0 | 0.2 | 0 | 0 | 8 | 2 | 2038 | 2038-08-02 | 0 | 0 | 0 | 0 | 0 | 0 | 0
8 | 3 | 2038 | 2038-08-03 | 0 | 0.3 | 0 | 0 | 0.1 | 0 | 0 | 8 | 3 | 2038 | 2038-08-03 | 0 | 0 | 0 | 0 | 0 | 0 | 0
8 | 4 | 2038 | 2038-08-04 | 0 | 0.5 | 0.1 | 0 | 0.1 | 0 | 0 | 8 | 4 | 2038 | 2038-08-04 | 0 | 0 | 0 | 0 | 0 | 0 | 0
8 | 5 | 2038 | 2038-08-05 | 0 | 0.2 | 0.1 | 0 | 0.4 | 0 | 0 | 8 | 5 | 2038 | 2038-08-05 | 0 | 0 | 0 | 0 | 0 | 0 | 0
8 | 6 | 2038 | 2038-08-06 | 0 | 0.1 | 0 | 0 | 0.1 | 0 | 0 | 8 | 6 | 2038 | 2038-08-06 | 0 | 0 | 0 | 0 | 0 | 0 | 0
8 | 7 | 2038 | 2038-08-07 | 0 | 0 | 0 | 0 | 0 | 0 | 0 | 8 | 7 | 2038 | 2038-08-07 | 0 | 0 | 0 | 0 | 0 | 0 | 0
8 | 8 | 2038 | 2038-08-08 | 0 | 0.3 | 0 | 0 | 0 | 0 | 0 | 8 | 8 | 2038 | 2038-08-08 | 0 | 0 | 0 | 0 | 0 | 0 | 0
8 | 9 | 2038 | 2038-08-09 | 0 | 0.1 | 0 | 0 | 0 | 0 | 0 | 8 | 9 | 2038 | 2038-08-09 | 0 | 0 | 0 | 0 | 0 | 0 | 0
8 | 10 | 2038 | 2038-08-10 | 0 | 0.3 | 0.2 | 0 | 0 | 0 | 0 | 8 | 10 | 2038 | 2038-08-10 | 0 | 0 | 0 | 0 | 0 | 0 | 0
8 | 11 | 2038 | 2038-08-11 | 0 | 0.3 | 0.2 | 0 | 0 | 0 | 0 | 8 | 11 | 2038 | 2038-08-11 | 0 | 0 | 0 | 0 | 0 | 0 | 0
8 | 12 | 2038 | 2038-08-12 | 0.1 | 0 | 0 | 0 | 0.1 | 0 | 0 | 8 | 12 | 2038 | 2038-08-12 | 0 | 0 | 0 | 0 | 0 | 0 | 0
8 | 13 | 2038 | 2038-08-13 | 0 | 0 | 0 | 0 | 0 | 0 | 0 | 8 | 13 | 2038 | 2038-08-13 | 0 | 0 | 0 | 0 | 0 | 0 | 0
8 | 14 | 2038 | 2038-08-14 | 0 | 0 | 0 | 0 | 0 | 0 | 0 | 8 | 14 | 2038 | 2038-08-14 | 0 | 0 | 0 | 0 | 0 | 0 | 0
8 | 15 | 2038 | 2038-08-15 | 0 | 0 | 0 | 0 | 0 | 0 | 0 | 8 | 15 | 2038 | 2038-08-15 | 0 | 0 | 0 | 0 | 0 | 0 | 0
8 | 16 | 2038 | 2038-08-16 | 0 | 0 | 0 | 0 | 0.3 | 0 | 0 | 8 | 16 | 2038 | 2038-08-16 | 0 | 0 | 0 | 0 | 0 | 0 | 0
8 | 17 | 2038 | 2038-08-17 | 0.2 | 0 | 0 | 0 | 0.2 | 0 | 0 | 8 | 17 | 2038 | 2038-08-17 | 0 | 0 | 0 | 0 | 0 | 0 | 0
8 | 18 | 2038 | 2038-08-18 | 0.3 | 0 | 0 | 0.1 | 0 | 0 | 0 | 8 | 18 | 2038 | 2038-08-18 | 0 | 0 | 0 | 0 | 0 | 0 | 0
8 | 19 | 2038 | 2038-08-19 | 0 | 0.1 | 0.2 | 0 | 0.3 | 0 | 0 | 8 | 19 | 2038 | 2038-08-19 | 0 | 0 | 0 | 0 | 0 | 0 | 0
8 | 20 | 2038 | 2038-08-20 | 0.2 | 0.4 | 0.1 | 0 | 0.3 | 0 | 0 | 8 | 20 | 2038 | 2038-08-20 | 0 | 0 | 0 | 0 | 0 | 0 | 0
8 | 21 | 2038 | 2038-08-21 | 0.3 | 0.1 | 0 | 0 | 0.4 | 0 | 0 | 8 | 21 | 2038 | 2038-08-21 | 2.5 | 0 | 0 | 0 | 0 | 0 | 0
8 | 22 | 2038 | 2038-08-22 | 0.1 | 0.1 | 0.3 | 0 | 0.8 | 0 | 0 | 8 | 22 | 2038 | 2038-08-22 | 1.5 | 0 | 0 | 0 | 1.5 | 0 | 0
8 | 23 | 2038 | 2038-08-23 | 0.3 | 0.1 | 0.2 | 0 | 0.4 | 0 | 0 | 8 | 23 | 2038 | 2038-08-23 | 0 | 0 | 0 | 0 | 0 | 0 | 0
8 | 24 | 2038 | 2038-08-24 | 0.4 | 0.4 | 0.1 | 0 | 0.6 | 0 | 0 | 8 | 24 | 2038 | 2038-08-24 | 3.5 | 0 | 0 | 0 | 0 | 0 | 0
8 | 25 | 2038 | 2038-08-25 | 0.4 | 0.1 | 0 | 0 | 0.5 | 0 | 0 | 8 | 25 | 2038 | 2038-08-25 | 3 | 0 | 0 | 0 | 0 | 0 | 0
8 | 26 | 2038 | 2038-08-26 | 0.4 | 0 | 0 | 0 | 0.3 | 0 | 0 | 8 | 26 | 2038 | 2038-08-26 | 0 | 0 | 0 | 0 | 0 | 0 | 0
8 | 27 | 2038 | 2038-08-27 | 0 | 0 | 0 | 0 | 0.3 | 0 | 0 | 8 | 27 | 2038 | 2038-08-27 | 0 | 0 | 0 | 0 | 0 | 0 | 0
8 | 28 | 2038 | 2038-08-28 | 0 | 0 | 0.2 | 0 | 0 | 0 | 0 | 8 | 28 | 2038 | 2038-08-28 | 0 | 0 | 0 | 0 | 0 | 0 | 0
8 | 29 | 2038 | 2038-08-29 | 0 | 0.1 | 0 | 0 | 0 | 0 | 0 | 8 | 29 | 2038 | 2038-08-29 | 0 | 0 | 0 | 0 | 0 | 0 | 0
8 | 30 | 2038 | 2038-08-30 | 0 | 0.2 | 0.1 | 0 | 0.3 | 0 | 0 | 8 | 30 | 2038 | 2038-08-30 | 1 | 0 | 0.5 | 0 | 0.5 | 0 | 0
8 | 31 | 2038 | 2038-08-31 | 0.2 | 0.1 | 0.1 | 0 | 0.6 | 0 | 0.1 | 8 | 31 | 2038 | 2038-08-31 | 5.5 | 0 | 0 | 0 | 2.5 | 0 | 0
9 | 1 | 2038 | 2038-09-01 | 0.3 | 0.2 | 0.2 | 0.1 | 0.9 | 0 | 0 | 9 | 1 | 2038 | 2038-09-01 | 4 | 0 | 0 | 0 | 0 | 0 | 0
9 | 2 | 2038 | 2038-09-02 | 0.9 | 0 | 0.1 | 0 | 0.9 | 0.1 | 0.1 | 9 | 2 | 2038 | 2038-09-02 | 0 | 1 | 3 | 0 | 0 | 0 | 0
9 | 3 | 2038 | 2038-09-03 | 0.5 | 0.3 | 0.3 | 0 | 0.4 | 0.2 | 0.1 | 9 | 3 | 2038 | 2038-09-03 | 7 | 1.5 | 3 | 0 | 3 | 0 | 0
9 | 4 | 2038 | 2038-09-04 | 0.6 | 0 | 0 | 0 | 0.3 | 0 | 0.1 | 9 | 4 | 2038 | 2038-09-04 | 8 | 3 | 1 | 0 | 6 | 0 | 0
9 | 5 | 2038 | 2038-09-05 | 0.9 | 0.1 | 0 | 0 | 0.6 | 0 | 0 | 9 | 5 | 2038 | 2038-09-05 | 5 | 0 | 0 | 0 | 1.5 | 0 | 0
9 | 6 | 2038 | 2038-09-06 | 0.5 | 0.1 | 0.1 | 0 | 1.3 | 0 | 0 | 9 | 6 | 2038 | 2038-09-06 | 1.5 | 0 | 0 | 0 | 1 | 0 | 0
9 | 7 | 2038 | 2038-09-07 | 0.8 | 0 | 0.3 | 0 | 1 | 0 | 0.2 | 9 | 7 | 2038 | 2038-09-07 | 0 | 0 | 0 | 0 | 0 | 0 | 0
9 | 8 | 2038 | 2038-09-08 | 0.9 | 0.2 | 0.4 | 0 | 1.1 | 0 | 0.3 | 9 | 8 | 2038 | 2038-09-08 | 0.5 | 0 | 1 | 0 | 0 | 0 | 0
9 | 9 | 2038 | 2038-09-09 | 1 | 0.5 | 1.2 | 0.2 | 1.2 | 0 | 0.1 | 9 | 9 | 2038 | 2038-09-09 | 4 | 0 | 0 | 0 | 3 | 0 | 0
9 | 10 | 2038 | 2038-09-10 | 1.7 | 0.5 | 0.7 | 0.2 | 2 | 0 | 0.3 | 9 | 10 | 2038 | 2038-09-10 | 5.5 | 0 | 0 | 0 | 5.5 | 0 | 0
9 | 11 | 2038 | 2038-09-11 | 2.2 | 0.5 | 1.1 | 0.1 | 2.5 | 0 | 0.9 | 9 | 11 | 2038 | 2038-09-11 | 11 | 0 | 0 | 7 | 7 | 1.5 | 4.5
9 | 12 | 2038 | 2038-09-12 | 2.7 | 0.7 | 1.2 | 0.5 | 1.9 | 0.1 | 1.1 | 9 | 12 | 2038 | 2038-09-12 | 12.5 | 4 | 0 | 3.5 | 8.5 | 0 | 3
9 | 13 | 2038 | 2038-09-13 | 1.2 | 0.9 | 1.1 | 0.1 | 1.8 | 0 | 0.3 | 9 | 13 | 2038 | 2038-09-13 | 6 | 1.5 | 0 | 0 | 6.5 | 0 | 0
9 | 14 | 2038 | 2038-09-14 | 1.4 | 0.3 | 0.6 | 0 | 1.1 | 0 | 0.1 | 9 | 14 | 2038 | 2038-09-14 | 2.5 | 0 | 0 | 0 | 3.5 | 0 | 0
9 | 15 | 2038 | 2038-09-15 | 1.4 | 0.8 | 0.7 | 0.2 | 0.9 | 0 | 0.2 | 9 | 15 | 2038 | 2038-09-15 | 0 | 0 | 0 | 0 | 0 | 0 | 0
9 | 16 | 2038 | 2038-09-16 | 1.4 | 1.2 | 0.8 | 0.1 | 1.6 | 0 | 0.3 | 9 | 16 | 2038 | 2038-09-16 | 0 | 0.5 | 0 | 0 | 0 | 0 | 0
9 | 17 | 2038 | 2038-09-17 | 3 | 1.7 | 1.9 | 0.4 | 3.3 | 0.1 | 1.6 | 9 | 17 | 2038 | 2038-09-17 | 0 | 0 | 0 | 0 | 0 | 0 | 0
9 | 18 | 2038 | 2038-09-18 | 2.5 | 1.4 | 1.3 | 0.4 | 2.5 | 0.2 | 1.2 | 9 | 18 | 2038 | 2038-09-18 | 0 | 0 | 0 | 0 | 0 | 0 | 0
9 | 19 | 2038 | 2038-09-19 | 1.8 | 1 | 0.9 | 0.1 | 1.1 | 0 | 0.6 | 9 | 19 | 2038 | 2038-09-19 | 0 | 0 | 0 | 0 | 0 | 0 | 0
9 | 20 | 2038 | 2038-09-20 | 1.3 | 1.8 | 1.4 | 0 | 1.3 | 0 | 0.6 | 9 | 20 | 2038 | 2038-09-20 | 0 | 0 | 0 | 0 | 0 | 0 | 0
9 | 21 | 2038 | 2038-09-21 | 2.7 | 2.1 | 1.9 | 0.2 | 2.3 | 0 | 0.6 | 9 | 21 | 2038 | 2038-09-21 | 0 | 0 | 0 | 0 | 0 | 0 | 0
9 | 22 | 2038 | 2038-09-22 | 3.1 | 1.8 | 1.4 | 0.2 | 2.3 | 0.1 | 0.6 | 9 | 22 | 2038 | 2038-09-22 | 0 | 0 | 0 | 0 | 0 | 0 | 0
9 | 23 | 2038 | 2038-09-23 | 3.8 | 1.6 | 1.8 | 0.5 | 3 | 0.2 | 1.2 | 9 | 23 | 2038 | 2038-09-23 | 0 | 0 | 2 | 0 | 0 | 0 | 0
9 | 24 | 2038 | 2038-09-24 | 4.3 | 2.2 | 2.4 | 1.3 | 3.7 | 0.7 | 2 | 9 | 24 | 2038 | 2038-09-24 | 0 | 0 | 1 | 0 | 0 | 0 | 0
9 | 25 | 2038 | 2038-09-25 | 3.9 | 2.4 | 2.4 | 0.7 | 2.6 | 0.5 | 1.5 | 9 | 25 | 2038 | 2038-09-25 | 6.5 | 0 | 0 | 0 | 6.5 | 0 | 3
9 | 26 | 2038 | 2038-09-26 | 3.8 | 2.2 | 2.6 | 0.5 | 3.2 | 0.3 | 1.8 | 9 | 26 | 2038 | 2038-09-26 | 6.5 | 0 | 0.5 | 0 | 8.5 | 0 | 1.5
9 | 27 | 2038 | 2038-09-27 | 4.7 | 3.2 | 3.7 | 1.3 | 5.1 | 0.5 | 3 | 9 | 27 | 2038 | 2038-09-27 | 1.5 | 2 | 2 | 3 | 6 | 0 | 0
9 | 28 | 2038 | 2038-09-28 | 5.8 | 3.4 | 4.1 | 2.9 | 6.4 | 1.4 | 4.1 | 9 | 28 | 2038 | 2038-09-28 | 3.5 | 4 | 3.5 | 0 | 1.5 | 0 | 0
9 | 29 | 2038 | 2038-09-29 | 6.9 | 3.6 | 3.5 | 2.5 | 6.5 | 1.1 | 3.3 | 9 | 29 | 2038 | 2038-09-29 | 4.5 | 2.5 | 7.5 | 0 | 5 | 0 | 0
9 | 30 | 2038 | 2038-09-30 | 5.6 | 3.5 | 3.1 | 2.5 | 5.7 | 0.9 | 2.7 | 9 | 30 | 2038 | 2038-09-30 | 12.5 | 1.5 | 5 | 0 | 6.5 | 0 | 2.5
10 | 1 | 2038 | 2038-10-01 | 6.2 | 4.2 | 2.9 | 3 | 6.7 | 1.5 | 3.4 | 10 | 1 | 2038 | 2038-10-01 | 14.5 | 4 | 5.5 | 4.5 | 10.5 | 1 | 5.5
10 | 2 | 2038 | 2038-10-02 | 6.7 | 3.8 | 3.1 | 2.6 | 6.2 | 1.8 | 4.2 | 10 | 2 | 2038 | 2038-10-02 | 13 | 5.5 | 4.5 | 5 | 9 | 1.5 | 4
10 | 3 | 2038 | 2038-10-03 | 5.8 | 3.6 | 3.3 | 2.1 | 5.5 | 1.4 | 3.5 | 10 | 3 | 2038 | 2038-10-03 | 10.5 | 3 | 3.5 | 1.5 | 5.5 | 0 | 4.5
10 | 4 | 2038 | 2038-10-04 | 6.5 | 3.8 | 4 | 2 | 5.2 | 1.4 | 3.1 | 10 | 4 | 2038 | 2038-10-04 | 8 | 0 | 0 | 0 | 0 | 0 | 0
10 | 5 | 2038 | 2038-10-05 | 5.4 | 3.6 | 3.6 | 2.1 | 3.8 | 1.2 | 2.7 | 10 | 5 | 2038 | 2038-10-05 | 3.5 | 0 | 0.5 | 0 | 0 | 0 | 0
10 | 6 | 2038 | 2038-10-06 | 6.7 | 3.9 | 4.2 | 2.5 | 5.6 | 2 | 3.2 | 10 | 6 | 2038 | 2038-10-06 | 1.5 | 0 | 0 | 0 | 0 | 0 | 0
10 | 7 | 2038 | 2038-10-07 | 6 | 3.2 | 3.5 | 3.3 | 5.5 | 1.6 | 3.5 | 10 | 7 | 2038 | 2038-10-07 | 1.5 | 1 | 0 | 0 | 0 | 0 | 0
10 | 8 | 2038 | 2038-10-08 | 6.1 | 4.1 | 3.5 | 2.6 | 5.2 | 1.1 | 3.2 | 10 | 8 | 2038 | 2038-10-08 | 4 | 3 | 2 | 0 | 2 | 0 | 0
10 | 9 | 2038 | 2038-10-09 | 8.4 | 5.6 | 4.5 | 3.3 | 7.4 | 2.3 | 3.8 | 10 | 9 | 2038 | 2038-10-09 | 10.5 | 1 | 5.5 | 0 | 8 | 0 | 0
10 | 10 | 2038 | 2038-10-10 | 10.5 | 5.6 | 5.2 | 4.1 | 8.4 | 2.5 | 4.5 | 10 | 10 | 2038 | 2038-10-10 | 8.5 | 5 | 5.5 | 0 | 4.5 | 0 | 1
10 | 11 | 2038 | 2038-10-11 | 9.9 | 5.1 | 4.6 | 4.5 | 7.9 | 2.8 | 5.4 | 10 | 11 | 2038 | 2038-10-11 | 7.5 | 3 | 6.5 | 0 | 5.5 | 0 | 0
10 | 12 | 2038 | 2038-10-12 | 10.8 | 6.4 | 5.5 | 5.3 | 7.9 | 3.4 | 5.5 | 10 | 12 | 2038 | 2038-10-12 | 12 | 5 | 7 | 1.5 | 10 | 0 | 7
10 | 13 | 2038 | 2038-10-13 | 10.9 | 6.6 | 5.8 | 6 | 8.5 | 4.4 | 5.7 | 10 | 13 | 2038 | 2038-10-13 | 12.5 | 0 | 6 | 0 | 0.5 | 0 | 4.5
10 | 14 | 2038 | 2038-10-14 | 10.8 | 6.7 | 5.7 | 7 | 8.4 | 4.6 | 6.5 | 10 | 14 | 2038 | 2038-10-14 | 9 | 4 | 6.5 | 1 | 6 | 0 | 0
10 | 15 | 2038 | 2038-10-15 | 10.2 | 6.4 | 5.7 | 6.2 | 9.5 | 3.2 | 6 | 10 | 15 | 2038 | 2038-10-15 | 17.5 | 5.5 | 6.5 | 5.5 | 9 | 4 | 6.5
10 | 16 | 2038 | 2038-10-16 | 9.3 | 5.4 | 6 | 3.7 | 7.9 | 3.1 | 4.4 | 10 | 16 | 2038 | 2038-10-16 | 17.5 | 1 | 4 | 5 | 6 | 3.5 | 7.5
10 | 17 | 2038 | 2038-10-17 | 10.1 | 6 | 5.2 | 5.8 | 7.9 | 4.5 | 7.1 | 10 | 17 | 2038 | 2038-10-17 | 14 | 3 | 8.5 | 8.5 | 6 | 8 | 6
10 | 18 | 2038 | 2038-10-18 | 12.9 | 7.5 | 7.3 | 7.1 | 9.1 | 5.4 | 9.1 | 10 | 18 | 2038 | 2038-10-18 | 7 | 0 | 2.5 | 0 | 2.5 | 0 | 2.5
10 | 19 | 2038 | 2038-10-19 | 13.4 | 9.4 | 7.5 | 7.5 | 10.6 | 6.5 | 9.3 | 10 | 19 | 2038 | 2038-10-19 | 13 | 0 | 0 | 2 | 4 | 2 | 1.5
10 | 20 | 2038 | 2038-10-20 | 13.1 | 8.7 | 7.8 | 8.8 | 11.8 | 6.2 | 9.3 | 10 | 20 | 2038 | 2038-10-20 | 3 | 0.5 | 2.5 | 6.5 | 10.5 | 0.5 | 9
10 | 21 | 2038 | 2038-10-21 | 14.5 | 8.1 | 8.5 | 7.3 | 11.9 | 6 | 9 | 10 | 21 | 2038 | 2038-10-21 | 14 | 1 | 4.5 | 7.5 | 14.5 | 3.5 | 8
10 | 22 | 2038 | 2038-10-22 | 14.3 | 9 | 9.4 | 8.5 | 12.5 | 7.5 | 10.2 | 10 | 22 | 2038 | 2038-10-22 | 15 | 2 | 6.5 | 5 | 6 | 0 | 7.5
10 | 23 | 2038 | 2038-10-23 | 15.2 | 8.8 | 8.8 | 8.5 | 11.2 | 7.4 | 10.8 | 10 | 23 | 2038 | 2038-10-23 | 8.5 | 7.5 | 10 | 5 | 11 | 0 | 7.5
10 | 24 | 2038 | 2038-10-24 | 16.7 | 8.1 | 9.2 | 9.1 | 12.4 | 8.2 | 12.7 | 10 | 24 | 2038 | 2038-10-24 | 15.5 | 10 | 10.5 | 9 | 10.5 | 5.5 | 13.5
10 | 25 | 2038 | 2038-10-25 | 16.3 | 9.6 | 10.4 | 9.3 | 14 | 8.4 | 12.1 | 10 | 25 | 2038 | 2038-10-25 | 9.5 | 5 | 10 | 0 | 6 | 3 | 6
10 | 26 | 2038 | 2038-10-26 | 15.2 | 9.9 | 11.2 | 8.9 | 12.6 | 7.8 | 13.2 | 10 | 26 | 2038 | 2038-10-26 | 20.5 | 13 | 14 | 8.5 | 20 | 8 | 11.5
10 | 27 | 2038 | 2038-10-27 | 15.6 | 9.1 | 10.1 | 8.9 | 13.5 | 7.5 | 12.1 | 10 | 27 | 2038 | 2038-10-27 | 24.5 | 13 | 14 | 12.5 | 19.5 | 10 | 15
10 | 28 | 2038 | 2038-10-28 | 17.2 | 9.4 | 10.1 | 10 | 12 | 7.9 | 12.6 | 10 | 28 | 2038 | 2038-10-28 | 17 | 4 | 8.5 | 5.5 | 11.5 | 3.5 | 12
10 | 29 | 2038 | 2038-10-29 | 16.6 | 9.1 | 10.6 | 10.7 | 13.4 | 8.9 | 13.1 | 10 | 29 | 2038 | 2038-10-29 | 16.5 | 5.5 | 7 | 6.5 | 13.5 | 2 | 11
10 | 30 | 2038 | 2038-10-30 | 17.8 | 8.8 | 9.9 | 10.8 | 14.1 | 10.1 | 13.3 | 10 | 30 | 2038 | 2038-10-30 | 9.5 | 4 | 7.5 | 3.5 | 5 | 6.5 | 5.5
10 | 31 | 2038 | 2038-10-31 | 17.6 | 8 | 10.3 | 9.9 | 13 | 8.5 | 12.9 | 10 | 31 | 2038 | 2038-10-31 | 5 | 13 | 13.5 | 8.5 | 15 | 5 | 10
11 | 1 | 2038 | 2038-11-01 | 18.4 | 9.4 | 11.5 | 10.9 | 14.4 | 7.8 | 13 | 11 | 1 | 2038 | 2038-11-01 | 19.5 | 14 | 15.5 | 14.5 | 19.5 | 14.5 | 10.5
11 | 2 | 2038 | 2038-11-02 | 20.4 | 10 | 12.5 | 12.1 | 15.3 | 10.6 | 15.3 | 11 | 2 | 2038 | 2038-11-02 | 20.5 | 11 | 13.5 | 10.5 | 19 | 10.5 | 14
11 | 3 | 2038 | 2038-11-03 | 21.6 | 11.6 | 13.3 | 14.2 | 15.8 | 12.8 | 16.9 | 11 | 3 | 2038 | 2038-11-03 | 21 | 6.5 | 7 | 7 | 12.5 | 5 | 10.5
11 | 4 | 2038 | 2038-11-04 | 20.4 | 12 | 13.5 | 13.8 | 14.9 | 13.1 | 16.3 | 11 | 4 | 2038 | 2038-11-04 | 20 | 6 | 8.5 | 4 | 10 | 2.5 | 3
11 | 5 | 2038 | 2038-11-05 | 17.7 | 10.6 | 12.2 | 12.7 | 12.1 | 11.6 | 15.6 | 11 | 5 | 2038 | 2038-11-05 | 14.5 | 9 | 8.5 | 0.5 | 8 | 0 | 10.5
11 | 6 | 2038 | 2038-11-06 | 17.3 | 10.4 | 12.4 | 11.2 | 11.9 | 12.1 | 14.7 | 11 | 6 | 2038 | 2038-11-06 | 7.5 | 3 | 7 | 2 | 8 | 0 | 4.5
11 | 7 | 2038 | 2038-11-07 | 18.9 | 10.7 | 13.1 | 13.4 | 14.4 | 13 | 17.1 | 11 | 7 | 2038 | 2038-11-07 | 22.5 | 11.5 | 14.5 | 13 | 18 | 10.5 | 14
11 | 8 | 2038 | 2038-11-08 | 20.5 | 12.9 | 13.8 | 14.8 | 16.7 | 14.4 | 17.9 | 11 | 8 | 2038 | 2038-11-08 | 24 | 16 | 14.5 | 15.5 | 13.5 | 11.5 | 17
11 | 9 | 2038 | 2038-11-09 | 20.9 | 13.8 | 13.8 | 14.9 | 16.9 | 14.2 | 18.1 | 11 | 9 | 2038 | 2038-11-09 | 22.5 | 15 | 11 | 12 | 12 | 8.5 | 12
11 | 10 | 2038 | 2038-11-10 | 22.2 | 13.9 | 14.9 | 16.7 | 19.2 | 14.6 | 18.7 | 11 | 10 | 2038 | 2038-11-10 | 27.5 | 16.5 | 12.5 | 22.5 | 24 | 19 | 19.5
11 | 11 | 2038 | 2038-11-11 | 24.3 | 15.1 | 15.6 | 17.2 | 21.4 | 16.1 | 19.9 | 11 | 11 | 2038 | 2038-11-11 | 36 | 20 | 22 | 33.5 | 34 | 29 | 24.5
11 | 12 | 2038 | 2038-11-12 | 25.6 | 14.6 | 16.2 | 17.9 | 20.8 | 16.4 | 20.8 | 11 | 12 | 2038 | 2038-11-12 | 43 | 21 | 25 | 39.5 | 45 | 34 | 33.5
11 | 13 | 2038 | 2038-11-13 | 24.7 | 14.1 | 15.2 | 17.6 | 21.5 | 16.6 | 20.5 | 11 | 13 | 2038 | 2038-11-13 | 43.5 | 21 | 27 | 43.5 | 41.5 | 39 | 32.5
11 | 14 | 2038 | 2038-11-14 | 23.9 | 14.7 | 15.6 | 19 | 22.4 | 17 | 20.8 | 11 | 14 | 2038 | 2038-11-14 | 44.5 | 23 | 27 | 44 | 51 | 39 | 32.5
11 | 15 | 2038 | 2038-11-15 | 26.7 | 15.5 | 16.7 | 19.2 | 22.2 | 18.4 | 21.5 | 11 | 15 | 2038 | 2038-11-15 | 53 | 25 | 26 | 48 | 59.5 | 41 | 34.5
11 | 16 | 2038 | 2038-11-16 | 25.1 | 15.1 | 16.2 | 19.8 | 21.4 | 18 | 20.3 | 11 | 16 | 2038 | 2038-11-16 | 53.5 | 24.5 | 25.5 | 48.5 | 58.5 | 41 | 38
11 | 17 | 2038 | 2038-11-17 | 24.5 | 14.9 | 15.2 | 18.2 | 19.9 | 16.3 | 19.6 | 11 | 17 | 2038 | 2038-11-17 | 49.5 | 24 | 23.5 | 47.5 | 49 | 40.5 | 35.5
11 | 18 | 2038 | 2038-11-18 | 25.2 | 14.8 | 15 | 18.6 | 20.7 | 17.9 | 20.1 | 11 | 18 | 2038 | 2038-11-18 | 48 | 21 | 25 | 49 | 45 | 40.5 | 39
11 | 19 | 2038 | 2038-11-19 | 27.5 | 16.8 | 17 | 21.3 | 24.6 | 18.9 | 21.5 | 11 | 19 | 2038 | 2038-11-19 | 43.5 | 17.5 | 19 | 45 | 39.5 | 39.5 | 35.5
11 | 20 | 2038 | 2038-11-20 | 27.7 | 17.9 | 17.9 | 23 | 24.4 | 19.8 | 23.4 | 11 | 20 | 2038 | 2038-11-20 | 30.5 | 12 | 15.5 | 33 | 29 | 30 | 31
11 | 21 | 2038 | 2038-11-21 | 29.2 | 19.1 | 20 | 22.1 | 24.2 | 20.4 | 25.5 | 11 | 21 | 2038 | 2038-11-21 | 28.5 | 8 | 13.5 | 18.5 | 22 | 15 | 32
11 | 22 | 2038 | 2038-11-22 | 28.3 | 19.6 | 19.5 | 21.6 | 24.9 | 20.5 | 25.1 | 11 | 22 | 2038 | 2038-11-22 | 22.5 | 11.5 | 17 | 15 | 23 | 15 | 22
11 | 23 | 2038 | 2038-11-23 | 26.4 | 18.2 | 17.8 | 21.2 | 23.3 | 19.1 | 22.7 | 11 | 23 | 2038 | 2038-11-23 | 28 | 14 | 15.5 | 15 | 24 | 14 | 20.5
11 | 24 | 2038 | 2038-11-24 | 24.5 | 16.4 | 15.7 | 18.4 | 19.8 | 16.3 | 21.1 | 11 | 24 | 2038 | 2038-11-24 | 29 | 14 | 16 | 16.5 | 22.5 | 13 | 24
11 | 25 | 2038 | 2038-11-25 | 24.1 | 15 | 15 | 16.4 | 18.6 | 14.1 | 20.8 | 11 | 25 | 2038 | 2038-11-25 | 18.5 | 15.5 | 9.5 | 5 | 13 | 10 | 18
11 | 26 | 2038 | 2038-11-26 | 23.8 | 15.1 | 16.3 | 15.3 | 18.4 | 13.5 | 19.2 | 11 | 26 | 2038 | 2038-11-26 | 19.5 | 10 | 6.5 | 4 | 17 | 8 | 18
11 | 27 | 2038 | 2038-11-27 | 24.8 | 16.3 | 16 | 15.7 | 19.2 | 15.8 | 22.3 | 11 | 27 | 2038 | 2038-11-27 | 16 | 4.5 | 7 | 2.5 | 8.5 | 3.5 | 10.5
11 | 28 | 2038 | 2038-11-28 | 27.1 | 18.3 | 18.2 | 19.3 | 22.3 | 18.4 | 25 | 11 | 28 | 2038 | 2038-11-28 | 13 | 19 | 16 | 9.5 | 14.5 | 4.5 | 9.5
11 | 29 | 2038 | 2038-11-29 | 31.2 | 19.4 | 19.6 | 22.6 | 24.7 | 21.4 | 26.6 | 11 | 29 | 2038 | 2038-11-29 | 27 | 35.5 | 29.5 | 30.5 | 29 | 28.5 | 29.5
11 | 30 | 2038 | 2038-11-30 | 30.3 | 19.2 | 20.1 | 25.5 | 26.7 | 23.9 | 27.8 | 11 | 30 | 2038 | 2038-11-30 | 41 | 34.5 | 30.5 | 46.5 | 38.5 | 49 | 38.5
12 | 1 | 2038 | 2038-12-01 | 31 | 19.3 | 20.4 | 25.2 | 25.9 | 24.1 | 28.3 | 12 | 1 | 2038 | 2038-12-01 | 36 | 32.5 | 32 | 44.5 | 34 | 41.5 | 40.5
12 | 2 | 2038 | 2038-12-02 | 30.4 | 19.3 | 19.8 | 23.8 | 23.3 | 23.7 | 27.9 | 12 | 2 | 2038 | 2038-12-02 | 32 | 29 | 29 | 37 | 32 | 35.5 | 40
12 | 3 | 2038 | 2038-12-03 | 29.7 | 17.7 | 19.6 | 23 | 23.7 | 21.9 | 27 | 12 | 3 | 2038 | 2038-12-03 | 27.5 | 25 | 19 | 35.5 | 37.5 | 33.5 | 35
12 | 4 | 2038 | 2038-12-04 | 29.8 | 17.8 | 19.3 | 23.3 | 23.7 | 21.9 | 26.3 | 12 | 4 | 2038 | 2038-12-04 | 25 | 23 | 20 | 31.5 | 26.5 | 30 | 27.5
12 | 5 | 2038 | 2038-12-05 | 30.4 | 18.7 | 19.8 | 23.3 | 25.1 | 24.4 | 28.4 | 12 | 5 | 2038 | 2038-12-05 | 23.5 | 20.5 | 14.5 | 29.5 | 31.5 | 28 | 25
12 | 6 | 2038 | 2038-12-06 | 30.3 | 17.9 | 19.5 | 24.4 | 25 | 24.3 | 27.8 | 12 | 6 | 2038 | 2038-12-06 | 20.5 | 14 | 11.5 | 21.5 | 21.5 | 19 | 23
12 | 7 | 2038 | 2038-12-07 | 31.4 | 18.8 | 19.9 | 25.1 | 25.5 | 24.4 | 28.2 | 12 | 7 | 2038 | 2038-12-07 | 24 | 15 | 14 | 25.5 | 21.5 | 22 | 25
12 | 8 | 2038 | 2038-12-08 | 30.1 | 18.5 | 20.3 | 24.1 | 24 | 24.5 | 28.5 | 12 | 8 | 2038 | 2038-12-08 | 18.5 | 8 | 11 | 24 | 18.5 | 22 | 18.5
12 | 9 | 2038 | 2038-12-09 | 29.5 | 17.6 | 18.6 | 24.1 | 24 | 23.2 | 25.4 | 12 | 9 | 2038 | 2038-12-09 | 16 | 3 | 8.5 | 13 | 8.5 | 11 | 18
12 | 10 | 2038 | 2038-12-10 | 29.7 | 16.7 | 18.2 | 22 | 23.4 | 21.2 | 25 | 12 | 10 | 2038 | 2038-12-10 | 13 | 1.5 | 6.5 | 5 | 7.5 | 0 | 14
12 | 11 | 2038 | 2038-12-11 | 29.1 | 16.2 | 17.3 | 20.7 | 23.4 | 19.8 | 24.5 | 12 | 11 | 2038 | 2038-12-11 | 10.5 | 7 | 11 | 4 | 10.5 | 1 | 15.5
12 | 12 | 2038 | 2038-12-12 | 30.4 | 15.9 | 17.8 | 21.8 | 24.9 | 21 | 24.4 | 12 | 12 | 2038 | 2038-12-12 | 19.5 | 12.5 | 14.5 | 13.5 | 24.5 | 8.5 | 19
12 | 13 | 2038 | 2038-12-13 | 31.1 | 15.2 | 16.8 | 22.4 | 25.5 | 20.7 | 25.9 | 12 | 13 | 2038 | 2038-12-13 | 27.5 | 19 | 22.5 | 19.5 | 26 | 17.5 | 20
12 | 14 | 2038 | 2038-12-14 | 30 | 15.2 | 17.2 | 21.6 | 24.7 | 21 | 26 | 12 | 14 | 2038 | 2038-12-14 | 35 | 20.5 | 21 | 28.5 | 29 | 26 | 26.5
12 | 15 | 2038 | 2038-12-15 | 29.2 | 16.9 | 17.9 | 21.3 | 24.8 | 21.7 | 24.9 | 12 | 15 | 2038 | 2038-12-15 | 32.5 | 21.5 | 22 | 29 | 32 | 28.5 | 24
12 | 16 | 2038 | 2038-12-16 | 31.1 | 17.5 | 19.2 | 23 | 27.6 | 21.9 | 26.9 | 12 | 16 | 2038 | 2038-12-16 | 25 | 18 | 20 | 25.5 | 30 | 25.5 | 21.5
12 | 17 | 2038 | 2038-12-17 | 32.8 | 19.4 | 20.4 | 25.2 | 27 | 24 | 28.5 | 12 | 17 | 2038 | 2038-12-17 | 24.5 | 18 | 19 | 27 | 27 | 24.5 | 20
12 | 18 | 2038 | 2038-12-18 | 32.4 | 19.4 | 19.7 | 25.1 | 26.7 | 24.1 | 28.3 | 12 | 18 | 2038 | 2038-12-18 | 24 | 11.5 | 14.5 | 21.5 | 20 | 20.5 | 19
12 | 19 | 2038 | 2038-12-19 | 30.7 | 16.8 | 18.3 | 22.5 | 24.6 | 21.5 | 28.1 | 12 | 19 | 2038 | 2038-12-19 | 23 | 11.5 | 15.5 | 18 | 20 | 14 | 20.5
12 | 20 | 2038 | 2038-12-20 | 30.7 | 15.9 | 18 | 23.8 | 24.3 | 22.3 | 26.6 | 12 | 20 | 2038 | 2038-12-20 | 24.5 | 10 | 11.5 | 12.5 | 16.5 | 10.5 | 20
12 | 21 | 2038 | 2038-12-21 | 68.81 | 41.69 | 40.78 | 58.15 | 59.53 | 60.73 | 56.55 | 12 | 21 | 2038 | 2038-12-21 | 20 | 8.5 | 10 | 7 | 16.5 | 6.5 | 10.5
12 | 22 | 2038 | 2038-12-22 | 28.9 | 16.1 | 16 | 19.3 | 22.8 | 18.2 | 25.5 | 12 | 22 | 2038 | 2038-12-22 | 25 | 17 | 20 | 16.5 | 19 | 13 | 16
12 | 23 | 2038 | 2038-12-23 | 28.2 | 16.5 | 16.3 | 19 | 22.6 | 17.3 | 24.3 | 12 | 23 | 2038 | 2038-12-23 | 28 | 13.5 | 15.5 | 16 | 17 | 12 | 19.5
12 | 24 | 2038 | 2038-12-24 | 28.7 | 16.3 | 17.4 | 18.7 | 23.2 | 17.8 | 24.7 | 12 | 24 | 2038 | 2038-12-24 | 26 | 15.5 | 23.5 | 16.5 | 22.5 | 14.5 | 21.5
12 | 25 | 2038 | 2038-12-25 | 29.9 | 18.3 | 17.9 | 20.1 | 24.2 | 19.8 | 25.3 | 12 | 25 | 2038 | 2038-12-25 | 30.5 | 22 | 23.5 | 22.5 | 26.5 | 20.5 | 21.5
12 | 26 | 2038 | 2038-12-26 | 28.6 | 18 | 17.4 | 20.5 | 23.1 | 20.6 | 25.6 | 12 | 26 | 2038 | 2038-12-26 | 34.5 | 23 | 20.5 | 24.5 | 29 | 22 | 26.5
12 | 27 | 2038 | 2038-12-27 | 29.4 | 17.6 | 17.6 | 20 | 22.3 | 20.5 | 25.1 | 12 | 27 | 2038 | 2038-12-27 | 36.5 | 17 | 21 | 21 | 30 | 19 | 25
12 | 28 | 2038 | 2038-12-28 | 29.5 | 15.8 | 17.1 | 19.1 | 23.2 | 18.3 | 24.3 | 12 | 28 | 2038 | 2038-12-28 | 35.5 | 21 | 23.5 | 24 | 27.5 | 23.5 | 26
12 | 29 | 2038 | 2038-12-29 | 30.2 | 17.1 | 17.7 | 22.1 | 26.1 | 21.3 | 25.1 | 12 | 29 | 2038 | 2038-12-29 | 37.5 | 27.5 | 24.5 | 34 | 39 | 30.5 | 29.5
12 | 30 | 2038 | 2038-12-30 | 32.4 | 17.7 | 17.8 | 23.9 | 25.7 | 22 | 26.2 | 12 | 30 | 2038 | 2038-12-30 | 51.5 | 32 | 31.5 | 47 | 55.5 | 40.5 | 39.5
12 | 31 | 2038 | 2038-12-31 | 33.4 | 19.3 | 17.9 | 23.8 | 27.1 | 22.9 | 26.1 | 12 | 31 | 2038 | 2038-12-31 | 53.5 | 30.5 | 31 | 46 | 55 | 40.5 | 41.5
1 | 1 | 2039 | 2039-01-01 | 34.3 | 19.7 | 19.6 | 25.1 | 28.7 | 23.9 | 27.2 | 1 | 1 | 2039 | 2039-01-01 | 54 | 29.5 | 30 | 45.5 | 48.5 | 40 | 41.5
1 | 2 | 2039 | 2039-01-02 | 34.4 | 20.1 | 20.3 | 24.7 | 28.8 | 23.2 | 27.6 | 1 | 2 | 2039 | 2039-01-02 | 51 | 24.5 | 29 | 39 | 38 | 37 | 39
1 | 3 | 2039 | 2039-01-03 | 33.7 | 20.4 | 19.9 | 24.5 | 26.6 | 23.4 | 28.8 | 1 | 3 | 2039 | 2039-01-03 | 42.5 | 29 | 22.5 | 31.5 | 27 | 32 | 38.5
1 | 4 | 2039 | 2039-01-04 | 33.3 | 19.9 | 19.7 | 26 | 26.2 | 24.2 | 29.5 | 1 | 4 | 2039 | 2039-01-04 | 37 | 18.5 | 18 | 25 | 23 | 22 | 31
1 | 5 | 2039 | 2039-01-05 | 33.9 | 18.4 | 18.6 | 25.4 | 25.4 | 24.1 | 27.9 | 1 | 5 | 2039 | 2039-01-05 | 30.5 | 16.5 | 9 | 11.5 | 14.5 | 8 | 16
1 | 6 | 2039 | 2039-01-06 | 34.5 | 20.4 | 19.4 | 25.6 | 25.7 | 23.7 | 29.2 | 1 | 6 | 2039 | 2039-01-06 | 28.5 | 15 | 11 | 17.5 | 14 | 15.5 | 18.5
1 | 7 | 2039 | 2039-01-07 | 35.5 | 20.4 | 20.1 | 26.8 | 26.2 | 25.6 | 29.3 | 1 | 7 | 2039 | 2039-01-07 | 27.5 | 18.5 | 19 | 25.5 | 16.5 | 23.5 | 24
1 | 8 | 2039 | 2039-01-08 | 34.6 | 20.5 | 19.3 | 26.1 | 25.7 | 26.2 | 28.3 | 1 | 8 | 2039 | 2039-01-08 | 34 | 19.5 | 18 | 28 | 28 | 26 | 27.5
1 | 9 | 2039 | 2039-01-09 | 33.8 | 18.9 | 18.6 | 25.9 | 26 | 25.2 | 27.5 | 1 | 9 | 2039 | 2039-01-09 | 31.5 | 19 | 19 | 27.5 | 27.5 | 25 | 25.5
1 | 10 | 2039 | 2039-01-10 | 33 | 18.3 | 18.4 | 25.2 | 24.9 | 24 | 25.3 | 1 | 10 | 2039 | 2039-01-10 | 28 | 19 | 16 | 24.5 | 22.5 | 23.5 | 23
1 | 11 | 2039 | 2039-01-11 | 32.8 | 16.7 | 17.3 | 24.5 | 24.2 | 22.9 | 24.7 | 1 | 11 | 2039 | 2039-01-11 | 26 | 17.5 | 14.5 | 25.5 | 24 | 25 | 23
1 | 12 | 2039 | 2039-01-12 | 31.6 | 16.8 | 17.4 | 23.1 | 22.6 | 21.4 | 24.9 | 1 | 12 | 2039 | 2039-01-12 | 26 | 18.5 | 14.5 | 26 | 24.5 | 24 | 22
1 | 13 | 2039 | 2039-01-13 | 30.5 | 17.4 | 18.5 | 23.4 | 23.2 | 20.7 | 25.2 | 1 | 13 | 2039 | 2039-01-13 | 28.5 | 20 | 18 | 23.5 | 21.5 | 21.5 | 22.5
1 | 14 | 2039 | 2039-01-14 | 32.1 | 18.4 | 18.9 | 24.5 | 24 | 22.7 | 27.3 | 1 | 14 | 2039 | 2039-01-14 | 30.5 | 22 | 21 | 26 | 27 | 23.5 | 23.5
1 | 15 | 2039 | 2039-01-15 | 32.2 | 18.3 | 17.9 | 23.1 | 24.1 | 21.4 | 26.7 | 1 | 15 | 2039 | 2039-01-15 | 31 | 18.5 | 23.5 | 25.5 | 25.5 | 24.5 | 25
1 | 16 | 2039 | 2039-01-16 | 31.2 | 18.1 | 18.3 | 22.6 | 23.9 | 21.6 | 25.9 | 1 | 16 | 2039 | 2039-01-16 | 32.5 | 15 | 16 | 18 | 18 | 15.5 | 32
1 | 17 | 2039 | 2039-01-17 | 30 | 18.5 | 18.4 | 21.4 | 22.4 | 20.1 | 25.6 | 1 | 17 | 2039 | 2039-01-17 | 31 | 18.5 | 19 | 19 | 16.5 | 21 | 30.5
1 | 18 | 2039 | 2039-01-18 | 30.6 | 18 | 18 | 21 | 23.2 | 18.6 | 24 | 1 | 18 | 2039 | 2039-01-18 | 26.5 | 10 | 10.5 | 13 | 17 | 14 | 15.5
1 | 19 | 2039 | 2039-01-19 | 30.3 | 17.5 | 17 | 20.1 | 21.3 | 19 | 24 | 1 | 19 | 2039 | 2039-01-19 | 25.5 | 15.5 | 17 | 17.5 | 21.5 | 14 | 19.5
1 | 20 | 2039 | 2039-01-20 | 29.6 | 16.5 | 16.4 | 20.1 | 21.9 | 18 | 22.8 | 1 | 20 | 2039 | 2039-01-20 | 32 | 18.5 | 19 | 21 | 25 | 20 | 21
1 | 21 | 2039 | 2039-01-21 | 29.3 | 15.8 | 15.9 | 20.5 | 21.5 | 18.4 | 23.3 | 1 | 21 | 2039 | 2039-01-21 | 36.5 | 22.5 | 23 | 30.5 | 23.5 | 29 | 33
1 | 22 | 2039 | 2039-01-22 | 29 | 16.2 | 16.8 | 19.5 | 21.1 | 17.5 | 23.6 | 1 | 22 | 2039 | 2039-01-22 | 35.5 | 17 | 17.5 | 29 | 22.5 | 27.5 | 26
1 | 23 | 2039 | 2039-01-23 | 29.4 | 15.4 | 16.6 | 20.2 | 20.8 | 18.5 | 22.8 | 1 | 23 | 2039 | 2039-01-23 | 28 | 9.5 | 11 | 27 | 20.5 | 22.5 | 24
1 | 24 | 2039 | 2039-01-24 | 27.5 | 15.3 | 16.4 | 19.2 | 20.9 | 18 | 23.8 | 1 | 24 | 2039 | 2039-01-24 | 25.5 | 6.5 | 6.5 | 11 | 10 | 10 | 15.5
1 | 25 | 2039 | 2039-01-25 | 28.2 | 15.4 | 17.1 | 18.6 | 20.9 | 16.5 | 22.3 | 1 | 25 | 2039 | 2039-01-25 | 26.5 | 9.5 | 11 | 14.5 | 6.5 | 20.5 | 22
1 | 26 | 2039 | 2039-01-26 | 30 | 15.6 | 16.6 | 19.7 | 23.5 | 18.3 | 22.1 | 1 | 26 | 2039 | 2039-01-26 | 23 | 11.5 | 10 | 25 | 8 | 24 | 24.5
1 | 27 | 2039 | 2039-01-27 | 30.4 | 16.5 | 17.3 | 21.2 | 23.2 | 19.9 | 23.2 | 1 | 27 | 2039 | 2039-01-27 | 26 | 12.5 | 11.5 | 22.5 | 17.5 | 21 | 24
1 | 28 | 2039 | 2039-01-28 | 28.2 | 16.4 | 17 | 21.1 | 22.5 | 19.4 | 22.8 | 1 | 28 | 2039 | 2039-01-28 | 24 | 14 | 16 | 16.5 | 17.5 | 21 | 25.5
1 | 29 | 2039 | 2039-01-29 | 29.7 | 16.3 | 17.3 | 22 | 23.2 | 20 | 24.8 | 1 | 29 | 2039 | 2039-01-29 | 27 | 17 | 17 | 25 | 25 | 23.5 | 24
1 | 30 | 2039 | 2039-01-30 | 30.3 | 16.6 | 17.5 | 22.9 | 23.7 | 20.9 | 25.6 | 1 | 30 | 2039 | 2039-01-30 | 29 | 18.5 | 21 | 26 | 25 | 23.5 | 22.5
1 | 31 | 2039 | 2039-01-31 | 29.2 | 17.3 | 17.9 | 22.2 | 23 | 21.1 | 24.8 | 1 | 31 | 2039 | 2039-01-31 | 27.5 | 19.5 | 24.5 | 26 | 28 | 23.5 | 23
2 | 1 | 2039 | 2039-02-01 | 28.6 | 15.3 | 17 | 21.1 | 20.8 | 18.9 | 23.7 | 2 | 1 | 2039 | 2039-02-01 | 27.5 | 15 | 16.5 | 24.5 | 22 | 21.5 | 22.5
2 | 2 | 2039 | 2039-02-02 | 25.6 | 14.1 | 16.1 | 18 | 20 | 16.9 | 21.6 | 2 | 2 | 2039 | 2039-02-02 | 25 | 14 | 12.5 | 16 | 17 | 18.5 | 24
2 | 3 | 2039 | 2039-02-03 | 25.3 | 13.8 | 15.9 | 17.7 | 20.1 | 15.6 | 21.4 | 2 | 3 | 2039 | 2039-02-03 | 26.5 | 13 | 14.5 | 18.5 | 23 | 16.5 | 19.5
2 | 4 | 2039 | 2039-02-04 | 26.6 | 15.2 | 16.5 | 18.6 | 19.3 | 16.6 | 21.1 | 2 | 4 | 2039 | 2039-02-04 | 24 | 18.5 | 16.5 | 19 | 17 | 20.5 | 21.5
2 | 5 | 2039 | 2039-02-05 | 25.3 | 15 | 17 | 20.3 | 21.9 | 18.8 | 22.4 | 2 | 5 | 2039 | 2039-02-05 | 13.5 | 8 | 9.5 | 10 | 13 | 7 | 15.5
2 | 6 | 2039 | 2039-02-06 | 26.6 | 13.9 | 16.3 | 20.1 | 21 | 17.8 | 21.2 | 2 | 6 | 2039 | 2039-02-06 | 8.5 | 3 | 6.5 | 0.5 | 11.5 | 1 | 10.5
2 | 7 | 2039 | 2039-02-07 | 26.7 | 14.7 | 16.1 | 19.4 | 20.8 | 17.9 | 21.8 | 2 | 7 | 2039 | 2039-02-07 | 7 | 6.5 | 9 | 3.5 | 10.5 | 2 | 7
2 | 8 | 2039 | 2039-02-08 | 25.6 | 15.8 | 17 | 18.8 | 21.4 | 16.9 | 21.2 | 2 | 8 | 2039 | 2039-02-08 | 11.5 | 4.5 | 9.5 | 9 | 13 | 7.5 | 15.5
2 | 9 | 2039 | 2039-02-09 | 24.7 | 16.5 | 17.2 | 19.6 | 20.8 | 17.1 | 21.7 | 2 | 9 | 2039 | 2039-02-09 | 11 | 8.5 | 10 | 8 | 14.5 | 7.5 | 14
2 | 10 | 2039 | 2039-02-10 | 25.5 | 16.4 | 16.8 | 19.9 | 21 | 17.4 | 21.6 | 2 | 10 | 2039 | 2039-02-10 | 17.5 | 11.5 | 12.5 | 11.5 | 18.5 | 7.5 | 12
2 | 11 | 2039 | 2039-02-11 | 26 | 17 | 17.6 | 20.5 | 21 | 17.2 | 22 | 2 | 11 | 2039 | 2039-02-11 | 21.5 | 12 | 14 | 13 | 15.5 | 12.5 | 15
2 | 12 | 2039 | 2039-02-12 | 26.9 | 16.8 | 18.4 | 19.7 | 22.4 | 18 | 23.2 | 2 | 12 | 2039 | 2039-02-12 | 17.5 | 10.5 | 7.5 | 15 | 11 | 9.5 | 12.5
2 | 13 | 2039 | 2039-02-13 | 28.4 | 16.5 | 19.5 | 22.3 | 22.6 | 20.1 | 23.7 | 2 | 13 | 2039 | 2039-02-13 | 20 | 6.5 | 10 | 18 | 14 | 17.5 | 14.5
2 | 14 | 2039 | 2039-02-14 | 27.8 | 16.6 | 17.7 | 20.5 | 23.7 | 19.5 | 21.8 | 2 | 14 | 2039 | 2039-02-14 | 15.5 | 14.5 | 10 | 14.5 | 15.5 | 10.5 | 9.5
2 | 15 | 2039 | 2039-02-15 | 28.4 | 16.9 | 17.7 | 20.5 | 22.8 | 18.7 | 21.3 | 2 | 15 | 2039 | 2039-02-15 | 19 | 16.5 | 13.5 | 16.5 | 23 | 16 | 14.5
2 | 16 | 2039 | 2039-02-16 | 25.9 | 16.7 | 18.4 | 21.8 | 23.7 | 19.9 | 22.2 | 2 | 16 | 2039 | 2039-02-16 | 23.5 | 13 | 10 | 20.5 | 25 | 19 | 16.5
2 | 17 | 2039 | 2039-02-17 | 26.4 | 17.1 | 17.9 | 21.2 | 24.1 | 19.5 | 22.6 | 2 | 17 | 2039 | 2039-02-17 | 24.5 | 13.5 | 11.5 | 20 | 24.5 | 18.5 | 17
2 | 18 | 2039 | 2039-02-18 | 25.3 | 17.2 | 17.8 | 21.1 | 22.2 | 18.3 | 22.7 | 2 | 18 | 2039 | 2039-02-18 | 22.5 | 16 | 18 | 19 | 17 | 16 | 19
2 | 19 | 2039 | 2039-02-19 | 24.2 | 15.9 | 17.4 | 19.1 | 19.3 | 18 | 22 | 2 | 19 | 2039 | 2039-02-19 | 23.5 | 12 | 15.5 | 15 | 21 | 11.5 | 15
2 | 20 | 2039 | 2039-02-20 | 22.5 | 15.9 | 16.7 | 18.2 | 20.1 | 16.4 | 20.3 | 2 | 20 | 2039 | 2039-02-20 | 19.5 | 14.5 | 13.5 | 11 | 20.5 | 11 | 14
2 | 21 | 2039 | 2039-02-21 | 23.7 | 16.2 | 16.9 | 18.7 | 21 | 15.9 | 20.7 | 2 | 21 | 2039 | 2039-02-21 | 26 | 15.5 | 13.5 | 18.5 | 27 | 17 | 17.5
2 | 22 | 2039 | 2039-02-22 | 23.6 | 15.7 | 16.9 | 18.2 | 20.8 | 16.7 | 21 | 2 | 22 | 2039 | 2039-02-22 | 31 | 18.5 | 20 | 28 | 29 | 24 | 24
2 | 23 | 2039 | 2039-02-23 | 22.7 | 15.4 | 15.1 | 17.3 | 19.3 | 16.4 | 19.1 | 2 | 23 | 2039 | 2039-02-23 | 33.5 | 18.5 | 16.5 | 27 | 32.5 | 24.5 | 25
2 | 24 | 2039 | 2039-02-24 | 22.2 | 14.6 | 15.2 | 16.1 | 19 | 14.7 | 18.5 | 2 | 24 | 2039 | 2039-02-24 | 25 | 20 | 20 | 17.5 | 18.5 | 15.5 | 20
2 | 25 | 2039 | 2039-02-25 | 21.9 | 15.1 | 15.9 | 16.7 | 20.7 | 14.4 | 17.7 | 2 | 25 | 2039 | 2039-02-25 | 20.5 | 19.5 | 18 | 17.5 | 23 | 14 | 14.5
2 | 26 | 2039 | 2039-02-26 | 21.7 | 14.9 | 16 | 16.5 | 21.4 | 15.4 | 17.9 | 2 | 26 | 2039 | 2039-02-26 | 20.5 | 19.5 | 18 | 17.5 | 23 | 14 | 14.5
2 | 27 | 2039 | 2039-02-27 | 22.5 | 13.9 | 15.6 | 15.7 | 19.6 | 14.4 | 16.5 | 2 | 27 | 2039 | 2039-02-27 | 23.5 | 12 | 13.5 | 16 | 19.5 | 12.5 | 14
2 | 28 | 2039 | 2039-02-28 | 23 | 15.3 | 16 | 17.3 | 19.5 | 13.9 | 16.8 | 2 | 28 | 2039 | 2039-02-28 | 24 | 15 | 18 | 23 | 28.5 | 18.5 | 18
3 | 1 | 2039 | 2039-03-01 | 22.9 | 15.4 | 15.5 | 16.8 | 19.3 | 14.6 | 17.8 | 3 | 1 | 2039 | 2039-03-01 | 30 | 21 | 20.5 | 23 | 30.5 | 21 | 21.5
3 | 2 | 2039 | 2039-03-02 | 22.3 | 13.9 | 15 | 16.3 | 18.7 | 14.1 | 16.8 | 3 | 2 | 2039 | 2039-03-02 | 27 | 18 | 13.5 | 22 | 25 | 22 | 17.5
3 | 3 | 2039 | 2039-03-03 | 21 | 13.7 | 15 | 14.9 | 18.8 | 12.5 | 16.3 | 3 | 3 | 2039 | 2039-03-03 | 28.5 | 18.5 | 20 | 27 | 26 | 24.5 | 20
3 | 4 | 2039 | 2039-03-04 | 20.5 | 12.5 | 14 | 15 | 17.8 | 11.6 | 15.7 | 3 | 4 | 2039 | 2039-03-04 | 32 | 22.5 | 22 | 22 | 27 | 18.5 | 21.5
3 | 5 | 2039 | 2039-03-05 | 20.7 | 13.2 | 13.7 | 12.9 | 18 | 10.3 | 15.4 | 3 | 5 | 2039 | 2039-03-05 | 26.5 | 19 | 17.5 | 17 | 18.5 | 13 | 18.5
3 | 6 | 2039 | 2039-03-06 | 20.7 | 11.8 | 13.3 | 13.1 | 16 | 11.1 | 13.6 | 3 | 6 | 2039 | 2039-03-06 | 19.5 | 15.5 | 14.5 | 11 | 13 | 8 | 12.5
3 | 7 | 2039 | 2039-03-07 | 19.3 | 12 | 12.4 | 12.2 | 15.2 | 9.8 | 13.5 | 3 | 7 | 2039 | 2039-03-07 | 16.5 | 14.5 | 13.5 | 11 | 14 | 10 | 9
3 | 8 | 2039 | 2039-03-08 | 18.4 | 11.8 | 12.5 | 11.9 | 14.5 | 9.2 | 12.5 | 3 | 8 | 2039 | 2039-03-08 | 19 | 15.5 | 11.5 | 11.5 | 17 | 7.5 | 10
3 | 9 | 2039 | 2039-03-09 | 19.3 | 12.1 | 13.3 | 13.3 | 18 | 10.2 | 13.7 | 3 | 9 | 2039 | 2039-03-09 | 18.5 | 17 | 15.5 | 7.5 | 14.5 | 4 | 7.5
3 | 10 | 2039 | 2039-03-10 | 18.8 | 12 | 13.7 | 14.3 | 16.4 | 10.9 | 14 | 3 | 10 | 2039 | 2039-03-10 | 17.5 | 13.5 | 13.5 | 3 | 13 | 1 | 9.5
3 | 11 | 2039 | 2039-03-11 | 18.8 | 11.2 | 12.6 | 13.8 | 16.4 | 11.1 | 14.7 | 3 | 11 | 2039 | 2039-03-11 | 10.5 | 6.5 | 13.5 | 4 | 7.5 | 1.5 | 1.5
3 | 12 | 2039 | 2039-03-12 | 18.8 | 11.3 | 11.8 | 13.1 | 15.3 | 9.6 | 15 | 3 | 12 | 2039 | 2039-03-12 | 13 | 3.5 | 6 | 5.5 | 14 | 1.5 | 6.5
3 | 13 | 2039 | 2039-03-13 | 18.1 | 10.3 | 12.1 | 12.6 | 14.8 | 9.1 | 13.3 | 3 | 13 | 2039 | 2039-03-13 | 18 | 4.5 | 5.5 | 3 | 13.5 | 4.5 | 7
3 | 14 | 2039 | 2039-03-14 | 18.4 | 10.9 | 12.2 | 12.4 | 14.1 | 9.1 | 13.5 | 3 | 14 | 2039 | 2039-03-14 | 7 | 6.5 | 6.5 | 1 | 4 | 1 | 0
3 | 15 | 2039 | 2039-03-15 | 17.5 | 11.7 | 12.4 | 12.5 | 15 | 9.6 | 13.7 | 3 | 15 | 2039 | 2039-03-15 | 1.5 | 15 | 14.5 | 4 | 5 | 3 | 4
3 | 16 | 2039 | 2039-03-16 | 17.7 | 11.2 | 11.8 | 12.3 | 14.8 | 9.2 | 13 | 3 | 16 | 2039 | 2039-03-16 | 13.5 | 10.5 | 12.5 | 12.5 | 17.5 | 8 | 13.5
3 | 17 | 2039 | 2039-03-17 | 17.3 | 10.9 | 11.8 | 12.6 | 16 | 9.3 | 12.8 | 3 | 17 | 2039 | 2039-03-17 | 14 | 14.5 | 14.5 | 11 | 13.5 | 10.5 | 7
3 | 18 | 2039 | 2039-03-18 | 17 | 10.4 | 12.6 | 11.7 | 15.1 | 9.7 | 13.1 | 3 | 18 | 2039 | 2039-03-18 | 17 | 7.5 | 12.5 | 9.5 | 19.5 | 7.5 | 10.5
3 | 19 | 2039 | 2039-03-19 | 16.5 | 11 | 13 | 12.4 | 16.3 | 10.2 | 13 | 3 | 19 | 2039 | 2039-03-19 | 18.5 | 9.5 | 10 | 9 | 12 | 4.5 | 11
3 | 20 | 2039 | 2039-03-20 | 16 | 10.8 | 13.3 | 12.2 | 14.6 | 10.4 | 13.1 | 3 | 20 | 2039 | 2039-03-20 | 16 | 6.5 | 11.5 | 8.5 | 10 | 3.5 | 9.5
3 | 21 | 2039 | 2039-03-21 | 16.3 | 10.7 | 12.6 | 12 | 15.1 | 10 | 13.7 | 3 | 21 | 2039 | 2039-03-21 | 12 | 8 | 11 | 8 | 11.5 | 4.5 | 5.5
3 | 22 | 2039 | 2039-03-22 | 16.2 | 11.3 | 12.8 | 11.2 | 15.1 | 8.9 | 13.1 | 3 | 22 | 2039 | 2039-03-22 | 17.5 | 12.5 | 19 | 13 | 15.5 | 12 | 13.5
3 | 23 | 2039 | 2039-03-23 | 15.5 | 10.5 | 12.3 | 11.2 | 16.2 | 9.1 | 13.7 | 3 | 23 | 2039 | 2039-03-23 | 19.5 | 14 | 17.5 | 11.5 | 19.5 | 10 | 13
3 | 24 | 2039 | 2039-03-24 | 16.3 | 9.6 | 11.9 | 12.3 | 16.1 | 9.7 | 12.2 | 3 | 24 | 2039 | 2039-03-24 | 20.5 | 11 | 13 | 11.5 | 14.5 | 11 | 10.5
3 | 25 | 2039 | 2039-03-25 | 15.6 | 10.1 | 11.9 | 11.2 | 15.7 | 10.1 | 13 | 3 | 25 | 2039 | 2039-03-25 | 23.5 | 9.5 | 10 | 11 | 10.5 | 7.5 | 7
3 | 26 | 2039 | 2039-03-26 | 16.5 | 10.3 | 12.9 | 11.7 | 15.6 | 9.9 | 13.2 | 3 | 26 | 2039 | 2039-03-26 | 16 | 2 | 2 | 1.5 | 7.5 | 0.5 | 5
3 | 27 | 2039 | 2039-03-27 | 16.2 | 10.2 | 13.1 | 11.5 | 15.6 | 8.7 | 12.1 | 3 | 27 | 2039 | 2039-03-27 | 9 | 6 | 6.5 | 1.5 | 4 | 0 | 0
3 | 28 | 2039 | 2039-03-28 | 16.9 | 11.3 | 12.6 | 11.9 | 15.9 | 10.3 | 12.3 | 3 | 28 | 2039 | 2039-03-28 | 13.5 | 6.5 | 7 | 7 | 14 | 3 | 5
3 | 29 | 2039 | 2039-03-29 | 17.8 | 10.1 | 12.9 | 11.4 | 15.4 | 10.1 | 11.9 | 3 | 29 | 2039 | 2039-03-29 | 13.5 | 7 | 7.5 | 7 | 12 | 2.5 | 4.5
3 | 30 | 2039 | 2039-03-30 | 14.7 | 10.2 | 12 | 10.5 | 15.4 | 8.7 | 11.2 | 3 | 30 | 2039 | 2039-03-30 | 10.5 | 4.5 | 3.5 | 5.5 | 9 | 2.5 | 6
3 | 31 | 2039 | 2039-03-31 | 13.2 | 9.7 | 11.2 | 9 | 15.2 | 6.7 | 10.6 | 3 | 31 | 2039 | 2039-03-31 | 14.5 | 8 | 12 | 11 | 16 | 7 | 7
4 | 1 | 2039 | 2039-04-01 | 13.1 | 9.8 | 10.3 | 8.6 | 13.8 | 7 | 9.7 | 4 | 1 | 2039 | 2039-04-01 | 26 | 12 | 18 | 13 | 24.5 | 10.5 | 14
4 | 2 | 2039 | 2039-04-02 | 14.9 | 10.3 | 11.4 | 8.5 | 14.8 | 5.6 | 10.9 | 4 | 2 | 2039 | 2039-04-02 | 24 | 12.5 | 15.5 | 15.5 | 24 | 13 | 14.5
4 | 3 | 2039 | 2039-04-03 | 14.9 | 9.5 | 10.9 | 9.4 | 15 | 6.6 | 10.3 | 4 | 3 | 2039 | 2039-04-03 | 24.5 | 12.5 | 15 | 16.5 | 24 | 14 | 15
4 | 4 | 2039 | 2039-04-04 | 15.8 | 10.7 | 12 | 10.5 | 16.3 | 8.6 | 11 | 4 | 4 | 2039 | 2039-04-04 | 18 | 14.5 | 18 | 15 | 22 | 11.5 | 16.5
4 | 5 | 2039 | 2039-04-05 | 15.5 | 11 | 13.3 | 10.8 | 16.6 | 8.3 | 10.3 | 4 | 5 | 2039 | 2039-04-05 | 24 | 14 | 14.5 | 24 | 23 | 19.5 | 16.5
4 | 6 | 2039 | 2039-04-06 | 15.6 | 10.8 | 12.3 | 10.7 | 15.2 | 8.5 | 10.7 | 4 | 6 | 2039 | 2039-04-06 | 20 | 14 | 14.5 | 14 | 21 | 11.5 | 10.5
4 | 7 | 2039 | 2039-04-07 | 15.1 | 10.7 | 11.5 | 10.8 | 16.3 | 8.5 | 11.1 | 4 | 7 | 2039 | 2039-04-07 | 21 | 13.5 | 11 | 13.5 | 18 | 10 | 9.5
4 | 8 | 2039 | 2039-04-08 | 13.9 | 10.5 | 12.1 | 10.5 | 14.6 | 8.5 | 11.5 | 4 | 8 | 2039 | 2039-04-08 | 13 | 11.5 | 13.5 | 12.5 | 15 | 7.5 | 8.5
4 | 9 | 2039 | 2039-04-09 | 13.7 | 10.2 | 11.7 | 9.6 | 14 | 7 | 9.8 | 4 | 9 | 2039 | 2039-04-09 | 20.5 | 10.5 | 10.5 | 10.5 | 20.5 | 5.5 | 11
4 | 10 | 2039 | 2039-04-10 | 12.3 | 9.4 | 10.9 | 8.8 | 12 | 6.2 | 9.6 | 4 | 10 | 2039 | 2039-04-10 | 15 | 11.5 | 14 | 8.5 | 14.5 | 5 | 10
4 | 11 | 2039 | 2039-04-11 | 11.5 | 9.6 | 10.1 | 7.5 | 11.8 | 4.9 | 8.5 | 4 | 11 | 2039 | 2039-04-11 | 15 | 12.5 | 17 | 11 | 16.5 | 9.5 | 9.5
4 | 12 | 2039 | 2039-04-12 | 12.9 | 9.7 | 9.5 | 8 | 12.4 | 6.2 | 8.1 | 4 | 12 | 2039 | 2039-04-12 | 21.5 | 13 | 14 | 14 | 19 | 11 | 14.5
4 | 13 | 2039 | 2039-04-13 | 13.9 | 8.6 | 9.7 | 8.6 | 13.4 | 6.5 | 8.4 | 4 | 13 | 2039 | 2039-04-13 | 11 | 13.5 | 18 | 14.5 | 11.5 | 9.5 | 11
4 | 14 | 2039 | 2039-04-14 | 13.8 | 8.6 | 10.5 | 9.2 | 13.5 | 7.4 | 8.8 | 4 | 14 | 2039 | 2039-04-14 | 21 | 14.5 | 16 | 14 | 22.5 | 12.5 | 13
4 | 15 | 2039 | 2039-04-15 | 13.2 | 9.9 | 11.5 | 8.8 | 12.8 | 7.1 | 10.5 | 4 | 15 | 2039 | 2039-04-15 | 21.5 | 13 | 14.5 | 16 | 23 | 13 | 13
4 | 16 | 2039 | 2039-04-16 | 12.6 | 9.4 | 10.3 | 7.6 | 12.2 | 6.5 | 8.8 | 4 | 16 | 2039 | 2039-04-16 | 16.5 | 12.5 | 12 | 12.5 | 17 | 8 | 8.5
4 | 17 | 2039 | 2039-04-17 | 12.5 | 8.8 | 9.8 | 7.7 | 11.8 | 6 | 8.4 | 4 | 17 | 2039 | 2039-04-17 | 13 | 8 | 10 | 7.5 | 11.5 | 3.5 | 3.5
4 | 18 | 2039 | 2039-04-18 | 10.7 | 7.6 | 9.1 | 5.9 | 10.8 | 4.4 | 6.5 | 4 | 18 | 2039 | 2039-04-18 | 8 | 7.5 | 7.5 | 6.5 | 11 | 0.5 | 2
4 | 19 | 2039 | 2039-04-19 | 7.8 | 7.1 | 8.8 | 5 | 8.4 | 3.4 | 5.9 | 4 | 19 | 2039 | 2039-04-19 | 14.5 | 7.5 | 6.5 | 5 | 10.5 | 0 | 1.5
4 | 20 | 2039 | 2039-04-20 | 7.8 | 7.8 | 9.4 | 5.5 | 10.2 | 3.5 | 6.3 | 4 | 20 | 2039 | 2039-04-20 | 10.5 | 4.5 | 5.5 | 1 | 9.5 | 0 | 0
4 | 21 | 2039 | 2039-04-21 | 9.7 | 8.2 | 10.2 | 6.9 | 11.3 | 4.6 | 7 | 4 | 21 | 2039 | 2039-04-21 | 8.5 | 7.5 | 9 | 0 | 9.5 | 0 | 0
4 | 22 | 2039 | 2039-04-22 | 12.8 | 8.4 | 10.5 | 8.9 | 11.4 | 6.9 | 8.3 | 4 | 22 | 2039 | 2039-04-22 | 12.5 | 9 | 14.5 | 9.5 | 16 | 7 | 3.5
4 | 23 | 2039 | 2039-04-23 | 12.1 | 8.4 | 10.9 | 8.4 | 12.2 | 6.5 | 7.7 | 4 | 23 | 2039 | 2039-04-23 | 18.5 | 11 | 15.5 | 13.5 | 21 | 9 | 6
4 | 24 | 2039 | 2039-04-24 | 11.3 | 8.7 | 8.8 | 6.3 | 12.1 | 5.1 | 7.1 | 4 | 24 | 2039 | 2039-04-24 | 14.5 | 12 | 13 | 13.5 | 16.5 | 7.5 | 8.5
4 | 25 | 2039 | 2039-04-25 | 12.9 | 8.6 | 10.9 | 8.8 | 12.6 | 5.8 | 8.4 | 4 | 25 | 2039 | 2039-04-25 | 22 | 15 | 14.5 | 14 | 19 | 7.5 | 10
4 | 26 | 2039 | 2039-04-26 | 12.8 | 7 | 9.9 | 8.1 | 11.7 | 6.2 | 8.2 | 4 | 26 | 2039 | 2039-04-26 | 20.5 | 12 | 15.5 | 13 | 19.5 | 10 | 11.5
4 | 27 | 2039 | 2039-04-27 | 11.8 | 6.3 | 7.8 | 6.4 | 10 | 4.9 | 6.4 | 4 | 27 | 2039 | 2039-04-27 | 14.5 | 2 | 0 | 3 | 4.5 | 0 | 0
4 | 28 | 2039 | 2039-04-28 | 10.7 | 7.2 | 8.1 | 5.4 | 10 | 4.6 | 5.8 | 4 | 28 | 2039 | 2039-04-28 | 8.5 | 5.5 | 5.5 | 0 | 5 | 0 | 0
4 | 29 | 2039 | 2039-04-29 | 10.8 | 7.4 | 9 | 6.9 | 11.6 | 5.1 | 6.5 | 4 | 29 | 2039 | 2039-04-29 | 9 | 6 | 10 | 6 | 10.5 | 4 | 2.5
4 | 30 | 2039 | 2039-04-30 | 11 | 7.3 | 8.2 | 5.6 | 10.6 | 3.4 | 5.5 | 4 | 30 | 2039 | 2039-04-30 | 13.5 | 6.5 | 8 | 8 | 11 | 2 | 6.5
5 | 1 | 2039 | 2039-05-01 | 10.1 | 6.4 | 8.5 | 5.7 | 10.9 | 3.9 | 6.5 | 5 | 1 | 2039 | 2039-05-01 | 7.5 | 6.5 | 7.5 | 0 | 4 | 0 | 0
5 | 2 | 2039 | 2039-05-02 | 11 | 6.2 | 8 | 7.3 | 11.4 | 5.1 | 6.9 | 5 | 2 | 2039 | 2039-05-02 | 5 | 7.5 | 7 | 4.5 | 6 | 0 | 0
5 | 3 | 2039 | 2039-05-03 | 11.3 | 6.1 | 6.9 | 6.4 | 9.9 | 5 | 6.4 | 5 | 3 | 2039 | 2039-05-03 | 12 | 8.5 | 10 | 4.5 | 10.5 | 0 | 0.5
5 | 4 | 2039 | 2039-05-04 | 9.8 | 4.7 | 6 | 5.1 | 9.8 | 3.4 | 4.6 | 5 | 4 | 2039 | 2039-05-04 | 5 | 8.5 | 11.5 | 1 | 8 | 0 | 0
5 | 5 | 2039 | 2039-05-05 | 9.6 | 4.8 | 5.6 | 5 | 8.5 | 3.6 | 4.9 | 5 | 5 | 2039 | 2039-05-05 | 11 | 9.5 | 9 | 5 | 17 | 2 | 8
5 | 6 | 2039 | 2039-05-06 | 8.9 | 5.1 | 6.3 | 4.2 | 7.6 | 3.3 | 4.3 | 5 | 6 | 2039 | 2039-05-06 | 16.5 | 9.5 | 12.5 | 9.5 | 20.5 | 6.5 | 11.5
5 | 7 | 2039 | 2039-05-07 | 7.5 | 4.9 | 5.5 | 3.4 | 6.8 | 2.8 | 3.9 | 5 | 7 | 2039 | 2039-05-07 | 12 | 8.5 | 10 | 4.5 | 13 | 0 | 0.5
5 | 8 | 2039 | 2039-05-08 | 6.2 | 4.8 | 5.9 | 2.7 | 6.5 | 2 | 3.8 | 5 | 8 | 2039 | 2039-05-08 | 10 | 2 | 5.5 | 4.5 | 10.5 | 0 | 0
5 | 9 | 2039 | 2039-05-09 | 6.5 | 4.2 | 5 | 2.7 | 6.7 | 1.5 | 3 | 5 | 9 | 2039 | 2039-05-09 | 7 | 1 | 2 | 3 | 8.5 | 0 | 0
5 | 10 | 2039 | 2039-05-10 | 8.1 | 3.1 | 4.6 | 3.8 | 8.9 | 2.9 | 3.2 | 5 | 10 | 2039 | 2039-05-10 | 12 | 1 | 4.5 | 2 | 6.5 | 0 | 0
5 | 11 | 2039 | 2039-05-11 | 6.8 | 3.8 | 5.2 | 2.7 | 7.4 | 1.6 | 2.7 | 5 | 11 | 2039 | 2039-05-11 | 7 | 3 | 7.5 | 0.5 | 11.5 | 0 | 0
5 | 12 | 2039 | 2039-05-12 | 6 | 3.8 | 4.9 | 2.7 | 6.8 | 1.7 | 3.5 | 5 | 12 | 2039 | 2039-05-12 | 7.5 | 5 | 5.5 | 7 | 14.5 | 4.5 | 0.5
5 | 13 | 2039 | 2039-05-13 | 5 | 2.7 | 4.5 | 2.2 | 6.3 | 1 | 2.6 | 5 | 13 | 2039 | 2039-05-13 | 13 | 5.5 | 9 | 7 | 16 | 6 | 6
5 | 14 | 2039 | 2039-05-14 | 5.3 | 4.1 | 4.9 | 3.1 | 7.1 | 2.1 | 3 | 5 | 14 | 2039 | 2039-05-14 | 10.5 | 3.5 | 5.5 | 7 | 9 | 2 | 0.5
5 | 15 | 2039 | 2039-05-15 | 6.6 | 4.3 | 5.5 | 3.5 | 8.5 | 2.2 | 3.1 | 5 | 15 | 2039 | 2039-05-15 | 11.5 | 4 | 8 | 4 | 6.5 | 0 | 0
5 | 16 | 2039 | 2039-05-16 | 6.2 | 3.9 | 4.4 | 2.3 | 6.1 | 1.2 | 2.4 | 5 | 16 | 2039 | 2039-05-16 | 5.5 | 2.5 | 5.5 | 0 | 13 | 0 | 0
5 | 17 | 2039 | 2039-05-17 | 4.7 | 2.7 | 3 | 1.5 | 4 | 1 | 1.1 | 5 | 17 | 2039 | 2039-05-17 | 3.5 | 0 | 5.5 | 2 | 8.5 | 0 | 0
5 | 18 | 2039 | 2039-05-18 | 3.4 | 2.3 | 3.2 | 1.3 | 4.3 | 0.8 | 1.4 | 5 | 18 | 2039 | 2039-05-18 | 4.5 | 0 | 0 | 0 | 7 | 0 | 0
5 | 19 | 2039 | 2039-05-19 | 3.9 | 2.6 | 3.5 | 1.7 | 5.1 | 0.8 | 1.6 | 5 | 19 | 2039 | 2039-05-19 | 2 | 3 | 0 | 0 | 5 | 0 | 0
5 | 20 | 2039 | 2039-05-20 | 3.9 | 2.4 | 3.7 | 1.6 | 3.8 | 0.9 | 0.9 | 5 | 20 | 2039 | 2039-05-20 | 2.5 | 0 | 0 | 0 | 7.5 | 0 | 0
5 | 21 | 2039 | 2039-05-21 | 3.1 | 2.2 | 3.3 | 1 | 3.2 | 0.3 | 0.8 | 5 | 21 | 2039 | 2039-05-21 | 1.5 | 0 | 0 | 0 | 2 | 0 | 0
5 | 22 | 2039 | 2039-05-22 | 3 | 2.6 | 3 | 1.1 | 3.5 | 0.4 | 1.1 | 5 | 22 | 2039 | 2039-05-22 | 4.5 | 2.5 | 5.5 | 0 | 3 | 0 | 0
5 | 23 | 2039 | 2039-05-23 | 3.2 | 2.9 | 3.4 | 1.2 | 4.9 | 0.5 | 1.5 | 5 | 23 | 2039 | 2039-05-23 | 0 | 3 | 4.5 | 0 | 2 | 0 | 0
5 | 24 | 2039 | 2039-05-24 | 4.5 | 2.8 | 3.5 | 2 | 5.3 | 0.8 | 1.8 | 5 | 24 | 2039 | 2039-05-24 | 0 | 2.5 | 4.5 | 0 | 4 | 0 | 0
5 | 25 | 2039 | 2039-05-25 | 3.2 | 3.1 | 4 | 2 | 4.2 | 1.4 | 1.8 | 5 | 25 | 2039 | 2039-05-25 | 4 | 3.5 | 6.5 | 0 | 4 | 0 | 0
5 | 26 | 2039 | 2039-05-26 | 3.9 | 4 | 4.2 | 1.5 | 5 | 1.1 | 1.9 | 5 | 26 | 2039 | 2039-05-26 | 5.5 | 0 | 2 | 0 | 4 | 0 | 0
5 | 27 | 2039 | 2039-05-27 | 4 | 2.9 | 3.4 | 1.6 | 4.6 | 1.3 | 2.4 | 5 | 27 | 2039 | 2039-05-27 | 7.5 | 0 | 0 | 0 | 2.5 | 0 | 0
5 | 28 | 2039 | 2039-05-28 | 3.2 | 2.4 | 3.8 | 2.1 | 4.4 | 0.9 | 2 | 5 | 28 | 2039 | 2039-05-28 | 4 | 0 | 0 | 0 | 0 | 0 | 0
5 | 29 | 2039 | 2039-05-29 | 4 | 1.8 | 3.3 | 1.2 | 5.3 | 0.7 | 1.6 | 5 | 29 | 2039 | 2039-05-29 | 0 | 0 | 0 | 0 | 0 | 0 | 0
5 | 30 | 2039 | 2039-05-30 | 4.6 | 2.3 | 3.1 | 1.3 | 4.7 | 0.8 | 0.9 | 5 | 30 | 2039 | 2039-05-30 | 0 | 0 | 0 | 0 | 0 | 0 | 0
5 | 31 | 2039 | 2039-05-31 | 3.6 | 2.2 | 2.7 | 1 | 3 | 0.8 | 0.9 | 5 | 31 | 2039 | 2039-05-31 | 0 | 0 | 1 | 0 | 0 | 0 | 0
6 | 1 | 2039 | 2039-06-01 | 2.6 | 1.3 | 1.5 | 0.4 | 2.3 | 0.1 | 0.6 | 6 | 1 | 2039 | 2039-06-01 | 0 | 1.5 | 5.5 | 0 | 0 | 0 | 0
6 | 2 | 2039 | 2039-06-02 | 2 | 0.9 | 1.1 | 0.4 | 1.8 | 0.3 | 0.2 | 6 | 2 | 2039 | 2039-06-02 | 3 | 3 | 1.5 | 0 | 6 | 0 | 0
6 | 3 | 2039 | 2039-06-03 | 2.1 | 1 | 1.2 | 0.8 | 2.4 | 0 | 0.4 | 6 | 3 | 2039 | 2039-06-03 | 3.5 | 2 | 2.5 | 0 | 6 | 0 | 0
6 | 4 | 2039 | 2039-06-04 | 2.3 | 1 | 1.4 | 0.3 | 2.5 | 0.2 | 0.5 | 6 | 4 | 2039 | 2039-06-04 | 4.5 | 0 | 0 | 0 | 6 | 0 | 0
6 | 5 | 2039 | 2039-06-05 | 2.4 | 1.5 | 1.6 | 0.8 | 2.8 | 0.4 | 0.6 | 6 | 5 | 2039 | 2039-06-05 | 0 | 0 | 0 | 0 | 0 | 0 | 0
6 | 6 | 2039 | 2039-06-06 | 2.4 | 0.8 | 1.6 | 0.6 | 3.8 | 0.1 | 0.5 | 6 | 6 | 2039 | 2039-06-06 | 0 | 0 | 0 | 0 | 0 | 0 | 0
6 | 7 | 2039 | 2039-06-07 | 3 | 1 | 1.9 | 0.4 | 3.6 | 0.1 | 0.3 | 6 | 7 | 2039 | 2039-06-07 | 0 | 0 | 0 | 0 | 0 | 0 | 0
6 | 8 | 2039 | 2039-06-08 | 3.4 | 1.3 | 2.1 | 0.9 | 2.8 | 0.4 | 0.8 | 6 | 8 | 2039 | 2039-06-08 | 0 | 0 | 0 | 0 | 0 | 0 | 0
6 | 9 | 2039 | 2039-06-09 | 2.1 | 1.1 | 1.7 | 0.4 | 2.5 | 0.3 | 0.6 | 6 | 9 | 2039 | 2039-06-09 | 0 | 0 | 0 | 0 | 0 | 0 | 0
6 | 10 | 2039 | 2039-06-10 | 2.3 | 1.2 | 1.7 | 0.4 | 2.3 | 0.2 | 0.4 | 6 | 10 | 2039 | 2039-06-10 | 0 | 0 | 0 | 0 | 0 | 0 | 0
6 | 11 | 2039 | 2039-06-11 | 2.2 | 1.1 | 1.4 | 0.2 | 1.9 | 0.1 | 0.3 | 6 | 11 | 2039 | 2039-06-11 | 0 | 0 | 0.5 | 0 | 0 | 0 | 0
6 | 12 | 2039 | 2039-06-12 | 0.9 | 0.7 | 0.7 | 0 | 1.5 | 0 | 0.3 | 6 | 12 | 2039 | 2039-06-12 | 0 | 0 | 2.5 | 0 | 0 | 0 | 0
6 | 13 | 2039 | 2039-06-13 | 1.2 | 0.8 | 0.9 | 0 | 0.7 | 0 | 0.2 | 6 | 13 | 2039 | 2039-06-13 | 3 | 2 | 4 | 0 | 4 | 0 | 0
6 | 14 | 2039 | 2039-06-14 | 1.6 | 1 | 1.7 | 0.1 | 1.4 | 0.1 | 0.2 | 6 | 14 | 2039 | 2039-06-14 | 5 | 0 | 0 | 0 | 0 | 0 | 0
6 | 15 | 2039 | 2039-06-15 | 1.4 | 1.1 | 1.5 | 0.1 | 1.2 | 0.3 | 0.4 | 6 | 15 | 2039 | 2039-06-15 | 0 | 0 | 0 | 0 | 0 | 0 | 0
6 | 16 | 2039 | 2039-06-16 | 1.6 | 0.8 | 0.6 | 0.3 | 1.7 | 0.1 | 0.3 | 6 | 16 | 2039 | 2039-06-16 | 0 | 0 | 0 | 0 | 0 | 0 | 0
6 | 17 | 2039 | 2039-06-17 | 1.2 | 0.2 | 0.9 | 0.3 | 2.1 | 0.1 | 0.1 | 6 | 17 | 2039 | 2039-06-17 | 0 | 0 | 0 | 0 | 0 | 0 | 0
6 | 18 | 2039 | 2039-06-18 | 2.1 | 0.7 | 1.1 | 0.3 | 2 | 0.2 | 0.3 | 6 | 18 | 2039 | 2039-06-18 | 0 | 0 | 0 | 0 | 0 | 0 | 0
6 | 19 | 2039 | 2039-06-19 | 1.4 | 0.9 | 1.3 | 0.3 | 2.7 | 0 | 0.3 | 6 | 19 | 2039 | 2039-06-19 | 0 | 0 | 0 | 0 | 1 | 0 | 0
6 | 20 | 2039 | 2039-06-20 | 1 | 0.9 | 1.6 | 0 | 1.4 | 0 | 0.1 | 6 | 20 | 2039 | 2039-06-20 | 0 | 0 | 1 | 0 | 0 | 0 | 0
6 | 21 | 2039 | 2039-06-21 | 1 | 0.6 | 1.2 | 0 | 1.5 | 0 | 0.1 | 6 | 21 | 2039 | 2039-06-21 | 0 | 0 | 0 | 0 | 0 | 0 | 0
6 | 22 | 2039 | 2039-06-22 | 0.6 | 0.8 | 0.4 | 0 | 1.5 | 0 | 0.2 | 6 | 22 | 2039 | 2039-06-22 | 0 | 0 | 0 | 0 | 0 | 0 | 0
6 | 23 | 2039 | 2039-06-23 | 0.8 | 0.6 | 0.4 | 0 | 1.1 | 0 | 0.3 | 6 | 23 | 2039 | 2039-06-23 | 0 | 0 | 0 | 0 | 0 | 0 | 0
6 | 24 | 2039 | 2039-06-24 | 0.7 | 0.3 | 0.2 | 0 | 1.3 | 0 | 0.1 | 6 | 24 | 2039 | 2039-06-24 | 0 | 0 | 0 | 0 | 0 | 0 | 0
6 | 25 | 2039 | 2039-06-25 | 0.5 | 0 | 0.4 | 0 | 0.9 | 0 | 0 | 6 | 25 | 2039 | 2039-06-25 | 0 | 0 | 0 | 0 | 0 | 0 | 0
6 | 26 | 2039 | 2039-06-26 | 0.1 | 0.1 | 0.3 | 0 | 0.5 | 0 | 0 | 6 | 26 | 2039 | 2039-06-26 | 0 | 0 | 0 | 0 | 0 | 0 | 0
6 | 27 | 2039 | 2039-06-27 | 0 | 0.2 | 0.4 | 0 | 0.3 | 0 | 0.1 | 6 | 27 | 2039 | 2039-06-27 | 0 | 0 | 0 | 0 | 0 | 0 | 0
6 | 28 | 2039 | 2039-06-28 | 0 | 0.1 | 0.2 | 0 | 0.2 | 0 | 0 | 6 | 28 | 2039 | 2039-06-28 | 0 | 0 | 0 | 0 | 0 | 0 | 0
6 | 29 | 2039 | 2039-06-29 | 0.1 | 0.3 | 0.1 | 0 | 0.1 | 0 | 0.2 | 6 | 29 | 2039 | 2039-06-29 | 0 | 0 | 0 | 0 | 0 | 0 | 0
6 | 30 | 2039 | 2039-06-30 | 0.1 | 0 | 0.1 | 0 | 0.4 | 0 | 0 | 6 | 30 | 2039 | 2039-06-30 | 0 | 0 | 0 | 0 | 0 | 0 | 0
7 | 1 | 2039 | 2039-07-01 | 0 | 0.2 | 0.3 | 0 | 0.5 | 0 | 0.1 | 7 | 1 | 2039 | 2039-07-01 | 0 | 0 | 0 | 0 | 0 | 0 | 0
7 | 2 | 2039 | 2039-07-02 | 0 | 0.3 | 0.1 | 0 | 0.4 | 0 | 0.1 | 7 | 2 | 2039 | 2039-07-02 | 0 | 0 | 0 | 0 | 0 | 0 | 0
7 | 3 | 2039 | 2039-07-03 | 0.4 | 0.2 | 0.1 | 0 | 0.4 | 0 | 0 | 7 | 3 | 2039 | 2039-07-03 | 0 | 0 | 0 | 0 | 0 | 0 | 0
7 | 4 | 2039 | 2039-07-04 | 0.4 | 0.1 | 0 | 0 | 0.5 | 0 | 0 | 7 | 4 | 2039 | 2039-07-04 | 0 | 0 | 0 | 0 | 0 | 0 | 0
7 | 5 | 2039 | 2039-07-05 | 0.1 | 0.1 | 0.4 | 0 | 0.6 | 0 | 0.2 | 7 | 5 | 2039 | 2039-07-05 | 0 | 0 | 0 | 0 | 0 | 0 | 0
7 | 6 | 2039 | 2039-07-06 | 0.2 | 0 | 0.1 | 0 | 0.5 | 0 | 0 | 7 | 6 | 2039 | 2039-07-06 | 0 | 0 | 0 | 0 | 0 | 0 | 0
7 | 7 | 2039 | 2039-07-07 | 0 | 0.1 | 0 | 0 | 0.1 | 0 | 0 | 7 | 7 | 2039 | 2039-07-07 | 0 | 0 | 0 | 0 | 0 | 0 | 0
7 | 8 | 2039 | 2039-07-08 | 0.2 | 0 | 0.1 | 0 | 0.3 | 0 | 0 | 7 | 8 | 2039 | 2039-07-08 | 0 | 0 | 0 | 0 | 0 | 0 | 0
7 | 9 | 2039 | 2039-07-09 | 0.3 | 0 | 0.2 | 0 | 0.2 | 0 | 0.1 | 7 | 9 | 2039 | 2039-07-09 | 0 | 0 | 0 | 0 | 0 | 0 | 0
7 | 10 | 2039 | 2039-07-10 | 0.2 | 0.1 | 0.1 | 0 | 0.2 | 0 | 0 | 7 | 10 | 2039 | 2039-07-10 | 0 | 0 | 0 | 0 | 0 | 0 | 0
7 | 11 | 2039 | 2039-07-11 | 0 | 0 | 0 | 0 | 0.1 | 0 | 0 | 7 | 11 | 2039 | 2039-07-11 | 0 | 0 | 0 | 0 | 0 | 0 | 0
7 | 12 | 2039 | 2039-07-12 | 0 | 0 | 0.1 | 0 | 0.3 | 0 | 0 | 7 | 12 | 2039 | 2039-07-12 | 0 | 0 | 0 | 0 | 0 | 0 | 0
7 | 13 | 2039 | 2039-07-13 | 0.3 | 0.2 | 0.1 | 0 | 0.6 | 0 | 0.1 | 7 | 13 | 2039 | 2039-07-13 | 0.5 | 0 | 0 | 0 | 0 | 0 | 0
7 | 14 | 2039 | 2039-07-14 | 0.1 | 0.1 | 0.1 | 0 | 0.2 | 0 | 0.1 | 7 | 14 | 2039 | 2039-07-14 | 0 | 0 | 0 | 0 | 0 | 0 | 0
7 | 15 | 2039 | 2039-07-15 | 0.3 | 0 | 0.1 | 0.1 | 0.2 | 0 | 0.1 | 7 | 15 | 2039 | 2039-07-15 | 0 | 0 | 0 | 0 | 0 | 0 | 0
7 | 16 | 2039 | 2039-07-16 | 0 | 0 | 0 | 0 | 0.2 | 0 | 0 | 7 | 16 | 2039 | 2039-07-16 | 0 | 0 | 0 | 0 | 0 | 0 | 0
7 | 17 | 2039 | 2039-07-17 | 0 | 0 | 0 | 0 | 0 | 0 | 0 | 7 | 17 | 2039 | 2039-07-17 | 0 | 0 | 0 | 0 | 0 | 0 | 0
7 | 18 | 2039 | 2039-07-18 | 0 | 0 | 0 | 0 | 0 | 0 | 0 | 7 | 18 | 2039 | 2039-07-18 | 0 | 0 | 0 | 0 | 0 | 0 | 0
7 | 19 | 2039 | 2039-07-19 | 0 | 0 | 0 | 0 | 0 | 0 | 0 | 7 | 19 | 2039 | 2039-07-19 | 0 | 0 | 0 | 0 | 0 | 0 | 0
7 | 20 | 2039 | 2039-07-20 | 0 | 0 | 0 | 0 | 0.1 | 0 | 0 | 7 | 20 | 2039 | 2039-07-20 | 0 | 0 | 0 | 0 | 0 | 0 | 0
7 | 21 | 2039 | 2039-07-21 | 0 | 0 | 0 | 0 | 0 | 0 | 0 | 7 | 21 | 2039 | 2039-07-21 | 0 | 0 | 0 | 0 | 0 | 0 | 0
7 | 22 | 2039 | 2039-07-22 | 0.1 | 0 | 0 | 0 | 0 | 0 | 0 | 7 | 22 | 2039 | 2039-07-22 | 0 | 0 | 1 | 0 | 1 | 0 | 0
7 | 23 | 2039 | 2039-07-23 | 0.1 | 0 | 0 | 0 | 0 | 0 | 0 | 7 | 23 | 2039 | 2039-07-23 | 0 | 0 | 0 | 0 | 0 | 0 | 0
7 | 24 | 2039 | 2039-07-24 | 0 | 0 | 0.1 | 0 | 0.1 | 0 | 0 | 7 | 24 | 2039 | 2039-07-24 | 0 | 0 | 0 | 0 | 0 | 0 | 0
7 | 25 | 2039 | 2039-07-25 | 0 | 0 | 0 | 0 | 0 | 0 | 0 | 7 | 25 | 2039 | 2039-07-25 | 0 | 0 | 0 | 0 | 0 | 0 | 0
7 | 26 | 2039 | 2039-07-26 | 0 | 0 | 0 | 0 | 0 | 0 | 0 | 7 | 26 | 2039 | 2039-07-26 | 0 | 0 | 0 | 0 | 1.5 | 0 | 0
7 | 27 | 2039 | 2039-07-27 | 0 | 0 | 0 | 0 | 0 | 0 | 0 | 7 | 27 | 2039 | 2039-07-27 | 3 | 0 | 1.5 | 0 | 3.5 | 0 | 0
7 | 28 | 2039 | 2039-07-28 | 0 | 0 | 0 | 0 | 0 | 0 | 0 | 7 | 28 | 2039 | 2039-07-28 | 4 | 0 | 0 | 0 | 0 | 0 | 0
7 | 29 | 2039 | 2039-07-29 | 0 | 0 | 0 | 0 | 0 | 0 | 0 | 7 | 29 | 2039 | 2039-07-29 | 0 | 0 | 0 | 0 | 0 | 0 | 0
7 | 30 | 2039 | 2039-07-30 | 0 | 0 | 0 | 0 | 0 | 0 | 0 | 7 | 30 | 2039 | 2039-07-30 | 0 | 0 | 0 | 0 | 0 | 0 | 0
7 | 31 | 2039 | 2039-07-31 | 0 | 0 | 0 | 0 | 0.1 | 0 | 0 | 7 | 31 | 2039 | 2039-07-31 | 0 | 0 | 0 | 0 | 0 | 0 | 0
8 | 1 | 2039 | 2039-08-01 | 0 | 0 | 0 | 0 | 0 | 0 | 0 | 8 | 1 | 2039 | 2039-08-01 | 0 | 0 | 0 | 0 | 0 | 0 | 0
8 | 2 | 2039 | 2039-08-02 | 0 | 0.1 | 0 | 0 | 0 | 0 | 0 | 8 | 2 | 2039 | 2039-08-02 | 0 | 0 | 0 | 0 | 0 | 0 | 0
8 | 3 | 2039 | 2039-08-03 | 0 | 0 | 0 | 0 | 0 | 0 | 0 | 8 | 3 | 2039 | 2039-08-03 | 0 | 0 | 0 | 0 | 0 | 0 | 0
8 | 4 | 2039 | 2039-08-04 | 0 | 0 | 0 | 0 | 0 | 0 | 0 | 8 | 4 | 2039 | 2039-08-04 | 0 | 0 | 0 | 0 | 0 | 0 | 0
8 | 5 | 2039 | 2039-08-05 | 0.1 | 0 | 0 | 0 | 0 | 0 | 0 | 8 | 5 | 2039 | 2039-08-05 | 0 | 0 | 1 | 0 | 0 | 0 | 0
8 | 6 | 2039 | 2039-08-06 | 0 | 0 | 0 | 0 | 0 | 0 | 0 | 8 | 6 | 2039 | 2039-08-06 | 1.5 | 0 | 0 | 0 | 0 | 0 | 0
8 | 7 | 2039 | 2039-08-07 | 0 | 0 | 0 | 0 | 0 | 0 | 0 | 8 | 7 | 2039 | 2039-08-07 | 0 | 0 | 0 | 0 | 0 | 0 | 0
8 | 8 | 2039 | 2039-08-08 | 0 | 0 | 0 | 0 | 0 | 0 | 0 | 8 | 8 | 2039 | 2039-08-08 | 0 | 0 | 0 | 0 | 0 | 0 | 0
8 | 9 | 2039 | 2039-08-09 | 0.1 | 0 | 0 | 0 | 0 | 0 | 0 | 8 | 9 | 2039 | 2039-08-09 | 0 | 0 | 0 | 0 | 0 | 0 | 0
8 | 10 | 2039 | 2039-08-10 | 0 | 0 | 0 | 0 | 0 | 0 | 0 | 8 | 10 | 2039 | 2039-08-10 | 0 | 0 | 0 | 0 | 0 | 0 | 0
8 | 11 | 2039 | 2039-08-11 | 0 | 0.1 | 0 | 0 | 0 | 0 | 0 | 8 | 11 | 2039 | 2039-08-11 | 0 | 0 | 0 | 0 | 0 | 0 | 0
8 | 12 | 2039 | 2039-08-12 | 0 | 0 | 0 | 0 | 0 | 0 | 0 | 8 | 12 | 2039 | 2039-08-12 | 0 | 0 | 0 | 0 | 0 | 0 | 0
8 | 13 | 2039 | 2039-08-13 | 0 | 0 | 0 | 0 | 0 | 0 | 0 | 8 | 13 | 2039 | 2039-08-13 | 0 | 0 | 0 | 0 | 0 | 0 | 0
8 | 14 | 2039 | 2039-08-14 | 0 | 0 | 0 | 0 | 0.1 | 0 | 0 | 8 | 14 | 2039 | 2039-08-14 | 0 | 0 | 1 | 0 | 0 | 0 | 0
8 | 15 | 2039 | 2039-08-15 | 0 | 0 | 0 | 0 | 0.1 | 0 | 0 | 8 | 15 | 2039 | 2039-08-15 | 0 | 0 | 0 | 0 | 0 | 0 | 0
8 | 16 | 2039 | 2039-08-16 | 0.1 | 0 | 0 | 0 | 0 | 0 | 0 | 8 | 16 | 2039 | 2039-08-16 | 0 | 0 | 0 | 0 | 1 | 0 | 0
8 | 17 | 2039 | 2039-08-17 | 0.4 | 0 | 0.1 | 0 | 0.2 | 0 | 0 | 8 | 17 | 2039 | 2039-08-17 | 0 | 0 | 0 | 0 | 0 | 0 | 0
8 | 18 | 2039 | 2039-08-18 | 0.2 | 0 | 0 | 0 | 0.3 | 0 | 0 | 8 | 18 | 2039 | 2039-08-18 | 0 | 0 | 0 | 0 | 0 | 0 | 0
8 | 19 | 2039 | 2039-08-19 | 0 | 0 | 0 | 0 | 0 | 0 | 0 | 8 | 19 | 2039 | 2039-08-19 | 0 | 0 | 0 | 0 | 0 | 0 | 0
8 | 20 | 2039 | 2039-08-20 | 0 | 0.1 | 0 | 0 | 0.2 | 0 | 0 | 8 | 20 | 2039 | 2039-08-20 | 0 | 0 | 0 | 0 | 0 | 0 | 0
8 | 21 | 2039 | 2039-08-21 | 0 | 0 | 0.1 | 0 | 0 | 0 | 0 | 8 | 21 | 2039 | 2039-08-21 | 0 | 0 | 0 | 0 | 0 | 0 | 0
8 | 22 | 2039 | 2039-08-22 | 0 | 0.1 | 0 | 0 | 0 | 0 | 0 | 8 | 22 | 2039 | 2039-08-22 | 0 | 0 | 0 | 0 | 1.5 | 0 | 0
8 | 23 | 2039 | 2039-08-23 | 0.1 | 0 | 0.2 | 0 | 0.1 | 0 | 0 | 8 | 23 | 2039 | 2039-08-23 | 0 | 0 | 0 | 0 | 0 | 0 | 0
8 | 24 | 2039 | 2039-08-24 | 0.2 | 0.1 | 0 | 0 | 0.5 | 0 | 0.1 | 8 | 24 | 2039 | 2039-08-24 | 0 | 0 | 0 | 0 | 0 | 0 | 0
8 | 25 | 2039 | 2039-08-25 | 0.6 | 0.1 | 0.1 | 0 | 0.4 | 0 | 0 | 8 | 25 | 2039 | 2039-08-25 | 0 | 0 | 1 | 0 | 0 | 0 | 0
8 | 26 | 2039 | 2039-08-26 | 0.5 | 0.2 | 0.1 | 0 | 0.7 | 0 | 0 | 8 | 26 | 2039 | 2039-08-26 | 0 | 0 | 0 | 0 | 0 | 0 | 0
8 | 27 | 2039 | 2039-08-27 | 0.2 | 0 | 0.1 | 0 | 0.4 | 0 | 0.1 | 8 | 27 | 2039 | 2039-08-27 | 0 | 0 | 0 | 0 | 0 | 0 | 0
8 | 28 | 2039 | 2039-08-28 | 0.4 | 0.2 | 0.1 | 0 | 0.4 | 0 | 0.1 | 8 | 28 | 2039 | 2039-08-28 | 0 | 0 | 0 | 0 | 0 | 0 | 0
8 | 29 | 2039 | 2039-08-29 | 0.4 | 0.1 | 0 | 0 | 0.4 | 0 | 0.1 | 8 | 29 | 2039 | 2039-08-29 | 0 | 0 | 0.5 | 0 | 0 | 0 | 0
8 | 30 | 2039 | 2039-08-30 | 0.9 | 0.3 | 0.1 | 0.2 | 0 | 0 | 0.1 | 8 | 30 | 2039 | 2039-08-30 | 4.5 | 0 | 0 | 0 | 2.5 | 0 | 0
8 | 31 | 2039 | 2039-08-31 | 0.7 | 0.1 | 0 | 0 | 0.5 | 0 | 0.1 | 8 | 31 | 2039 | 2039-08-31 | 2 | 0 | 0.5 | 0 | 1.5 | 0 | 0
9 | 1 | 2039 | 2039-09-01 | 0.6 | 0.1 | 0.1 | 0.1 | 1 | 0 | 0.1 | 9 | 1 | 2039 | 2039-09-01 | 0 | 0.5 | 1 | 0 | 0 | 0 | 0
9 | 2 | 2039 | 2039-09-02 | 1.1 | 0 | 0.1 | 0.1 | 0.5 | 0 | 0.1 | 9 | 2 | 2039 | 2039-09-02 | 1.5 | 4 | 3 | 0 | 1.5 | 0 | 0
9 | 3 | 2039 | 2039-09-03 | 0.9 | 0 | 0.2 | 0 | 0.5 | 0 | 0.1 | 9 | 3 | 2039 | 2039-09-03 | 5 | 3.5 | 8.5 | 0 | 9 | 0 | 3.5
9 | 4 | 2039 | 2039-09-04 | 0.3 | 0 | 0.3 | 0 | 0.4 | 0 | 0 | 9 | 4 | 2039 | 2039-09-04 | 13.5 | 4 | 6 | 8 | 13 | 3.5 | 4.5
9 | 5 | 2039 | 2039-09-05 | 0.3 | 0 | 0.3 | 0 | 0.9 | 0 | 0.2 | 9 | 5 | 2039 | 2039-09-05 | 11 | 6 | 7.5 | 2 | 13 | 0.5 | 0
9 | 6 | 2039 | 2039-09-06 | 0.6 | 0 | 0.3 | 0 | 0.7 | 0 | 0.1 | 9 | 6 | 2039 | 2039-09-06 | 11 | 3.5 | 6.5 | 3 | 8.5 | 0.5 | 3.5
9 | 7 | 2039 | 2039-09-07 | 0.4 | 0.1 | 0.2 | 0 | 0.5 | 0 | 0 | 9 | 7 | 2039 | 2039-09-07 | 9 | 1 | 0 | 1.5 | 5.5 | 0 | 0
9 | 8 | 2039 | 2039-09-08 | 0.7 | 0 | 0.5 | 0 | 1.5 | 0 | 0.5 | 9 | 8 | 2039 | 2039-09-08 | 5 | 0 | 0 | 0 | 0.5 | 0 | 0
9 | 9 | 2039 | 2039-09-09 | 1.3 | 0.1 | 0.5 | 0.1 | 0.9 | 0 | 0.2 | 9 | 9 | 2039 | 2039-09-09 | 0 | 0 | 0 | 0 | 0 | 0 | 0
9 | 10 | 2039 | 2039-09-10 | 1.5 | 0.1 | 0.5 | 0 | 1.6 | 0 | 0.2 | 9 | 10 | 2039 | 2039-09-10 | 0 | 0 | 0 | 0 | 0 | 0 | 0
9 | 11 | 2039 | 2039-09-11 | 1.3 | 0.3 | 0.7 | 0.2 | 1.5 | 0 | 0.3 | 9 | 11 | 2039 | 2039-09-11 | 0 | 0 | 0 | 0 | 0 | 0 | 0
9 | 12 | 2039 | 2039-09-12 | 2.3 | 0.4 | 1.6 | 0.3 | 1.8 | 0.4 | 1.1 | 9 | 12 | 2039 | 2039-09-12 | 0 | 0 | 0 | 0 | 0 | 0 | 0
9 | 13 | 2039 | 2039-09-13 | 2.7 | 1 | 1.1 | 0.4 | 1.9 | 0.5 | 1 | 9 | 13 | 2039 | 2039-09-13 | 0 | 0 | 0 | 0 | 0 | 0 | 0
9 | 14 | 2039 | 2039-09-14 | 2.9 | 0.9 | 1.1 | 0.4 | 1.7 | 0 | 1.6 | 9 | 14 | 2039 | 2039-09-14 | 6 | 4.5 | 5.5 | 1.5 | 5.5 | 0 | 3
9 | 15 | 2039 | 2039-09-15 | 2.3 | 1.1 | 1.3 | 0.1 | 1.5 | 0.1 | 0.9 | 9 | 15 | 2039 | 2039-09-15 | 11 | 5 | 12 | 7 | 17.5 | 3 | 10.5
9 | 16 | 2039 | 2039-09-16 | 2.1 | 0.7 | 0.8 | 0.3 | 1.9 | 0.3 | 0.6 | 9 | 16 | 2039 | 2039-09-16 | 12 | 5.5 | 4.5 | 1.5 | 12 | 0 | 7
9 | 17 | 2039 | 2039-09-17 | 1.8 | 0.8 | 0.9 | 0.3 | 1.6 | 0.3 | 0.7 | 9 | 17 | 2039 | 2039-09-17 | 9 | 2 | 1 | 1 | 7 | 0 | 0
9 | 18 | 2039 | 2039-09-18 | 3.1 | 0.8 | 1.5 | 0.7 | 2.8 | 0.3 | 0.8 | 9 | 18 | 2039 | 2039-09-18 | 9 | 0 | 0 | 0 | 5.5 | 0 | 0
9 | 19 | 2039 | 2039-09-19 | 2.9 | 1.6 | 1.5 | 0.4 | 3.2 | 0.5 | 0.9 | 9 | 19 | 2039 | 2039-09-19 | 5 | 0 | 0 | 0 | 4.5 | 0 | 0
9 | 20 | 2039 | 2039-09-20 | 3.7 | 0.9 | 1.4 | 0.6 | 4.5 | 0.3 | 0.6 | 9 | 20 | 2039 | 2039-09-20 | 0 | 0.5 | 0 | 0 | 0 | 0 | 0
9 | 21 | 2039 | 2039-09-21 | 3.5 | 0.9 | 1.3 | 0.6 | 3 | 0.2 | 0.6 | 9 | 21 | 2039 | 2039-09-21 | 2.5 | 6.5 | 4 | 0 | 1.5 | 0 | 0
9 | 22 | 2039 | 2039-09-22 | 3.9 | 1.2 | 1.7 | 0.7 | 3.3 | 0.2 | 1 | 9 | 22 | 2039 | 2039-09-22 | 4.5 | 9 | 10 | 1 | 2.5 | 0 | 0
9 | 23 | 2039 | 2039-09-23 | 4.6 | 2 | 1.9 | 0.3 | 2.9 | 0.2 | 1.2 | 9 | 23 | 2039 | 2039-09-23 | 1.5 | 6 | 7.5 | 0 | 7 | 0 | 2
9 | 24 | 2039 | 2039-09-24 | 2.9 | 1.8 | 1.7 | 0 | 2.5 | 0.1 | 0.9 | 9 | 24 | 2039 | 2039-09-24 | 0 | 0 | 2.5 | 0 | 0 | 0 | 0
9 | 25 | 2039 | 2039-09-25 | 3.2 | 1.6 | 1.9 | 0.6 | 2.8 | 0.2 | 0.8 | 9 | 25 | 2039 | 2039-09-25 | 0.5 | 4.5 | 3.5 | 0 | 0 | 0 | 0
9 | 26 | 2039 | 2039-09-26 | 3.2 | 1.3 | 1.3 | 1 | 3.6 | 0.6 | 1.2 | 9 | 26 | 2039 | 2039-09-26 | 2.5 | 7 | 7.5 | 0 | 6.5 | 0 | 0
9 | 27 | 2039 | 2039-09-27 | 3.8 | 2.2 | 1.7 | 1.5 | 3.9 | 1.2 | 1.9 | 9 | 27 | 2039 | 2039-09-27 | 7 | 11.5 | 11.5 | 8.5 | 13 | 4.5 | 7
9 | 28 | 2039 | 2039-09-28 | 4.2 | 1.6 | 1.6 | 1.6 | 4.2 | 0.7 | 2.2 | 9 | 28 | 2039 | 2039-09-28 | 9.5 | 5.5 | 0 | 6.5 | 10 | 2 | 4
9 | 29 | 2039 | 2039-09-29 | 4.6 | 1.8 | 0.9 | 1.6 | 3.6 | 0.8 | 1.7 | 9 | 29 | 2039 | 2039-09-29 | 2.5 | 5.5 | 1.5 | 0.5 | 6 | 0 | 1
9 | 30 | 2039 | 2039-09-30 | 4 | 2.3 | 1.6 | 1.5 | 3.3 | 0.4 | 1.6 | 9 | 30 | 2039 | 2039-09-30 | 4.5 | 5 | 4.5 | 1.5 | 5.5 | 0 | 0
10 | 1 | 2039 | 2039-10-01 | 4.5 | 3.2 | 2.1 | 2 | 4.5 | 1 | 2 | 10 | 1 | 2039 | 2039-10-01 | 2.5 | 5.5 | 3.5 | 0 | 3 | 0 | 0
10 | 2 | 2039 | 2039-10-02 | 5.4 | 2.7 | 1.7 | 2.3 | 5.5 | 1.4 | 2.1 | 10 | 2 | 2039 | 2039-10-02 | 0 | 7 | 8.5 | 0 | 3 | 0 | 0
10 | 3 | 2039 | 2039-10-03 | 6 | 3.1 | 2.8 | 2.6 | 4.9 | 1.9 | 2.4 | 10 | 3 | 2039 | 2039-10-03 | 6 | 0 | 7.5 | 5.5 | 14.5 | 1.5 | 0
10 | 4 | 2039 | 2039-10-04 | 7.9 | 4.2 | 3.8 | 3.1 | 6.6 | 2 | 4.3 | 10 | 4 | 2039 | 2039-10-04 | 6.5 | 0 | 0 | 6 | 12 | 3 | 0
10 | 5 | 2039 | 2039-10-05 | 8.2 | 5.6 | 4.4 | 3.6 | 7.2 | 2.4 | 4.1 | 10 | 5 | 2039 | 2039-10-05 | 9.5 | 3.5 | 2 | 2 | 10.5 | 0.5 | 1.5
10 | 6 | 2039 | 2039-10-06 | 10.1 | 5.4 | 4.8 | 4.6 | 8 | 2.8 | 4.9 | 10 | 6 | 2039 | 2039-10-06 | 5 | 6 | 7 | 1.5 | 4 | 0 | 2
10 | 7 | 2039 | 2039-10-07 | 9.1 | 6.4 | 5.2 | 4.3 | 7.2 | 3.7 | 5.2 | 10 | 7 | 2039 | 2039-10-07 | 3 | 2 | 4 | 0 | 0 | 0 | 0
10 | 8 | 2039 | 2039-10-08 | 9.4 | 5.9 | 5.7 | 3.8 | 7.8 | 2.9 | 4.8 | 10 | 8 | 2039 | 2039-10-08 | 0.5 | 0 | 0 | 0 | 0 | 0 | 0
10 | 9 | 2039 | 2039-10-09 | 10.1 | 6.2 | 5.6 | 4.2 | 8.8 | 3 | 5 | 10 | 9 | 2039 | 2039-10-09 | 0 | 0 | 4.5 | 0 | 0 | 0 | 0
10 | 10 | 2039 | 2039-10-10 | 10.3 | 5.6 | 5 | 4.3 | 7.8 | 3.6 | 4.8 | 10 | 10 | 2039 | 2039-10-10 | 0 | 0 | 1.5 | 0 | 0 | 0 | 0
10 | 11 | 2039 | 2039-10-11 | 9.5 | 4.3 | 3.9 | 3.3 | 6.2 | 2.1 | 4.1 | 10 | 11 | 2039 | 2039-10-11 | 4.5 | 3 | 10 | 0 | 6.5 | 0 | 0
10 | 12 | 2039 | 2039-10-12 | 7.9 | 4.3 | 3.7 | 3.5 | 6.2 | 2.1 | 3.9 | 10 | 12 | 2039 | 2039-10-12 | 8.5 | 5 | 7 | 1 | 3 | 0 | 0
10 | 13 | 2039 | 2039-10-13 | 9 | 5.7 | 4.8 | 4.8 | 8 | 3.1 | 5.2 | 10 | 13 | 2039 | 2039-10-13 | 7 | 7.5 | 4.5 | 0 | 5.5 | 0 | 0
10 | 14 | 2039 | 2039-10-14 | 10 | 6 | 5.2 | 5.1 | 8.4 | 4.1 | 5.2 | 10 | 14 | 2039 | 2039-10-14 | 6 | 11.5 | 8 | 2 | 8 | 0 | 3.5
10 | 15 | 2039 | 2039-10-15 | 9.6 | 5.6 | 5.2 | 3.6 | 8.4 | 2.5 | 5.5 | 10 | 15 | 2039 | 2039-10-15 | 6.5 | 5 | 0 | 6.5 | 8 | 4 | 1.5
10 | 16 | 2039 | 2039-10-16 | 8.8 | 5.8 | 5.8 | 4.7 | 7.7 | 3.3 | 5.1 | 10 | 16 | 2039 | 2039-10-16 | 5 | 3.5 | 3 | 4 | 7.5 | 2 | 1
10 | 17 | 2039 | 2039-10-17 | 10.2 | 6.8 | 6.5 | 5.2 | 8.1 | 3.6 | 7 | 10 | 17 | 2039 | 2039-10-17 | 7.5 | 5 | 2.5 | 2 | 8.5 | 0.5 | 0
10 | 18 | 2039 | 2039-10-18 | 10.7 | 7.3 | 7.3 | 6.1 | 8.2 | 4.4 | 8.2 | 10 | 18 | 2039 | 2039-10-18 | 2 | 3 | 3.5 | 0 | 2 | 0 | 1
10 | 19 | 2039 | 2039-10-19 | 12.7 | 8.5 | 8.4 | 7 | 11.4 | 5.5 | 8.2 | 10 | 19 | 2039 | 2039-10-19 | 8 | 3.5 | 1 | 2 | 10 | 0 | 0
10 | 20 | 2039 | 2039-10-20 | 12.3 | 8.4 | 9.1 | 7.1 | 11.4 | 5.5 | 9.1 | 10 | 20 | 2039 | 2039-10-20 | 9.5 | 7 | 6 | 3 | 12.5 | 0 | 3
10 | 21 | 2039 | 2039-10-21 | 14.2 | 8.6 | 8.7 | 7.6 | 11.7 | 6.4 | 8.3 | 10 | 21 | 2039 | 2039-10-21 | 14.5 | 12 | 10 | 6 | 9.5 | 4 | 7
10 | 22 | 2039 | 2039-10-22 | 14.2 | 7.9 | 8.1 | 7.3 | 10.9 | 5.8 | 9.3 | 10 | 22 | 2039 | 2039-10-22 | 11 | 9.5 | 8 | 6.5 | 13 | 3 | 6
10 | 23 | 2039 | 2039-10-23 | 13.9 | 8 | 8.6 | 8.1 | 11.4 | 6.4 | 10.8 | 10 | 23 | 2039 | 2039-10-23 | 20 | 11.5 | 12 | 9.5 | 18 | 6.5 | 10.5
10 | 24 | 2039 | 2039-10-24 | 15.4 | 10.3 | 10 | 7.8 | 12 | 6.5 | 11.3 | 10 | 24 | 2039 | 2039-10-24 | 14.5 | 15.5 | 9 | 12 | 10 | 8.5 | 8
10 | 25 | 2039 | 2039-10-25 | 16.9 | 10.7 | 11.2 | 10.3 | 13.1 | 8.4 | 10.6 | 10 | 25 | 2039 | 2039-10-25 | 9 | 4.5 | 7.5 | 15.5 | 17 | 10.5 | 10
10 | 26 | 2039 | 2039-10-26 | 15.3 | 11.8 | 12.5 | 9.6 | 13.1 | 8.3 | 13 | 10 | 26 | 2039 | 2039-10-26 | 15 | 5 | 7.5 | 8.5 | 12.5 | 5.5 | 5
10 | 27 | 2039 | 2039-10-27 | 16.8 | 10.2 | 11.2 | 10.9 | 14.9 | 9.9 | 13.5 | 10 | 27 | 2039 | 2039-10-27 | 19 | 6.5 | 8 | 11.5 | 19.5 | 7 | 11
10 | 28 | 2039 | 2039-10-28 | 18.1 | 11.7 | 11.8 | 12 | 16.3 | 9.9 | 15 | 10 | 28 | 2039 | 2039-10-28 | 20.5 | 10.5 | 9.5 | 16 | 11 | 15 | 9.5
10 | 29 | 2039 | 2039-10-29 | 17.8 | 11.2 | 12.3 | 11.6 | 15.5 | 9.9 | 15.6 | 10 | 29 | 2039 | 2039-10-29 | 17 | 5.5 | 5.5 | 5 | 12.5 | 3.5 | 10.5
10 | 30 | 2039 | 2039-10-30 | 17.4 | 11 | 12.4 | 12.2 | 15 | 10.1 | 13.8 | 10 | 30 | 2039 | 2039-10-30 | 22.5 | 3 | 1 | 0.5 | 10 | 0 | 0
10 | 31 | 2039 | 2039-10-31 | 18.1 | 9.9 | 11.8 | 11.2 | 15.2 | 8.9 | 12.9 | 10 | 31 | 2039 | 2039-10-31 | 7.5 | 4.5 | 4.5 | 0.5 | 1 | 3 | 0.5
11 | 1 | 2039 | 2039-11-01 | 19.2 | 10.8 | 12.4 | 12.7 | 16.2 | 11.7 | 15.5 | 11 | 1 | 2039 | 2039-11-01 | 11 | 9 | 10 | 7.5 | 13 | 6 | 9.5
11 | 2 | 2039 | 2039-11-02 | 21.7 | 10.9 | 12.7 | 13.3 | 17.6 | 12.3 | 16.5 | 11 | 2 | 2039 | 2039-11-02 | 21.5 | 15 | 11 | 13 | 21 | 11.5 | 10.5
11 | 3 | 2039 | 2039-11-03 | 19.8 | 11 | 12.6 | 13.3 | 15.9 | 11.8 | 15.6 | 11 | 3 | 2039 | 2039-11-03 | 24.5 | 16 | 17 | 19.5 | 23.5 | 18 | 15.5
11 | 4 | 2039 | 2039-11-04 | 18.5 | 11.2 | 13.4 | 12.7 | 14.4 | 11.3 | 16.3 | 11 | 4 | 2039 | 2039-11-04 | 28 | 18 | 20 | 20.5 | 26.5 | 18.5 | 20
11 | 5 | 2039 | 2039-11-05 | 20.6 | 12.2 | 13.5 | 14.5 | 17.4 | 12.4 | 17.1 | 11 | 5 | 2039 | 2039-11-05 | 28 | 15 | 14.5 | 16.5 | 20 | 16 | 12.5
11 | 6 | 2039 | 2039-11-06 | 21.3 | 12.5 | 13.2 | 13.6 | 15.8 | 12.3 | 18 | 11 | 6 | 2039 | 2039-11-06 | 22 | 9.5 | 15.5 | 10 | 18.5 | 10.5 | 16.5
11 | 7 | 2039 | 2039-11-07 | 21 | 12 | 13.4 | 15.8 | 17.9 | 14.1 | 17 | 11 | 7 | 2039 | 2039-11-07 | 22.5 | 6 | 10 | 5.5 | 16.5 | 6.5 | 18
11 | 8 | 2039 | 2039-11-08 | 20.9 | 12.4 | 12.8 | 15.1 | 17.1 | 13 | 17.1 | 11 | 8 | 2039 | 2039-11-08 | 18.5 | 13 | 12.5 | 10.5 | 18 | 7 | 11
11 | 9 | 2039 | 2039-11-09 | 20.9 | 12.1 | 12.3 | 13.6 | 17.4 | 12.4 | 17.4 | 11 | 9 | 2039 | 2039-11-09 | 24 | 14.5 | 21 | 17 | 24 | 15 | 15
11 | 10 | 2039 | 2039-11-10 | 20.3 | 11.2 | 11.9 | 13.3 | 15.8 | 13.6 | 16 | 11 | 10 | 2039 | 2039-11-10 | 27.5 | 19 | 22 | 16 | 26.5 | 15 | 20.5
11 | 11 | 2039 | 2039-11-11 | 22 | 10.8 | 12.1 | 15.3 | 17.6 | 13.4 | 16.6 | 11 | 11 | 2039 | 2039-11-11 | 31 | 13.5 | 16 | 15.5 | 24.5 | 13 | 15
11 | 12 | 2039 | 2039-11-12 | 22.1 | 13.2 | 14.2 | 17.4 | 20.4 | 16.5 | 18.6 | 11 | 12 | 2039 | 2039-11-12 | 26.5 | 14.5 | 20 | 17.5 | 22 | 13 | 22.5
11 | 13 | 2039 | 2039-11-13 | 22.7 | 13.7 | 14.8 | 17.2 | 19 | 16.6 | 19 | 11 | 13 | 2039 | 2039-11-13 | 18.5 | 8 | 10 | 2 | 8 | 2.5 | 1.5
11 | 14 | 2039 | 2039-11-14 | 24.2 | 15.1 | 15.3 | 16.9 | 20.6 | 14.1 | 19 | 11 | 14 | 2039 | 2039-11-14 | 16.5 | 13.5 | 16.5 | 3 | 10 | 2.5 | 2
11 | 15 | 2039 | 2039-11-15 | 23.7 | 13.7 | 15.4 | 17.6 | 20 | 16.8 | 19.5 | 11 | 15 | 2039 | 2039-11-15 | 19.5 | 16.5 | 21 | 12.5 | 21.5 | 10 | 16
11 | 16 | 2039 | 2039-11-16 | 23.2 | 14.1 | 14.4 | 15.6 | 19.4 | 14.3 | 18.4 | 11 | 16 | 2039 | 2039-11-16 | 27 | 18.5 | 23.5 | 20 | 26.5 | 19.5 | 24
11 | 17 | 2039 | 2039-11-17 | 23 | 15 | 14.9 | 15.7 | 19.8 | 15.4 | 17.8 | 11 | 17 | 2039 | 2039-11-17 | 20.5 | 9.5 | 10.5 | 8 | 14.5 | 7.5 | 9.5
11 | 18 | 2039 | 2039-11-18 | 25.6 | 14.3 | 15.8 | 17.4 | 21 | 16.4 | 19.4 | 11 | 18 | 2039 | 2039-11-18 | 26 | 18 | 14.5 | 16.5 | 17.5 | 16 | 16
11 | 19 | 2039 | 2039-11-19 | 26.8 | 15.9 | 16.9 | 20.7 | 23.4 | 19.3 | 22.5 | 11 | 19 | 2039 | 2039-11-19 | 30 | 21.5 | 17.5 | 21 | 16 | 18.5 | 22.5
11 | 20 | 2039 | 2039-11-20 | 28 | 17.7 | 17.3 | 22.1 | 24.6 | 21 | 22.6 | 11 | 20 | 2039 | 2039-11-20 | 36.5 | 24 | 19.5 | 24 | 24.5 | 25.5 | 25.5
11 | 21 | 2039 | 2039-11-21 | 27.1 | 15.8 | 17.1 | 21.6 | 22.4 | 20.4 | 22.7 | 11 | 21 | 2039 | 2039-11-21 | 43 | 24 | 19 | 30 | 27 | 31 | 28.5
11 | 22 | 2039 | 2039-11-22 | 28 | 15.7 | 16.6 | 19.2 | 22.3 | 19.7 | 22.4 | 11 | 22 | 2039 | 2039-11-22 | 39 | 22.5 | 19 | 36.5 | 33 | 32.5 | 29.5
11 | 23 | 2039 | 2039-11-23 | 27.8 | 17.2 | 17 | 20.1 | 22.2 | 18.6 | 24.2 | 11 | 23 | 2039 | 2039-11-23 | 33 | 20 | 21.5 | 34 | 22 | 32 | 34.5
11 | 24 | 2039 | 2039-11-24 | 28.7 | 16.4 | 17.2 | 20.2 | 23.6 | 19 | 22.6 | 11 | 24 | 2039 | 2039-11-24 | 31.5 | 19.5 | 19.5 | 30.5 | 23 | 31 | 24
11 | 25 | 2039 | 2039-11-25 | 28.6 | 16.8 | 17.7 | 19.6 | 23.7 | 18.2 | 23 | 11 | 25 | 2039 | 2039-11-25 | 32.5 | 19.5 | 20.5 | 37.5 | 36.5 | 34 | 25
11 | 26 | 2039 | 2039-11-26 | 28.5 | 18.1 | 19.1 | 18.5 | 23 | 19.2 | 23.9 | 11 | 26 | 2039 | 2039-11-26 | 41 | 24 | 22 | 41 | 45.5 | 37.5 | 27.5
11 | 27 | 2039 | 2039-11-27 | 28.1 | 19.4 | 19.4 | 20.7 | 23.1 | 19.1 | 25.6 | 11 | 27 | 2039 | 2039-11-27 | 48 | 23.5 | 22.5 | 41 | 49.5 | 38.5 | 34.5
11 | 28 | 2039 | 2039-11-28 | 29.9 | 17.7 | 17.2 | 20 | 23.6 | 20 | 25.2 | 11 | 28 | 2039 | 2039-11-28 | 48.5 | 26 | 25.5 | 39.5 | 51.5 | 35.5 | 38.5
11 | 29 | 2039 | 2039-11-29 | 28 | 16 | 17.7 | 20.4 | 21.6 | 18.8 | 25.1 | 11 | 29 | 2039 | 2039-11-29 | 49 | 26.5 | 26.5 | 37 | 47.5 | 36 | 40
11 | 30 | 2039 | 2039-11-30 | 27.4 | 15.6 | 16.9 | 21 | 21.8 | 19.2 | 24.6 | 11 | 30 | 2039 | 2039-11-30 | 42.5 | 27 | 26 | 39 | 51 | 36 | 37
12 | 1 | 2039 | 2039-12-01 | 27.1 | 15.3 | 17 | 19.5 | 21.9 | 18 | 24.6 | 12 | 1 | 2039 | 2039-12-01 | 39 | 17.5 | 18 | 37.5 | 45.5 | 35 | 33.5
12 | 2 | 2039 | 2039-12-02 | 27.4 | 17.2 | 17.7 | 19.7 | 22.5 | 18.9 | 24.9 | 12 | 2 | 2039 | 2039-12-02 | 38 | 14.5 | 15.5 | 34.5 | 26.5 | 33.5 | 30.5
12 | 3 | 2039 | 2039-12-03 | 26.3 | 15.7 | 17.3 | 19.6 | 21.5 | 18.7 | 23.3 | 12 | 3 | 2039 | 2039-12-03 | 26.5 | 5 | 10 | 23 | 14 | 19 | 26.5
12 | 4 | 2039 | 2039-12-04 | 26.3 | 15.6 | 16.8 | 20.3 | 22.2 | 19.3 | 24.2 | 12 | 4 | 2039 | 2039-12-04 | 27 | 12.5 | 14 | 23.5 | 22 | 16.5 | 28
12 | 5 | 2039 | 2039-12-05 | 26.2 | 16.6 | 17.4 | 19.4 | 22.3 | 18.9 | 24.4 | 12 | 5 | 2039 | 2039-12-05 | 28.5 | 8.5 | 15.5 | 17.5 | 16 | 14 | 30
12 | 6 | 2039 | 2039-12-06 | 26.4 | 15.1 | 16.9 | 17.8 | 22.4 | 18.1 | 24.5 | 12 | 6 | 2039 | 2039-12-06 | 20.5 | 7.5 | 10.5 | 7 | 9 | 8 | 17.5
12 | 7 | 2039 | 2039-12-07 | 27.1 | 15.4 | 16.8 | 18.1 | 21.5 | 17.8 | 24.9 | 12 | 7 | 2039 | 2039-12-07 | 17 | 9 | 11.5 | 7 | 0.5 | 6 | 18.5
12 | 8 | 2039 | 2039-12-08 | 27.3 | 14.8 | 16.5 | 19.7 | 21.5 | 19 | 24.1 | 12 | 8 | 2039 | 2039-12-08 | 12 | 8 | 6.5 | 2.5 | 0 | 0.5 | 14.5
12 | 9 | 2039 | 2039-12-09 | 26.2 | 15.1 | 16.9 | 18.1 | 22.3 | 17.2 | 23.7 | 12 | 9 | 2039 | 2039-12-09 | 18 | 12.5 | 12 | 9 | 11 | 6 | 14
12 | 10 | 2039 | 2039-12-10 | 28.4 | 16.6 | 17 | 19.6 | 23.7 | 18 | 24 | 12 | 10 | 2039 | 2039-12-10 | 21.5 | 12.5 | 13.5 | 13.5 | 17.5 | 12 | 18.5
12 | 11 | 2039 | 2039-12-11 | 30.4 | 15.8 | 16.7 | 21.1 | 24.6 | 19.3 | 25.6 | 12 | 11 | 2039 | 2039-12-11 | 23 | 18.5 | 15.5 | 14.5 | 22 | 15 | 22.5
12 | 12 | 2039 | 2039-12-12 | 29.5 | 14.5 | 16.6 | 20.5 | 22.3 | 19.8 | 24 | 12 | 12 | 2039 | 2039-12-12 | 26 | 20 | 16.5 | 18 | 25.5 | 16 | 22
12 | 13 | 2039 | 2039-12-13 | 29.9 | 16 | 17.3 | 20.5 | 22.1 | 19.7 | 24.7 | 12 | 13 | 2039 | 2039-12-13 | 26.5 | 16 | 16 | 16 | 24 | 15.5 | 17
12 | 14 | 2039 | 2039-12-14 | 28.4 | 17.1 | 17.2 | 19.2 | 19.7 | 20.7 | 25.3 | 12 | 14 | 2039 | 2039-12-14 | 26.5 | 19.5 | 24.5 | 21 | 27.5 | 21.5 | 21
12 | 15 | 2039 | 2039-12-15 | 27.5 | 16.5 | 16.3 | 16.5 | 20.5 | 16.7 | 25.3 | 12 | 15 | 2039 | 2039-12-15 | 31.5 | 19.5 | 25.5 | 24.5 | 33 | 24 | 27
12 | 16 | 2039 | 2039-12-16 | 27.5 | 15.9 | 16.7 | 18 | 21.5 | 16.9 | 24.6 | 12 | 16 | 2039 | 2039-12-16 | 36.5 | 23.5 | 22.5 | 27 | 25.5 | 25 | 26
12 | 17 | 2039 | 2039-12-17 | 29.3 | 16.6 | 17.2 | 21 | 24.2 | 19.8 | 26.7 | 12 | 17 | 2039 | 2039-12-17 | 39.5 | 24.5 | 23.5 | 28 | 20 | 29 | 28.5
12 | 18 | 2039 | 2039-12-18 | 30 | 15.3 | 17.1 | 20.2 | 24 | 20.2 | 26 | 12 | 18 | 2039 | 2039-12-18 | 28.5 | 18 | 19 | 25 | 20.5 | 23 | 32
12 | 19 | 2039 | 2039-12-19 | 30.7 | 15.6 | 17.2 | 21.9 | 24.7 | 20.2 | 26.1 | 12 | 19 | 2039 | 2039-12-19 | 33 | 20 | 20.5 | 25.5 | 24 | 25 | 36
12 | 20 | 2039 | 2039-12-20 | 29.3 | 15.6 | 17.2 | 20.6 | 23.7 | 20.1 | 25.9 | 12 | 20 | 2039 | 2039-12-20 | 39 | 16 | 20 | 25 | 23.5 | 24.5 | 29.5
12 | 21 | 2039 | 2039-12-21 | 68.81 | 41.69 | 40.78 | 58.15 | 59.53 | 60.73 | 56.55 | 12 | 21 | 2039 | 2039-12-21 | 28 | 19.5 | 22.5 | 16.5 | 20.5 | 17.5 | 29.5
12 | 22 | 2039 | 2039-12-22 | 32.8 | 17.8 | 18.4 | 24.1 | 25.7 | 22.1 | 27.3 | 12 | 22 | 2039 | 2039-12-22 | 31 | 21.5 | 25.5 | 22.5 | 25 | 21 | 38
12 | 23 | 2039 | 2039-12-23 | 30.7 | 16.3 | 16.7 | 22 | 23.5 | 20.9 | 25.2 | 12 | 23 | 2039 | 2039-12-23 | 33.5 | 20.5 | 22.5 | 24.5 | 28 | 23.5 | 29
12 | 24 | 2039 | 2039-12-24 | 31.3 | 17.1 | 17.6 | 21.9 | 24 | 20.1 | 26.3 | 12 | 24 | 2039 | 2039-12-24 | 41 | 22 | 23.5 | 27 | 32.5 | 25.5 | 34
12 | 25 | 2039 | 2039-12-25 | 32.5 | 17.8 | 17.9 | 23.7 | 24 | 23.1 | 27.4 | 12 | 25 | 2039 | 2039-12-25 | 46 | 24.5 | 24.5 | 30 | 34 | 30.5 | 41
12 | 26 | 2039 | 2039-12-26 | 32.2 | 17.3 | 18.4 | 24.7 | 24.2 | 23.5 | 28.1 | 12 | 26 | 2039 | 2039-12-26 | 46.5 | 26.5 | 24.5 | 28 | 35 | 32 | 45
12 | 27 | 2039 | 2039-12-27 | 34.2 | 17.7 | 18 | 24.3 | 26.3 | 23.8 | 25.9 | 12 | 27 | 2039 | 2039-12-27 | 43.5 | 24 | 26 | 32.5 | 29.5 | 30 | 32
12 | 28 | 2039 | 2039-12-28 | 33.4 | 17.5 | 16.9 | 24.4 | 25.2 | 23.2 | 26.3 | 12 | 28 | 2039 | 2039-12-28 | 41.5 | 22.5 | 25.5 | 32.5 | 27.5 | 31.5 | 33
12 | 29 | 2039 | 2039-12-29 | 31.8 | 17.7 | 17.2 | 23.9 | 25 | 21.2 | 26.3 | 12 | 29 | 2039 | 2039-12-29 | 38.5 | 24 | 24.5 | 31 | 29.5 | 30.5 | 30.5
12 | 30 | 2039 | 2039-12-30 | 32.1 | 17.3 | 17.9 | 23.1 | 24.2 | 20.6 | 27.3 | 12 | 30 | 2039 | 2039-12-30 | 44.5 | 28 | 25.5 | 34 | 33.5 | 31.5 | 36
12 | 31 | 2039 | 2039-12-31 | 32.6 | 18.2 | 18.5 | 24.8 | 25.6 | 23.9 | 27.3 | 12 | 31 | 2039 | 2039-12-31 | 48.5 | 29 | 28 | 38 | 39.5 | 35.5 | 42
1 | 1 | 2040 | 2040-01-01 | 32.5 | 18.8 | 19.2 | 25.6 | 25.5 | 23.6 | 26.8 | 1 | 1 | 2040 | 2040-01-01 | 55 | 30 | 28 | 39.5 | 46.5 | 38 | 47.5
1 | 2 | 2040 | 2040-01-02 | 33.5 | 19 | 18.8 | 25.2 | 25.5 | 23.7 | 27.6 | 1 | 2 | 2040 | 2040-01-02 | 52 | 30.5 | 30.5 | 41.5 | 46.5 | 39.5 | 45
1 | 3 | 2040 | 2040-01-03 | 34.8 | 19.3 | 19.1 | 26.5 | 25.8 | 25.3 | 28.3 | 1 | 3 | 2040 | 2040-01-03 | 37.5 | 31.5 | 31.5 | 43 | 41 | 43 | 39.5
1 | 4 | 2040 | 2040-01-04 | 35.6 | 19.2 | 19.3 | 26.4 | 25.8 | 25.6 | 27.8 | 1 | 4 | 2040 | 2040-01-04 | 27.5 | 26.5 | 26 | 39 | 31.5 | 36.5 | 35.5
1 | 5 | 2040 | 2040-01-05 | 34.9 | 18.5 | 18.4 | 26.4 | 27.2 | 24.4 | 27.4 | 1 | 5 | 2040 | 2040-01-05 | 25 | 26 | 23 | 35.5 | 34 | 34.5 | 33.5
1 | 6 | 2040 | 2040-01-06 | 33.9 | 17.6 | 18.3 | 25.8 | 25.3 | 23.5 | 26.7 | 1 | 6 | 2040 | 2040-01-06 | 25.5 | 21.5 | 19 | 32.5 | 36 | 30 | 25
1 | 7 | 2040 | 2040-01-07 | 31.7 | 17.7 | 17 | 24.4 | 24.2 | 22.5 | 25.9 | 1 | 7 | 2040 | 2040-01-07 | 31 | 25 | 23.5 | 29.5 | 27 | 29 | 24.5
1 | 8 | 2040 | 2040-01-08 | 31.3 | 17.2 | 17.1 | 22.6 | 23.8 | 20.9 | 25.3 | 1 | 8 | 2040 | 2040-01-08 | 30 | 20.5 | 23 | 27 | 27.5 | 24 | 23
1 | 9 | 2040 | 2040-01-09 | 30.7 | 18.5 | 17.5 | 23 | 23.1 | 21.3 | 24.4 | 1 | 9 | 2040 | 2040-01-09 | 36.5 | 24 | 23.5 | 29 | 30.5 | 27.5 | 23
1 | 10 | 2040 | 2040-01-10 | 28.9 | 16.6 | 16.9 | 21.7 | 23.1 | 18.7 | 24.4 | 1 | 10 | 2040 | 2040-01-10 | 42 | 23 | 22 | 28.5 | 25 | 28 | 24.5
1 | 11 | 2040 | 2040-01-11 | 29.4 | 15.8 | 17 | 22.1 | 21.9 | 19.5 | 24.5 | 1 | 11 | 2040 | 2040-01-11 | 40.5 | 29 | 25 | 33 | 24.5 | 31 | 24.5
1 | 12 | 2040 | 2040-01-12 | 28.4 | 15 | 16.7 | 22 | 21.6 | 19.3 | 23.9 | 1 | 12 | 2040 | 2040-01-12 | 31.5 | 18 | 17 | 23.5 | 20 | 28.5 | 24.5
1 | 13 | 2040 | 2040-01-13 | 28.4 | 16 | 16.3 | 20.1 | 19.9 | 19.7 | 24.1 | 1 | 13 | 2040 | 2040-01-13 | 30.5 | 11 | 19 | 18 | 19 | 14.5 | 26
1 | 14 | 2040 | 2040-01-14 | 29.4 | 15.7 | 16.3 | 19.2 | 20.7 | 17.9 | 24.5 | 1 | 14 | 2040 | 2040-01-14 | 33.5 | 19 | 23.5 | 18.5 | 28.5 | 18.5 | 31.5
1 | 15 | 2040 | 2040-01-15 | 29.7 | 15.4 | 16 | 19.4 | 21.9 | 18.4 | 23 | 1 | 15 | 2040 | 2040-01-15 | 30.5 | 25.5 | 22.5 | 20 | 26 | 22 | 24
1 | 16 | 2040 | 2040-01-16 | 29.9 | 16.1 | 16.3 | 20.4 | 23.1 | 19.5 | 23.7 | 1 | 16 | 2040 | 2040-01-16 | 30 | 14 | 15.5 | 23.5 | 20 | 23.5 | 24
1 | 17 | 2040 | 2040-01-17 | 29.4 | 16 | 16 | 19.6 | 21.7 | 18.1 | 23 | 1 | 17 | 2040 | 2040-01-17 | 29 | 12 | 15.5 | 21 | 17.5 | 23.5 | 24
1 | 18 | 2040 | 2040-01-18 | 28.2 | 15.9 | 16.1 | 18.4 | 20.7 | 17.6 | 22.4 | 1 | 18 | 2040 | 2040-01-18 | 29 | 11.5 | 14.5 | 17 | 21 | 17 | 26
1 | 19 | 2040 | 2040-01-19 | 28.9 | 17 | 17 | 19 | 21.8 | 16.9 | 22.6 | 1 | 19 | 2040 | 2040-01-19 | 25.5 | 15 | 18 | 19 | 21.5 | 24.5 | 25
1 | 20 | 2040 | 2040-01-20 | 28.7 | 17.6 | 16.6 | 19.3 | 20.7 | 17.2 | 22.1 | 1 | 20 | 2040 | 2040-01-20 | 25.5 | 14.5 | 19 | 16.5 | 24.5 | 14.5 | 26.5
1 | 21 | 2040 | 2040-01-21 | 27.8 | 16 | 15.7 | 17.2 | 19.3 | 16 | 21.4 | 1 | 21 | 2040 | 2040-01-21 | 23.5 | 8.5 | 13.5 | 11.5 | 14 | 12.5 | 21.5
1 | 22 | 2040 | 2040-01-22 | 28.2 | 15.1 | 15.6 | 17.9 | 20.4 | 16.5 | 21.4 | 1 | 22 | 2040 | 2040-01-22 | 25 | 8 | 14.5 | 12.5 | 13.5 | 9.5 | 20
1 | 23 | 2040 | 2040-01-23 | 29.3 | 14.7 | 15.7 | 18 | 20.6 | 16.9 | 21.7 | 1 | 23 | 2040 | 2040-01-23 | 21.5 | 17.5 | 16 | 14.5 | 20 | 18 | 21
1 | 24 | 2040 | 2040-01-24 | 28.7 | 15 | 15.5 | 18 | 20.9 | 16.3 | 21 | 1 | 24 | 2040 | 2040-01-24 | 28 | 18.5 | 18 | 19 | 23.5 | 16 | 22
1 | 25 | 2040 | 2040-01-25 | 29.1 | 14.9 | 15.6 | 18.5 | 20.7 | 17.3 | 21.3 | 1 | 25 | 2040 | 2040-01-25 | 32 | 19.5 | 14.5 | 20.5 | 22 | 22.5 | 25.5
1 | 26 | 2040 | 2040-01-26 | 28.5 | 14.9 | 15.5 | 19.3 | 21 | 17.4 | 22 | 1 | 26 | 2040 | 2040-01-26 | 33 | 12 | 13.5 | 26 | 19.5 | 25 | 24
1 | 27 | 2040 | 2040-01-27 | 27.8 | 14.9 | 16 | 19 | 21.7 | 17.2 | 21.5 | 1 | 27 | 2040 | 2040-01-27 | 25.5 | 7 | 8.5 | 22 | 12.5 | 21.5 | 22
1 | 28 | 2040 | 2040-01-28 | 28.3 | 14.1 | 15.6 | 19.9 | 20.1 | 18.5 | 22.2 | 1 | 28 | 2040 | 2040-01-28 | 32.5 | 8 | 10.5 | 13.5 | 17.5 | 13 | 16.5
1 | 29 | 2040 | 2040-01-29 | 27.8 | 15.2 | 16 | 18.1 | 20.5 | 16.4 | 22 | 1 | 29 | 2040 | 2040-01-29 | 32 | 15.5 | 16.5 | 17 | 23.5 | 15.5 | 19
1 | 30 | 2040 | 2040-01-30 | 27.6 | 15.4 | 16.3 | 19.2 | 20.2 | 16.8 | 21.6 | 1 | 30 | 2040 | 2040-01-30 | 37 | 19.5 | 19.5 | 20.5 | 26 | 20 | 23.5
1 | 31 | 2040 | 2040-01-31 | 27.2 | 15.1 | 16 | 19.1 | 20.4 | 16.8 | 21.6 | 1 | 31 | 2040 | 2040-01-31 | 38 | 18.5 | 20.5 | 25 | 31 | 23 | 26
2 | 1 | 2040 | 2040-02-01 | 27 | 14.2 | 15.6 | 19 | 20.2 | 16.8 | 21.2 | 2 | 1 | 2040 | 2040-02-01 | 33.5 | 20 | 21.5 | 24 | 29.5 | 22.5 | 26
2 | 2 | 2040 | 2040-02-02 | 27.5 | 13.8 | 16.1 | 19.9 | 22.5 | 17.3 | 21.3 | 2 | 2 | 2040 | 2040-02-02 | 40.5 | 20 | 22 | 24.5 | 27.5 | 23.5 | 26.5
2 | 3 | 2040 | 2040-02-03 | 27.5 | 15.9 | 17.3 | 20.4 | 22.9 | 17.8 | 22.3 | 2 | 3 | 2040 | 2040-02-03 | 40 | 18 | 19 | 21 | 28.5 | 21.5 | 24
2 | 4 | 2040 | 2040-02-04 | 28.9 | 17.3 | 17.9 | 21.6 | 23.6 | 18.8 | 22.5 | 2 | 4 | 2040 | 2040-02-04 | 32.5 | 14 | 17.5 | 21.5 | 19 | 16 | 23
2 | 5 | 2040 | 2040-02-05 | 28.2 | 16 | 16.6 | 21.2 | 22.5 | 19.1 | 22.2 | 2 | 5 | 2040 | 2040-02-05 | 27.5 | 9.5 | 19 | 11.5 | 20 | 11 | 19.5
2 | 6 | 2040 | 2040-02-06 | 27.8 | 15.5 | 16.7 | 20 | 22.5 | 18.1 | 21.8 | 2 | 6 | 2040 | 2040-02-06 | 29 | 18 | 22 | 17 | 18.5 | 15 | 17.5
2 | 7 | 2040 | 2040-02-07 | 29.4 | 15.7 | 16.7 | 20 | 22.6 | 18.2 | 22 | 2 | 7 | 2040 | 2040-02-07 | 33 | 20.5 | 21 | 19 | 15 | 19.5 | 21
2 | 8 | 2040 | 2040-02-08 | 28 | 16.4 | 17 | 20.4 | 21.8 | 18.5 | 21.5 | 2 | 8 | 2040 | 2040-02-08 | 28.5 | 11.5 | 14.5 | 20.5 | 12.5 | 20.5 | 19
2 | 9 | 2040 | 2040-02-09 | 26.9 | 16.5 | 16.8 | 21.4 | 20.9 | 17.7 | 20.8 | 2 | 9 | 2040 | 2040-02-09 | 29 | 13.5 | 11.5 | 20.5 | 14.5 | 21 | 19
2 | 10 | 2040 | 2040-02-10 | 27.5 | 16.6 | 16.9 | 21.2 | 21.3 | 18.1 | 21.2 | 2 | 10 | 2040 | 2040-02-10 | 27.5 | 11.5 | 15.5 | 21 | 15 | 19 | 19.5
2 | 11 | 2040 | 2040-02-11 | 28.1 | 16.3 | 16.5 | 20.8 | 21.9 | 18.4 | 20.9 | 2 | 11 | 2040 | 2040-02-11 | 24.5 | 15 | 14.5 | 15.5 | 13.5 | 17 | 16.5
2 | 12 | 2040 | 2040-02-12 | 28.1 | 16.5 | 16.9 | 19.8 | 23.6 | 18.6 | 21.8 | 2 | 12 | 2040 | 2040-02-12 | 25 | 8.5 | 9.5 | 14 | 10.5 | 13 | 17.5
2 | 13 | 2040 | 2040-02-13 | 27.9 | 16.7 | 17.5 | 19.9 | 22.8 | 18.9 | 21.6 | 2 | 13 | 2040 | 2040-02-13 | 22 | 13.5 | 15.5 | 15.5 | 21 | 13.5 | 16
2 | 14 | 2040 | 2040-02-14 | 25.9 | 17.3 | 17.4 | 19.4 | 21.9 | 17.8 | 20.6 | 2 | 14 | 2040 | 2040-02-14 | 24.5 | 11 | 10 | 11.5 | 10.5 | 10 | 14.5
2 | 15 | 2040 | 2040-02-15 | 26.6 | 16.2 | 17.6 | 19 | 21.1 | 17.8 | 20.6 | 2 | 15 | 2040 | 2040-02-15 | 19 | 10.5 | 11 | 8.5 | 10 | 5.5 | 4
2 | 16 | 2040 | 2040-02-16 | 25.8 | 16.1 | 17.3 | 19.4 | 20.5 | 17.2 | 20.1 | 2 | 16 | 2040 | 2040-02-16 | 22 | 13 | 10 | 11 | 14 | 6.5 | 10.5
2 | 17 | 2040 | 2040-02-17 | 26.4 | 16.6 | 17.3 | 20.4 | 20.9 | 18.4 | 20.2 | 2 | 17 | 2040 | 2040-02-17 | 17 | 11 | 11.5 | 9.5 | 9 | 8.5 | 8.5
2 | 18 | 2040 | 2040-02-18 | 23.8 | 15.6 | 16.8 | 18.7 | 20.3 | 17.7 | 19.3 | 2 | 18 | 2040 | 2040-02-18 | 18 | 11 | 14.5 | 12.5 | 20 | 7 | 13
2 | 19 | 2040 | 2040-02-19 | 22.8 | 15.8 | 16.3 | 17.8 | 20.4 | 16.4 | 17.9 | 2 | 19 | 2040 | 2040-02-19 | 19.5 | 11.5 | 18 | 15 | 19.5 | 10.5 | 16
2 | 20 | 2040 | 2040-02-20 | 22.2 | 14.3 | 15.6 | 17 | 20 | 15.9 | 16.9 | 2 | 20 | 2040 | 2040-02-20 | 25.5 | 16.5 | 20 | 19 | 25 | 15.5 | 19.5
2 | 21 | 2040 | 2040-02-21 | 22.4 | 14.5 | 15 | 16.7 | 19.6 | 15.2 | 16.9 | 2 | 21 | 2040 | 2040-02-21 | 27 | 19.5 | 23 | 21.5 | 25.5 | 23.5 | 22
2 | 22 | 2040 | 2040-02-22 | 23.1 | 14.5 | 15.2 | 16.1 | 19.4 | 15.4 | 17.5 | 2 | 22 | 2040 | 2040-02-22 | 24.5 | 18 | 21 | 19.5 | 26 | 17.5 | 20
2 | 23 | 2040 | 2040-02-23 | 21.5 | 13.8 | 14.5 | 15.9 | 18.6 | 14.6 | 16.9 | 2 | 23 | 2040 | 2040-02-23 | 29 | 18 | 18 | 19 | 23 | 16.5 | 21
2 | 24 | 2040 | 2040-02-24 | 22 | 13.1 | 13.4 | 14.7 | 17.6 | 14.4 | 16.4 | 2 | 24 | 2040 | 2040-02-24 | 22 | 11 | 14.5 | 19 | 16.5 | 17 | 14.5
2 | 25 | 2040 | 2040-02-25 | 21.3 | 12.8 | 13.6 | 15 | 18.3 | 14.3 | 15.1 | 2 | 25 | 2040 | 2040-02-25 | 22.5 | 11.5 | 12.5 | 17.5 | 16.5 | 15 | 16
2 | 26 | 2040 | 2040-02-26 | 20.9 | 13.3 | 14 | 15.9 | 18.1 | 13.4 | 15 | 2 | 26 | 2040 | 2040-02-26 | 23 | 13.5 | 13 | 19 | 14 | 16.5 | 15.5
2 | 27 | 2040 | 2040-02-27 | 20.3 | 13.2 | 14.4 | 15.7 | 18.4 | 13.5 | 15.5 | 2 | 27 | 2040 | 2040-02-27 | 17.5 | 10.5 | 14 | 11 | 16.5 | 8 | 9.5
2 | 28 | 2040 | 2040-02-28 | 20 | 13.3 | 15.1 | 16.3 | 19 | 13.9 | 16.4 | 2 | 28 | 2040 | 2040-02-28 | 22 | 11 | 15.5 | 12.5 | 16 | 10 | 10.5
2 | 29 | 2040 | 2040-02-29 | 20.4 | 14 | 15.6 | 15.2 | 18.7 | 13.3 | 17.1 | 2 | 29 | 2040 | 2040-02-29 | 24.5 | 12 | 15.5 | 14.5 | 22 | 13.5 | 16
3 | 1 | 2040 | 2040-03-01 | 20.5 | 14.2 | 14.6 | 14.3 | 18.5 | 12.5 | 17.3 | 3 | 1 | 2040 | 2040-03-01 | 15.5 | 10 | 12.5 | 8 | 10 | 7.5 | 13.5
3 | 2 | 2040 | 2040-03-02 | 20.4 | 13 | 13.7 | 13.3 | 17.8 | 12.5 | 16 | 3 | 2 | 2040 | 2040-03-02 | 20 | 9.5 | 14.5 | 11.5 | 13.5 | 10 | 16.5
3 | 3 | 2040 | 2040-03-03 | 20.6 | 13.6 | 13.6 | 14.7 | 18.8 | 12.2 | 15.9 | 3 | 3 | 2040 | 2040-03-03 | 20.5 | 7.5 | 11 | 9.5 | 12.5 | 7.5 | 11
3 | 4 | 2040 | 2040-03-04 | 20.5 | 15.1 | 14.9 | 16.8 | 20.6 | 13.9 | 17.5 | 3 | 4 | 2040 | 2040-03-04 | 20.5 | 9 | 18 | 10.5 | 15 | 8 | 15
3 | 5 | 2040 | 2040-03-05 | 20.4 | 14.5 | 15.2 | 15.8 | 18.7 | 13.5 | 17.1 | 3 | 5 | 2040 | 2040-03-05 | 10.5 | 4.5 | 7 | 2.5 | 8 | 0.5 | 8
3 | 6 | 2040 | 2040-03-06 | 20 | 13.3 | 14.6 | 14.4 | 18.2 | 12.4 | 16.6 | 3 | 6 | 2040 | 2040-03-06 | 19 | 6.5 | 12.5 | 7.5 | 15.5 | 5.5 | 11
3 | 7 | 2040 | 2040-03-07 | 19.6 | 13.5 | 14.5 | 13.8 | 17.1 | 11.1 | 15.3 | 3 | 7 | 2040 | 2040-03-07 | 19.5 | 14.5 | 15.5 | 14.5 | 21 | 12.5 | 11.5
3 | 8 | 2040 | 2040-03-08 | 19.2 | 14.1 | 14.7 | 13.8 | 16.7 | 10.4 | 16 | 3 | 8 | 2040 | 2040-03-08 | 26 | 14 | 18 | 19 | 28.5 | 17.5 | 21
3 | 9 | 2040 | 2040-03-09 | 18.5 | 13.4 | 14.1 | 14 | 16.7 | 10.7 | 15.4 | 3 | 9 | 2040 | 2040-03-09 | 24 | 11.5 | 16.5 | 14 | 19.5 | 10.5 | 21
3 | 10 | 2040 | 2040-03-10 | 18.6 | 12.5 | 13.7 | 13 | 15.9 | 10 | 14.9 | 3 | 10 | 2040 | 2040-03-10 | 15.5 | 8.5 | 16 | 11.5 | 19 | 8 | 11.5
3 | 11 | 2040 | 2040-03-11 | 16.9 | 11.9 | 13.2 | 12.1 | 16 | 9.2 | 13.6 | 3 | 11 | 2040 | 2040-03-11 | 19 | 14 | 17 | 16.5 | 22 | 16.5 | 18.5
3 | 12 | 2040 | 2040-03-12 | 16.6 | 12.2 | 13.5 | 11.2 | 16.5 | 9.3 | 13.7 | 3 | 12 | 2040 | 2040-03-12 | 14.5 | 11.5 | 17.5 | 15 | 20 | 13 | 11.5
3 | 13 | 2040 | 2040-03-13 | 17.7 | 11.3 | 12.9 | 12.2 | 17.3 | 10.1 | 13.9 | 3 | 13 | 2040 | 2040-03-13 | 21.5 | 13.5 | 18 | 13 | 19 | 11 | 16.5
3 | 14 | 2040 | 2040-03-14 | 18.1 | 11.7 | 12.8 | 13.5 | 17.9 | 10.9 | 14.7 | 3 | 14 | 2040 | 2040-03-14 | 23.5 | 15.5 | 19 | 15.5 | 22 | 14.5 | 18
3 | 15 | 2040 | 2040-03-15 | 18.3 | 11.7 | 13 | 13.5 | 16.2 | 11.2 | 14.2 | 3 | 15 | 2040 | 2040-03-15 | 25 | 15 | 18 | 18 | 20.5 | 16.5 | 17
3 | 16 | 2040 | 2040-03-16 | 17.4 | 12.1 | 13.3 | 12.3 | 15.2 | 10.6 | 13.5 | 3 | 16 | 2040 | 2040-03-16 | 24 | 17 | 19 | 16.5 | 14.5 | 15 | 16
3 | 17 | 2040 | 2040-03-17 | 16.5 | 11.5 | 12.9 | 12.1 | 14.6 | 10.1 | 13.7 | 3 | 17 | 2040 | 2040-03-17 | 24.5 | 14.5 | 18 | 19 | 22 | 18.5 | 18.5
3 | 18 | 2040 | 2040-03-18 | 16.1 | 10.4 | 12.5 | 11.9 | 14.7 | 9.4 | 13.5 | 3 | 18 | 2040 | 2040-03-18 | 26.5 | 12 | 11 | 20 | 24.5 | 17.5 | 19
3 | 19 | 2040 | 2040-03-19 | 14.7 | 10.7 | 12.7 | 11.6 | 14.3 | 9.4 | 13.3 | 3 | 19 | 2040 | 2040-03-19 | 17 | 11 | 12.5 | 14.5 | 15.5 | 11.5 | 10
3 | 20 | 2040 | 2040-03-20 | 15.4 | 10.8 | 12.5 | 11.9 | 15.6 | 9.5 | 13 | 3 | 20 | 2040 | 2040-03-20 | 15.5 | 8.5 | 10.5 | 11 | 16.5 | 10 | 6.5
3 | 21 | 2040 | 2040-03-21 | 17.8 | 11.4 | 13.6 | 12.6 | 17.3 | 10.3 | 14.1 | 3 | 21 | 2040 | 2040-03-21 | 17.5 | 7 | 13 | 12 | 19.5 | 8.5 | 13.5
3 | 22 | 2040 | 2040-03-22 | 18.2 | 12 | 13.8 | 13.2 | 17.6 | 11.2 | 15 | 3 | 22 | 2040 | 2040-03-22 | 21 | 9 | 13 | 12 | 20.5 | 14 | 9.5
3 | 23 | 2040 | 2040-03-23 | 16.6 | 12.6 | 13.5 | 13 | 17.6 | 11.5 | 15 | 3 | 23 | 2040 | 2040-03-23 | 19.5 | 10.5 | 14.5 | 12 | 15 | 9.5 | 8
3 | 24 | 2040 | 2040-03-24 | 16.4 | 13.2 | 14.1 | 13.3 | 18 | 11.6 | 15.1 | 3 | 24 | 2040 | 2040-03-24 | 17.5 | 13 | 14.5 | 11.5 | 15 | 9.5 | 9
3 | 25 | 2040 | 2040-03-25 | 16.9 | 12.6 | 13.6 | 13.7 | 17.2 | 11.3 | 15 | 3 | 25 | 2040 | 2040-03-25 | 23.5 | 13 | 13.5 | 14.5 | 22 | 14 | 13
3 | 26 | 2040 | 2040-03-26 | 16.4 | 11.8 | 13 | 12.5 | 16.1 | 10.7 | 14.7 | 3 | 26 | 2040 | 2040-03-26 | 26.5 | 12 | 15.5 | 14.5 | 21.5 | 11.5 | 13.5
3 | 27 | 2040 | 2040-03-27 | 16.4 | 11.4 | 12.8 | 12.9 | 16.2 | 11 | 14.2 | 3 | 27 | 2040 | 2040-03-27 | 20.5 | 13.5 | 13 | 12 | 18.5 | 11 | 10
3 | 28 | 2040 | 2040-03-28 | 16.6 | 11.6 | 13.3 | 12.1 | 16.1 | 10.5 | 13.1 | 3 | 28 | 2040 | 2040-03-28 | 26 | 12.5 | 16 | 20 | 25 | 17.5 | 17
3 | 29 | 2040 | 2040-03-29 | 16 | 10.9 | 12.5 | 11 | 15.7 | 8.9 | 12.4 | 3 | 29 | 2040 | 2040-03-29 | 18 | 10 | 12.5 | 13 | 15.5 | 11.5 | 7.5
3 | 30 | 2040 | 2040-03-30 | 15.5 | 9.5 | 11.9 | 9.9 | 15.4 | 8.6 | 11 | 3 | 30 | 2040 | 2040-03-30 | 12 | 8.5 | 8 | 14 | 16.5 | 11.5 | 4.5
3 | 31 | 2040 | 2040-03-31 | 15.9 | 9.2 | 11.4 | 9.8 | 15 | 8.4 | 11.7 | 3 | 31 | 2040 | 2040-03-31 | 15 | 6 | 5 | 6 | 13 | 4.5 | 4.5
4 | 1 | 2040 | 2040-04-01 | 15.3 | 9.7 | 11.4 | 9.8 | 14.2 | 8.3 | 12.1 | 4 | 1 | 2040 | 2040-04-01 | 14.5 | 6 | 5.5 | 1.5 | 9.5 | 1 | 0.5
4 | 2 | 2040 | 2040-04-02 | 15.7 | 9.8 | 10.9 | 9.9 | 14.3 | 8.1 | 10.7 | 4 | 2 | 2040 | 2040-04-02 | 10 | 8 | 8 | 0 | 6.5 | 0 | 0
4 | 3 | 2040 | 2040-04-03 | 16 | 10 | 11.4 | 10 | 15.4 | 8.4 | 10.3 | 4 | 3 | 2040 | 2040-04-03 | 10 | 5.5 | 7.5 | 3 | 9 | 0 | 3.5
4 | 4 | 2040 | 2040-04-04 | 16.1 | 10.4 | 12.1 | 10.3 | 16 | 8.3 | 10.8 | 4 | 4 | 2040 | 2040-04-04 | 16 | 7.5 | 10 | 9 | 13.5 | 6.5 | 4.5
4 | 5 | 2040 | 2040-04-05 | 15.5 | 10.6 | 11.7 | 9.5 | 14.8 | 7.6 | 10.8 | 4 | 5 | 2040 | 2040-04-05 | 15.5 | 10 | 15.5 | 9.5 | 15 | 10 | 8
4 | 6 | 2040 | 2040-04-06 | 13.9 | 9.5 | 11.3 | 9.4 | 13.5 | 7.5 | 10.2 | 4 | 6 | 2040 | 2040-04-06 | 14.5 | 3 | 9 | 5.5 | 5 | 4.5 | 6.5
4 | 7 | 2040 | 2040-04-07 | 14.6 | 9.4 | 10.9 | 9.7 | 14.3 | 7.4 | 10.3 | 4 | 7 | 2040 | 2040-04-07 | 9 | 1 | 0 | 2.5 | 5 | 0.5 | 0
4 | 8 | 2040 | 2040-04-08 | 14 | 9.6 | 10.3 | 9.4 | 13.2 | 6.8 | 9.5 | 4 | 8 | 2040 | 2040-04-08 | 5 | 5.5 | 0 | 0 | 3 | 0 | 0
4 | 9 | 2040 | 2040-04-09 | 12.6 | 10 | 10.9 | 8.8 | 13 | 6.3 | 9.1 | 4 | 9 | 2040 | 2040-04-09 | 5.5 | 8.5 | 8.5 | 0 | 0 | 0 | 0
4 | 10 | 2040 | 2040-04-10 | 12.8 | 9.6 | 10.5 | 8.4 | 13.3 | 6.2 | 9.3 | 4 | 10 | 2040 | 2040-04-10 | 6.5 | 9 | 13 | 3 | 7.5 | 0 | 0
4 | 11 | 2040 | 2040-04-11 | 12.1 | 9.1 | 10 | 7.9 | 13.3 | 5.6 | 8.7 | 4 | 11 | 2040 | 2040-04-11 | 7 | 8.5 | 11 | 2.5 | 6.5 | 0.5 | 0
4 | 12 | 2040 | 2040-04-12 | 11.9 | 8.5 | 10 | 6.8 | 12.3 | 5.3 | 8.1 | 4 | 12 | 2040 | 2040-04-12 | 12 | 9.5 | 11 | 4 | 7 | 3.5 | 1
4 | 13 | 2040 | 2040-04-13 | 11 | 9.3 | 10.1 | 6.8 | 10.9 | 5 | 8.3 | 4 | 13 | 2040 | 2040-04-13 | 14.5 | 10.5 | 11 | 7.5 | 15.5 | 7 | 10
4 | 14 | 2040 | 2040-04-14 | 10.6 | 8.8 | 9.6 | 6.6 | 10.9 | 4 | 8.2 | 4 | 14 | 2040 | 2040-04-14 | 17 | 12 | 13.5 | 9.5 | 15.5 | 9 | 10
4 | 15 | 2040 | 2040-04-15 | 10.7 | 8.1 | 9.3 | 6.6 | 10.8 | 4.2 | 7.8 | 4 | 15 | 2040 | 2040-04-15 | 17 | 10 | 11 | 8 | 15.5 | 8 | 9.5
4 | 16 | 2040 | 2040-04-16 | 11.3 | 8.5 | 9.7 | 6.9 | 11.5 | 4.7 | 8 | 4 | 16 | 2040 | 2040-04-16 | 18 | 8.5 | 8 | 9 | 10.5 | 7 | 6
4 | 17 | 2040 | 2040-04-17 | 12.1 | 8.9 | 10 | 7.2 | 12.2 | 4.9 | 7.9 | 4 | 17 | 2040 | 2040-04-17 | 10 | 4.5 | 0 | 3 | 6.5 | 1 | 3
4 | 18 | 2040 | 2040-04-18 | 10.9 | 8.4 | 9.7 | 6.4 | 10.7 | 4.2 | 6.6 | 4 | 18 | 2040 | 2040-04-18 | 7.5 | 0 | 0 | 0 | 0.5 | 0 | 0
4 | 19 | 2040 | 2040-04-19 | 9.2 | 6.8 | 8.5 | 5.6 | 9.2 | 4.1 | 5.7 | 4 | 19 | 2040 | 2040-04-19 | 6 | 0 | 0 | 0 | 1.5 | 0 | 0
4 | 20 | 2040 | 2040-04-20 | 10.5 | 7 | 8.7 | 6.4 | 10.7 | 4.5 | 6.6 | 4 | 20 | 2040 | 2040-04-20 | 4 | 0 | 0 | 0 | 2.5 | 0 | 0
4 | 21 | 2040 | 2040-04-21 | 11.4 | 7.1 | 9.8 | 6.9 | 12 | 5.8 | 7.2 | 4 | 21 | 2040 | 2040-04-21 | 2.5 | 0 | 0 | 0 | 6 | 0 | 0
4 | 22 | 2040 | 2040-04-22 | 10.7 | 7.2 | 9.6 | 7.3 | 11.3 | 5.7 | 7.1 | 4 | 22 | 2040 | 2040-04-22 | 1.5 | 4 | 7.5 | 0 | 6.5 | 0 | 0
4 | 23 | 2040 | 2040-04-23 | 10.9 | 7 | 9 | 6.5 | 9.5 | 4.6 | 6.2 | 4 | 23 | 2040 | 2040-04-23 | 7.5 | 5 | 7 | 1.5 | 11.5 | 1.5 | 0
4 | 24 | 2040 | 2040-04-24 | 10.6 | 6.8 | 9 | 5.9 | 9.7 | 4.7 | 6.5 | 4 | 24 | 2040 | 2040-04-24 | 15.5 | 9.5 | 12.5 | 5 | 14.5 | 4.5 | 3
4 | 25 | 2040 | 2040-04-25 | 10.9 | 6.9 | 7.7 | 6.3 | 9.8 | 4.7 | 6.8 | 4 | 25 | 2040 | 2040-04-25 | 15 | 9 | 14 | 9.5 | 17 | 9.5 | 6
4 | 26 | 2040 | 2040-04-26 | 10.5 | 6.8 | 8.3 | 6.4 | 10.1 | 4.4 | 6.4 | 4 | 26 | 2040 | 2040-04-26 | 13 | 8 | 13.5 | 6.5 | 18 | 7.5 | 9
4 | 27 | 2040 | 2040-04-27 | 10.4 | 7.4 | 9.5 | 7.1 | 11.2 | 5.2 | 7 | 4 | 27 | 2040 | 2040-04-27 | 13.5 | 7.5 | 10 | 7 | 11 | 8 | 2
4 | 28 | 2040 | 2040-04-28 | 10.8 | 7.2 | 9.7 | 7.5 | 11 | 5.6 | 7.1 | 4 | 28 | 2040 | 2040-04-28 | 10.5 | 4.5 | 7 | 2 | 12.5 | 3.5 | 4
4 | 29 | 2040 | 2040-04-29 | 10.2 | 7 | 9.3 | 6.3 | 10.8 | 4.8 | 6.8 | 4 | 29 | 2040 | 2040-04-29 | 13.5 | 5 | 7.5 | 7 | 15.5 | 7 | 3
4 | 30 | 2040 | 2040-04-30 | 9.3 | 7.2 | 8.6 | 5.2 | 10.1 | 3.9 | 6.8 | 4 | 30 | 2040 | 2040-04-30 | 9 | 6 | 8.5 | 2.5 | 13.5 | 4 | 0
5 | 1 | 2040 | 2040-05-01 | 9.8 | 6.9 | 7.5 | 5.4 | 9.7 | 4.1 | 5.9 | 5 | 1 | 2040 | 2040-05-01 | 8.5 | 3.5 | 2 | 3 | 6 | 2 | 0
5 | 2 | 2040 | 2040-05-02 | 8.4 | 6.2 | 6.2 | 4.1 | 7.2 | 2.2 | 4.3 | 5 | 2 | 2040 | 2040-05-02 | 5.5 | 0 | 0 | 0 | 4 | 0 | 0
5 | 3 | 2040 | 2040-05-03 | 6.5 | 5.2 | 5.1 | 3.3 | 5.8 | 1.9 | 3.3 | 5 | 3 | 2040 | 2040-05-03 | 5.5 | 0 | 0 | 0 | 0 | 0 | 0
5 | 4 | 2040 | 2040-05-04 | 5.9 | 4.5 | 4.3 | 2.8 | 5.2 | 1.8 | 3.3 | 5 | 4 | 2040 | 2040-05-04 | 0 | 4.5 | 7.5 | 0 | 3 | 0 | 0
5 | 5 | 2040 | 2040-05-05 | 4.9 | 4 | 3.8 | 2.1 | 4.2 | 1.4 | 2.8 | 5 | 5 | 2040 | 2040-05-05 | 1.5 | 5 | 5 | 0 | 7 | 0 | 0
5 | 6 | 2040 | 2040-05-06 | 4.4 | 3.6 | 3.8 | 1.6 | 4.3 | 0.9 | 1.7 | 5 | 6 | 2040 | 2040-05-06 | 1.5 | 1.5 | 1 | 0 | 0 | 0 | 0
5 | 7 | 2040 | 2040-05-07 | 4.9 | 4.3 | 4.9 | 1.9 | 5.6 | 1.2 | 2 | 5 | 7 | 2040 | 2040-05-07 | 0 | 0 | 0 | 0 | 0 | 0 | 0
5 | 8 | 2040 | 2040-05-08 | 5.5 | 4.6 | 5.8 | 2.4 | 7 | 1.8 | 3.1 | 5 | 8 | 2040 | 2040-05-08 | 3 | 4.5 | 5 | 0 | 4 | 0 | 0
5 | 9 | 2040 | 2040-05-09 | 6.8 | 4.3 | 5.8 | 3.1 | 7.7 | 2.1 | 3.9 | 5 | 9 | 2040 | 2040-05-09 | 14 | 6.5 | 10 | 5 | 10 | 6.5 | 0
5 | 10 | 2040 | 2040-05-10 | 6.9 | 4.5 | 5.9 | 3.3 | 7.5 | 2 | 3.9 | 5 | 10 | 2040 | 2040-05-10 | 12 | 4.5 | 5 | 6.5 | 9.5 | 4.5 | 1
5 | 11 | 2040 | 2040-05-11 | 6.3 | 4.3 | 5.8 | 2.8 | 6.9 | 1.5 | 3.7 | 5 | 11 | 2040 | 2040-05-11 | 10.5 | 0 | 0 | 0 | 3.5 | 0 | 0
5 | 12 | 2040 | 2040-05-12 | 6.4 | 4.3 | 5.6 | 2.7 | 7.3 | 1.5 | 3.7 | 5 | 12 | 2040 | 2040-05-12 | 0 | 2 | 1 | 0 | 0 | 0 | 0
5 | 13 | 2040 | 2040-05-13 | 6.4 | 4.3 | 5.2 | 2.9 | 7.4 | 1.6 | 3.7 | 5 | 13 | 2040 | 2040-05-13 | 0 | 0 | 0 | 0 | 0 | 0 | 0
5 | 14 | 2040 | 2040-05-14 | 6.1 | 4.1 | 5 | 2.8 | 7 | 1.3 | 3 | 5 | 14 | 2040 | 2040-05-14 | 4 | 3.5 | 7.5 | 2 | 2 | 1 | 0
5 | 15 | 2040 | 2040-05-15 | 6.1 | 3.5 | 4.6 | 2.3 | 6 | 1.5 | 2.6 | 5 | 15 | 2040 | 2040-05-15 | 9 | 4 | 7.5 | 6.5 | 11 | 5.5 | 0
5 | 16 | 2040 | 2040-05-16 | 5.3 | 3.3 | 4.2 | 2.2 | 5.6 | 1.8 | 2.6 | 5 | 16 | 2040 | 2040-05-16 | 5.5 | 2 | 7.5 | 0 | 5.5 | 0 | 0
5 | 17 | 2040 | 2040-05-17 | 4.3 | 3.6 | 4 | 2.3 | 5.5 | 2 | 2.3 | 5 | 17 | 2040 | 2040-05-17 | 6 | 0 | 0 | 0 | 2.5 | 0 | 0
5 | 18 | 2040 | 2040-05-18 | 4.8 | 4 | 3.9 | 2.3 | 5.5 | 1.8 | 2.3 | 5 | 18 | 2040 | 2040-05-18 | 0 | 3.5 | 6 | 0 | 0 | 0 | 0
5 | 19 | 2040 | 2040-05-19 | 5.1 | 3.9 | 4.3 | 2.2 | 5 | 1.7 | 2.3 | 5 | 19 | 2040 | 2040-05-19 | 12.5 | 7 | 10 | 3.5 | 10.5 | 3.5 | 1.5
5 | 20 | 2040 | 2040-05-20 | 5.5 | 3.9 | 4.6 | 1.9 | 5.7 | 1.3 | 2.2 | 5 | 20 | 2040 | 2040-05-20 | 19.5 | 4.5 | 5.5 | 11.5 | 13 | 7.5 | 7
5 | 21 | 2040 | 2040-05-21 | 5.6 | 3.6 | 4.7 | 2 | 6.3 | 1.3 | 2.3 | 5 | 21 | 2040 | 2040-05-21 | 14.5 | 4.5 | 10 | 9.5 | 14.5 | 5 | 0
5 | 22 | 2040 | 2040-05-22 | 6 | 3.2 | 4.8 | 2.5 | 6.5 | 1.4 | 2.7 | 5 | 22 | 2040 | 2040-05-22 | 13.5 | 1 | 4 | 1 | 15.5 | 2 | 0
5 | 23 | 2040 | 2040-05-23 | 6.5 | 3.1 | 4.4 | 3.2 | 6.7 | 1.7 | 2.5 | 5 | 23 | 2040 | 2040-05-23 | 12.5 | 3.5 | 5.5 | 1.5 | 12 | 1 | 1.5
5 | 24 | 2040 | 2040-05-24 | 5.3 | 2.6 | 3.9 | 2.1 | 5.6 | 1 | 1.1 | 5 | 24 | 2040 | 2040-05-24 | 10.5 | 0.5 | 2 | 1 | 8.5 | 0 | 1
5 | 25 | 2040 | 2040-05-25 | 3.6 | 2 | 2.7 | 1 | 3.7 | 0.6 | 0.3 | 5 | 25 | 2040 | 2040-05-25 | 7 | 0.5 | 5.5 | 0 | 3.5 | 0 | 0
5 | 26 | 2040 | 2040-05-26 | 2.5 | 1.8 | 2 | 0.4 | 2.9 | 0.1 | 0.4 | 5 | 26 | 2040 | 2040-05-26 | 6.5 | 5 | 6.5 | 1 | 7 | 0 | 0
5 | 27 | 2040 | 2040-05-27 | 2.4 | 2 | 2.5 | 0.5 | 3.5 | 0.4 | 0.5 | 5 | 27 | 2040 | 2040-05-27 | 11 | 6 | 9 | 3.5 | 9 | 2.5 | 0
5 | 28 | 2040 | 2040-05-28 | 3 | 2.4 | 2.8 | 1.1 | 4.1 | 0.9 | 1.2 | 5 | 28 | 2040 | 2040-05-28 | 9.5 | 6.5 | 9.5 | 1.5 | 7 | 0.5 | 0
5 | 29 | 2040 | 2040-05-29 | 3.5 | 2.7 | 3.5 | 1.8 | 4.3 | 1 | 1.3 | 5 | 29 | 2040 | 2040-05-29 | 4.5 | 2.5 | 5.5 | 0 | 2.5 | 0 | 0
5 | 30 | 2040 | 2040-05-30 | 3.5 | 2.3 | 3.2 | 1.3 | 4.3 | 0.6 | 1.1 | 5 | 30 | 2040 | 2040-05-30 | 3 | 4 | 5.5 | 0 | 5 | 0 | 0
5 | 31 | 2040 | 2040-05-31 | 3.4 | 2 | 2.1 | 1 | 3.9 | 0.5 | 0.6 | 5 | 31 | 2040 | 2040-05-31 | 4 | 0 | 0 | 0 | 0 | 0 | 0
6 | 1 | 2040 | 2040-06-01 | 2.9 | 1.4 | 1.5 | 0.9 | 3.3 | 0.6 | 0.3 | 6 | 1 | 2040 | 2040-06-01 | 0 | 0 | 1 | 0 | 0 | 0 | 0
6 | 2 | 2040 | 2040-06-02 | 2.9 | 1.3 | 1.4 | 0.7 | 2.9 | 0.3 | 0.4 | 6 | 2 | 2040 | 2040-06-02 | 0 | 0 | 0 | 0 | 0 | 0 | 0
6 | 3 | 2040 | 2040-06-03 | 2.9 | 1.4 | 1.8 | 0.7 | 3.2 | 0.1 | 0.6 | 6 | 3 | 2040 | 2040-06-03 | 0 | 0 | 0 | 0 | 0 | 0 | 0
6 | 4 | 2040 | 2040-06-04 | 2.5 | 1.3 | 2 | 0.3 | 3.3 | 0.2 | 0.5 | 6 | 4 | 2040 | 2040-06-04 | 0 | 0 | 0 | 0 | 0 | 0 | 0
6 | 5 | 2040 | 2040-06-05 | 2.9 | 1.3 | 1.8 | 0.5 | 3.4 | 0.4 | 0.4 | 6 | 5 | 2040 | 2040-06-05 | 0 | 0 | 0 | 0 | 0 | 0 | 0
6 | 6 | 2040 | 2040-06-06 | 3.3 | 1 | 1.7 | 0.8 | 3.1 | 0.7 | 0.6 | 6 | 6 | 2040 | 2040-06-06 | 0 | 0 | 0 | 0 | 0 | 0 | 0
6 | 7 | 2040 | 2040-06-07 | 2.5 | 0.9 | 1.2 | 0.5 | 2.9 | 0.5 | 0.5 | 6 | 7 | 2040 | 2040-06-07 | 0 | 0 | 0 | 0 | 0 | 0 | 0
6 | 8 | 2040 | 2040-06-08 | 1.9 | 0.7 | 1.1 | 0.2 | 2 | 0.2 | 0.2 | 6 | 8 | 2040 | 2040-06-08 | 0 | 1 | 1 | 0 | 0 | 0 | 0
6 | 9 | 2040 | 2040-06-09 | 1.4 | 0.5 | 0.6 | 0.1 | 0.9 | 0 | 0 | 6 | 9 | 2040 | 2040-06-09 | 0 | 1 | 4.5 | 0 | 1.5 | 0 | 0.5
6 | 10 | 2040 | 2040-06-10 | 1.3 | 0.3 | 0.3 | 0.1 | 0.9 | 0 | 0 | 6 | 10 | 2040 | 2040-06-10 | 4.5 | 2 | 5.5 | 0.5 | 4 | 0 | 0
6 | 11 | 2040 | 2040-06-11 | 0.8 | 0.4 | 0.3 | 0 | 1.7 | 0 | 0.1 | 6 | 11 | 2040 | 2040-06-11 | 10.5 | 5 | 5.5 | 2 | 9.5 | 0.5 | 1
6 | 12 | 2040 | 2040-06-12 | 0.9 | 0.7 | 0.6 | 0 | 1.9 | 0 | 0.2 | 6 | 12 | 2040 | 2040-06-12 | 7.5 | 3.5 | 2 | 0 | 3 | 0 | 0
6 | 13 | 2040 | 2040-06-13 | 1.5 | 0.8 | 1.2 | 0.1 | 2.7 | 0 | 0.3 | 6 | 13 | 2040 | 2040-06-13 | 5.5 | 3.5 | 5 | 0 | 5.5 | 0 | 0
6 | 14 | 2040 | 2040-06-14 | 1.9 | 0.6 | 1.4 | 0.4 | 3.2 | 0 | 0.3 | 6 | 14 | 2040 | 2040-06-14 | 12.5 | 5 | 9 | 2.5 | 10.5 | 0.5 | 5.5
6 | 15 | 2040 | 2040-06-15 | 2.2 | 0.7 | 1.3 | 0.5 | 2.1 | 0.3 | 0.2 | 6 | 15 | 2040 | 2040-06-15 | 12 | 5 | 5.5 | 6.5 | 16 | 3 | 8
6 | 16 | 2040 | 2040-06-16 | 1.7 | 1.2 | 1.5 | 0.5 | 1.4 | 0.5 | 0.4 | 6 | 16 | 2040 | 2040-06-16 | 11.5 | 5 | 5.5 | 3 | 9.5 | 2.5 | 4
6 | 17 | 2040 | 2040-06-17 | 1.3 | 1.3 | 1.6 | 0.3 | 1.5 | 0.3 | 0.5 | 6 | 17 | 2040 | 2040-06-17 | 6 | 3.5 | 5 | 1 | 11 | 0 | 0
6 | 18 | 2040 | 2040-06-18 | 1.4 | 1.3 | 1.4 | 0.2 | 1.3 | 0.3 | 0.5 | 6 | 18 | 2040 | 2040-06-18 | 5 | 4.5 | 5.5 | 1.5 | 7 | 0 | 0
6 | 19 | 2040 | 2040-06-19 | 1 | 0.8 | 0.7 | 0.2 | 1.2 | 0.4 | 0.4 | 6 | 19 | 2040 | 2040-06-19 | 7 | 0 | 6.5 | 2 | 7 | 0 | 3
6 | 20 | 2040 | 2040-06-20 | 0.7 | 0.5 | 0.6 | 0.2 | 1 | 0.1 | 0.1 | 6 | 20 | 2040 | 2040-06-20 | 0 | 2 | 0 | 0 | 0 | 0 | 0
6 | 21 | 2040 | 2040-06-21 | 0.4 | 0.5 | 0.6 | 0 | 1.1 | 0 | 0.2 | 6 | 21 | 2040 | 2040-06-21 | 0 | 0 | 0 | 0 | 1 | 0 | 0
6 | 22 | 2040 | 2040-06-22 | 0.2 | 0.7 | 0.6 | 0 | 1.1 | 0 | 0.1 | 6 | 22 | 2040 | 2040-06-22 | 0 | 0 | 0 | 0 | 0 | 0 | 0
6 | 23 | 2040 | 2040-06-23 | 0.3 | 0.6 | 0.4 | 0 | 0.7 | 0 | 0.2 | 6 | 23 | 2040 | 2040-06-23 | 0 | 1 | 1 | 0 | 0 | 0 | 0
6 | 24 | 2040 | 2040-06-24 | 0.6 | 0.3 | 0.2 | 0 | 0.7 | 0 | 0 | 6 | 24 | 2040 | 2040-06-24 | 4.5 | 2 | 3 | 0 | 2.5 | 0 | 0
6 | 25 | 2040 | 2040-06-25 | 0.3 | 0.3 | 0.3 | 0 | 0.6 | 0 | 0.1 | 6 | 25 | 2040 | 2040-06-25 | 4.5 | 0 | 0 | 0 | 0 | 0 | 0
6 | 26 | 2040 | 2040-06-26 | 0.5 | 0.2 | 0.3 | 0 | 0.4 | 0 | 0 | 6 | 26 | 2040 | 2040-06-26 | 0 | 0 | 0 | 0 | 0 | 0 | 0
6 | 27 | 2040 | 2040-06-27 | 0.4 | 0.1 | 0.3 | 0 | 0.4 | 0 | 0 | 6 | 27 | 2040 | 2040-06-27 | 0 | 0 | 0 | 0 | 0 | 0 | 0
6 | 28 | 2040 | 2040-06-28 | 0.1 | 0.3 | 0.2 | 0 | 0.2 | 0 | 0 | 6 | 28 | 2040 | 2040-06-28 | 0 | 0 | 0 | 0 | 0 | 0 | 0
6 | 29 | 2040 | 2040-06-29 | 0.1 | 0.1 | 0.3 | 0 | 0.1 | 0 | 0 | 6 | 29 | 2040 | 2040-06-29 | 0 | 0 | 0 | 0 | 0 | 0 | 0
6 | 30 | 2040 | 2040-06-30 | 0.3 | 0.1 | 0.2 | 0 | 0.2 | 0 | 0 | 6 | 30 | 2040 | 2040-06-30 | 0 | 0 | 0 | 0 | 0 | 0 | 0
7 | 1 | 2040 | 2040-07-01 | 0.1 | 0.1 | 0.1 | 0 | 0.1 | 0 | 0 | 7 | 1 | 2040 | 2040-07-01 | 0 | 0 | 0 | 0 | 0 | 0 | 0
7 | 2 | 2040 | 2040-07-02 | 0 | 0.1 | 0 | 0 | 0.6 | 0 | 0 | 7 | 2 | 2040 | 2040-07-02 | 0 | 0 | 0 | 0 | 0 | 0 | 0
7 | 3 | 2040 | 2040-07-03 | 0.1 | 0.1 | 0.1 | 0 | 0.4 | 0 | 0 | 7 | 3 | 2040 | 2040-07-03 | 0 | 0 | 0 | 0 | 0 | 0 | 0
7 | 4 | 2040 | 2040-07-04 | 0.4 | 0 | 0.2 | 0 | 0.2 | 0 | 0 | 7 | 4 | 2040 | 2040-07-04 | 0 | 0 | 1 | 0 | 0 | 0 | 0
7 | 5 | 2040 | 2040-07-05 | 0.2 | 0.1 | 0 | 0 | 0.2 | 0 | 0 | 7 | 5 | 2040 | 2040-07-05 | 1 | 1.5 | 1 | 0 | 0 | 0 | 0
7 | 6 | 2040 | 2040-07-06 | 0 | 0.1 | 0 | 0 | 0.1 | 0 | 0 | 7 | 6 | 2040 | 2040-07-06 | 1 | 0 | 0 | 0 | 0 | 0 | 0
7 | 7 | 2040 | 2040-07-07 | 0 | 0.3 | 0 | 0 | 0.1 | 0 | 0 | 7 | 7 | 2040 | 2040-07-07 | 0 | 0 | 0.5 | 0 | 0 | 0 | 0
7 | 8 | 2040 | 2040-07-08 | 0 | 0.1 | 0 | 0 | 0.1 | 0 | 0 | 7 | 8 | 2040 | 2040-07-08 | 0 | 0 | 0 | 0 | 0 | 0 | 0
7 | 9 | 2040 | 2040-07-09 | 0 | 0 | 0 | 0 | 0 | 0 | 0 | 7 | 9 | 2040 | 2040-07-09 | 0 | 0 | 1 | 0 | 0 | 0 | 0
7 | 10 | 2040 | 2040-07-10 | 0 | 0 | 0 | 0 | 0 | 0 | 0 | 7 | 10 | 2040 | 2040-07-10 | 7.5 | 0 | 0 | 0 | 3.5 | 0 | 0
7 | 11 | 2040 | 2040-07-11 | 0 | 0 | 0 | 0 | 0 | 0 | 0 | 7 | 11 | 2040 | 2040-07-11 | 5 | 0 | 0 | 0 | 0.5 | 0 | 0
7 | 12 | 2040 | 2040-07-12 | 0 | 0 | 0 | 0 | 0 | 0 | 0 | 7 | 12 | 2040 | 2040-07-12 | 1 | 0 | 0 | 0 | 0 | 0 | 0
7 | 13 | 2040 | 2040-07-13 | 0 | 0 | 0.1 | 0 | 0 | 0 | 0 | 7 | 13 | 2040 | 2040-07-13 | 1.5 | 0 | 0 | 0 | 0 | 0 | 0
7 | 14 | 2040 | 2040-07-14 | 0 | 0 | 0.1 | 0 | 0 | 0 | 0 | 7 | 14 | 2040 | 2040-07-14 | 0 | 0 | 0 | 0 | 0 | 0 | 0
7 | 15 | 2040 | 2040-07-15 | 0 | 0 | 0 | 0 | 0.1 | 0 | 0 | 7 | 15 | 2040 | 2040-07-15 | 0 | 0 | 0 | 0 | 0 | 0 | 0
7 | 16 | 2040 | 2040-07-16 | 0 | 0.1 | 0 | 0 | 0.3 | 0 | 0 | 7 | 16 | 2040 | 2040-07-16 | 0 | 0 | 0 | 0 | 0 | 0 | 0
7 | 17 | 2040 | 2040-07-17 | 0.1 | 0 | 0 | 0 | 0.1 | 0 | 0 | 7 | 17 | 2040 | 2040-07-17 | 0.5 | 0 | 0 | 0 | 0 | 0 | 0
7 | 18 | 2040 | 2040-07-18 | 0 | 0 | 0 | 0 | 0 | 0 | 0 | 7 | 18 | 2040 | 2040-07-18 | 0 | 0 | 0 | 0 | 0 | 0 | 0
7 | 19 | 2040 | 2040-07-19 | 0 | 0 | 0 | 0 | 0 | 0 | 0 | 7 | 19 | 2040 | 2040-07-19 | 0 | 0 | 0 | 0 | 0 | 0 | 0
7 | 20 | 2040 | 2040-07-20 | 0 | 0 | 0 | 0 | 0 | 0 | 0 | 7 | 20 | 2040 | 2040-07-20 | 0 | 0 | 0 | 0 | 0 | 0 | 0
7 | 21 | 2040 | 2040-07-21 | 0 | 0 | 0 | 0 | 0 | 0 | 0 | 7 | 21 | 2040 | 2040-07-21 | 0 | 0 | 0 | 0 | 0 | 0 | 0
7 | 22 | 2040 | 2040-07-22 | 0 | 0 | 0 | 0 | 0 | 0 | 0 | 7 | 22 | 2040 | 2040-07-22 | 0 | 0 | 0 | 0 | 0 | 0 | 0
7 | 23 | 2040 | 2040-07-23 | 0 | 0 | 0 | 0 | 0 | 0 | 0 | 7 | 23 | 2040 | 2040-07-23 | 0 | 0 | 0 | 0 | 0 | 0 | 0
7 | 24 | 2040 | 2040-07-24 | 0 | 0 | 0.1 | 0 | 0 | 0 | 0 | 7 | 24 | 2040 | 2040-07-24 | 0 | 0 | 0 | 0 | 0 | 0 | 0
7 | 25 | 2040 | 2040-07-25 | 0 | 0 | 0 | 0 | 0 | 0 | 0 | 7 | 25 | 2040 | 2040-07-25 | 0 | 0 | 0 | 0 | 0 | 0 | 0
7 | 26 | 2040 | 2040-07-26 | 0 | 0 | 0 | 0 | 0 | 0 | 0 | 7 | 26 | 2040 | 2040-07-26 | 0 | 0 | 0 | 0 | 0 | 0 | 0
7 | 27 | 2040 | 2040-07-27 | 0 | 0 | 0.1 | 0 | 0 | 0 | 0 | 7 | 27 | 2040 | 2040-07-27 | 0 | 0 | 0 | 0 | 0 | 0 | 0
7 | 28 | 2040 | 2040-07-28 | 0 | 0 | 0 | 0 | 0.1 | 0 | 0 | 7 | 28 | 2040 | 2040-07-28 | 0 | 0 | 0 | 0 | 0 | 0 | 0
7 | 29 | 2040 | 2040-07-29 | 0 | 0 | 0 | 0 | 0 | 0 | 0 | 7 | 29 | 2040 | 2040-07-29 | 0 | 0 | 0 | 0 | 0 | 0 | 0
7 | 30 | 2040 | 2040-07-30 | 0 | 0 | 0 | 0 | 0 | 0 | 0 | 7 | 30 | 2040 | 2040-07-30 | 0 | 0 | 0 | 0 | 0 | 0 | 0
7 | 31 | 2040 | 2040-07-31 | 0 | 0 | 0 | 0 | 0 | 0 | 0 | 7 | 31 | 2040 | 2040-07-31 | 0 | 0 | 0 | 0 | 0 | 0 | 0
8 | 1 | 2040 | 2040-08-01 | 0 | 0 | 0 | 0 | 0 | 0 | 0 | 8 | 1 | 2040 | 2040-08-01 | 0 | 0 | 0 | 0 | 0 | 0 | 0
8 | 2 | 2040 | 2040-08-02 | 0 | 0 | 0 | 0 | 0 | 0 | 0 | 8 | 2 | 2040 | 2040-08-02 | 0 | 0 | 0 | 0 | 0 | 0 | 0
8 | 3 | 2040 | 2040-08-03 | 0 | 0 | 0 | 0 | 0 | 0 | 0 | 8 | 3 | 2040 | 2040-08-03 | 0 | 0 | 0 | 0 | 0 | 0 | 0
8 | 4 | 2040 | 2040-08-04 | 0 | 0 | 0 | 0 | 0 | 0 | 0 | 8 | 4 | 2040 | 2040-08-04 | 0 | 0 | 0 | 0 | 0 | 0 | 0
8 | 5 | 2040 | 2040-08-05 | 0 | 0 | 0 | 0 | 0 | 0 | 0 | 8 | 5 | 2040 | 2040-08-05 | 0 | 0 | 0 | 0 | 0 | 0 | 0
8 | 6 | 2040 | 2040-08-06 | 0 | 0 | 0 | 0 | 0 | 0 | 0 | 8 | 6 | 2040 | 2040-08-06 | 0 | 0 | 4 | 0 | 0 | 0 | 0
8 | 7 | 2040 | 2040-08-07 | 0 | 0 | 0 | 0 | 0 | 0 | 0 | 8 | 7 | 2040 | 2040-08-07 | 0 | 0 | 2 | 0 | 0 | 0 | 0
8 | 8 | 2040 | 2040-08-08 | 0 | 0 | 0 | 0 | 0 | 0 | 0 | 8 | 8 | 2040 | 2040-08-08 | 0.5 | 0 | 0 | 0 | 4 | 0 | 0
8 | 9 | 2040 | 2040-08-09 | 0 | 0 | 0 | 0 | 0 | 0 | 0 | 8 | 9 | 2040 | 2040-08-09 | 7.5 | 0 | 0 | 0 | 0 | 0 | 0
8 | 10 | 2040 | 2040-08-10 | 0 | 0 | 0 | 0 | 0 | 0 | 0 | 8 | 10 | 2040 | 2040-08-10 | 3 | 0 | 0 | 0 | 0 | 0 | 0
8 | 11 | 2040 | 2040-08-11 | 0 | 0.1 | 0.1 | 0 | 0 | 0 | 0 | 8 | 11 | 2040 | 2040-08-11 | 0 | 0 | 0 | 0 | 0 | 0 | 0
8 | 12 | 2040 | 2040-08-12 | 0 | 0.1 | 0 | 0 | 0 | 0 | 0 | 8 | 12 | 2040 | 2040-08-12 | 0 | 0 | 0 | 0 | 0 | 0 | 0
8 | 13 | 2040 | 2040-08-13 | 0 | 0 | 0 | 0 | 0 | 0 | 0 | 8 | 13 | 2040 | 2040-08-13 | 0 | 0 | 0 | 0 | 0 | 0 | 0
8 | 14 | 2040 | 2040-08-14 | 0 | 0 | 0 | 0 | 0 | 0 | 0 | 8 | 14 | 2040 | 2040-08-14 | 0 | 0 | 0 | 0 | 0 | 0 | 0
8 | 15 | 2040 | 2040-08-15 | 0 | 0 | 0 | 0 | 0 | 0 | 0 | 8 | 15 | 2040 | 2040-08-15 | 0 | 0 | 0 | 0 | 0 | 0 | 0
8 | 16 | 2040 | 2040-08-16 | 0.1 | 0 | 0 | 0 | 0.2 | 0 | 0 | 8 | 16 | 2040 | 2040-08-16 | 0 | 0 | 0 | 0 | 0 | 0 | 0
8 | 17 | 2040 | 2040-08-17 | 0 | 0 | 0.1 | 0 | 0 | 0 | 0 | 8 | 17 | 2040 | 2040-08-17 | 0 | 0 | 0 | 0 | 0 | 0 | 0
8 | 18 | 2040 | 2040-08-18 | 0.1 | 0.1 | 0 | 0 | 0 | 0 | 0 | 8 | 18 | 2040 | 2040-08-18 | 0 | 0 | 0 | 0 | 0 | 0 | 0
8 | 19 | 2040 | 2040-08-19 | 0 | 0 | 0.1 | 0 | 0 | 0 | 0 | 8 | 19 | 2040 | 2040-08-19 | 0 | 0 | 0 | 0 | 0 | 0 | 0
8 | 20 | 2040 | 2040-08-20 | 0.1 | 0 | 0 | 0 | 0 | 0 | 0 | 8 | 20 | 2040 | 2040-08-20 | 0 | 0 | 0 | 0 | 0 | 0 | 0
8 | 21 | 2040 | 2040-08-21 | 0.3 | 0 | 0 | 0 | 0.3 | 0 | 0 | 8 | 21 | 2040 | 2040-08-21 | 0 | 0 | 0 | 0 | 0 | 0 | 0
8 | 22 | 2040 | 2040-08-22 | 0.2 | 0.1 | 0.1 | 0 | 0.2 | 0 | 0 | 8 | 22 | 2040 | 2040-08-22 | 0 | 0 | 0 | 0 | 0 | 0 | 0
8 | 23 | 2040 | 2040-08-23 | 0 | 0.2 | 0.1 | 0 | 0.3 | 0 | 0 | 8 | 23 | 2040 | 2040-08-23 | 2.5 | 0 | 0 | 0 | 0 | 0 | 0
8 | 24 | 2040 | 2040-08-24 | 0 | 0.1 | 0.1 | 0 | 0.4 | 0 | 0 | 8 | 24 | 2040 | 2040-08-24 | 0 | 0 | 0 | 0 | 0 | 0 | 0
8 | 25 | 2040 | 2040-08-25 | 0.1 | 0.3 | 0.1 | 0 | 0.6 | 0 | 0.1 | 8 | 25 | 2040 | 2040-08-25 | 0 | 0 | 0 | 0 | 0 | 0 | 0
8 | 26 | 2040 | 2040-08-26 | 0.5 | 0.4 | 0.1 | 0 | 0.6 | 0 | 0 | 8 | 26 | 2040 | 2040-08-26 | 0 | 0 | 0 | 0 | 0 | 0 | 0
8 | 27 | 2040 | 2040-08-27 | 0.5 | 0.4 | 0.1 | 0 | 0.7 | 0 | 0 | 8 | 27 | 2040 | 2040-08-27 | 0 | 0 | 0 | 0 | 0 | 0 | 0
8 | 28 | 2040 | 2040-08-28 | 1.1 | 0.1 | 0.2 | 0 | 0.4 | 0 | 0.3 | 8 | 28 | 2040 | 2040-08-28 | 0 | 0 | 0 | 0 | 0 | 0 | 0
8 | 29 | 2040 | 2040-08-29 | 0.6 | 0.2 | 0 | 0 | 0.6 | 0 | 0.1 | 8 | 29 | 2040 | 2040-08-29 | 0 | 0 | 0 | 0 | 0 | 0 | 0
8 | 30 | 2040 | 2040-08-30 | 0.9 | 0.3 | 0.1 | 0 | 1.4 | 0 | 0.1 | 8 | 30 | 2040 | 2040-08-30 | 0 | 0 | 0 | 0 | 0 | 0 | 0
8 | 31 | 2040 | 2040-08-31 | 0.5 | 0.2 | 0.1 | 0 | 0.9 | 0 | 0 | 8 | 31 | 2040 | 2040-08-31 | 0 | 0 | 0 | 0 | 0 | 0 | 0
9 | 1 | 2040 | 2040-09-01 | 0.2 | 0.1 | 0.1 | 0 | 0.3 | 0 | 0 | 9 | 1 | 2040 | 2040-09-01 | 0 | 0 | 2.5 | 0 | 2.5 | 0 | 0
9 | 2 | 2040 | 2040-09-02 | 0.2 | 0.1 | 0 | 0 | 0 | 0 | 0 | 9 | 2 | 2040 | 2040-09-02 | 2 | 0 | 0 | 0 | 2.5 | 0 | 0
9 | 3 | 2040 | 2040-09-03 | 0.1 | 0 | 0 | 0 | 0 | 0 | 0 | 9 | 3 | 2040 | 2040-09-03 | 7 | 1 | 0 | 0 | 8.5 | 0 | 2.5
9 | 4 | 2040 | 2040-09-04 | 0.3 | 0 | 0.1 | 0 | 0.1 | 0 | 0 | 9 | 4 | 2040 | 2040-09-04 | 5.5 | 3.5 | 6.5 | 0.5 | 7.5 | 0 | 0
9 | 5 | 2040 | 2040-09-05 | 0.4 | 0 | 0.3 | 0 | 0.3 | 0 | 0.1 | 9 | 5 | 2040 | 2040-09-05 | 8 | 2.5 | 6.5 | 0 | 7 | 0 | 0
9 | 6 | 2040 | 2040-09-06 | 0.2 | 0 | 0.2 | 0 | 0.2 | 0 | 0.2 | 9 | 6 | 2040 | 2040-09-06 | 15 | 0.5 | 1.5 | 1.5 | 3.5 | 0 | 0
9 | 7 | 2040 | 2040-09-07 | 0.4 | 0.2 | 0 | 0 | 0.1 | 0 | 0 | 9 | 7 | 2040 | 2040-09-07 | 6.5 | 1.5 | 1 | 0 | 0 | 0 | 0
9 | 8 | 2040 | 2040-09-08 | 0.6 | 0.4 | 0.1 | 0 | 0.7 | 0 | 0.1 | 9 | 8 | 2040 | 2040-09-08 | 4.5 | 0 | 0 | 0 | 0.5 | 0 | 0
9 | 9 | 2040 | 2040-09-09 | 1.3 | 0.4 | 0.6 | 0.1 | 1.7 | 0.1 | 0.6 | 9 | 9 | 2040 | 2040-09-09 | 6 | 1.5 | 1.5 | 0 | 6 | 0 | 0
9 | 10 | 2040 | 2040-09-10 | 1.8 | 0.6 | 0.6 | 0.1 | 2 | 0.1 | 0.7 | 9 | 10 | 2040 | 2040-09-10 | 2.5 | 0 | 0 | 0 | 0 | 0 | 0
9 | 11 | 2040 | 2040-09-11 | 1.6 | 0.3 | 0.6 | 0.3 | 2.3 | 0.2 | 0.7 | 9 | 11 | 2040 | 2040-09-11 | 5 | 0 | 3 | 0 | 0 | 0 | 0
9 | 12 | 2040 | 2040-09-12 | 1.8 | 0.3 | 0.6 | 0.3 | 1.7 | 0.1 | 0.7 | 9 | 12 | 2040 | 2040-09-12 | 7 | 0 | 2 | 4 | 12 | 1 | 0.5
9 | 13 | 2040 | 2040-09-13 | 1.4 | 0.4 | 0.7 | 0 | 0.6 | 0 | 0.3 | 9 | 13 | 2040 | 2040-09-13 | 11.5 | 3.5 | 0 | 4.5 | 10.5 | 3 | 1.5
9 | 14 | 2040 | 2040-09-14 | 1.1 | 0.2 | 0.4 | 0 | 0.8 | 0 | 0.3 | 9 | 14 | 2040 | 2040-09-14 | 11.5 | 1 | 2 | 0 | 10 | 0 | 0
9 | 15 | 2040 | 2040-09-15 | 1.1 | 0.4 | 0.6 | 0.1 | 1.1 | 0.2 | 0.5 | 9 | 15 | 2040 | 2040-09-15 | 9.5 | 0 | 1 | 0 | 0.5 | 0 | 0
9 | 16 | 2040 | 2040-09-16 | 1.8 | 0.5 | 0.8 | 0.7 | 2.1 | 0.6 | 1 | 9 | 16 | 2040 | 2040-09-16 | 5.5 | 1 | 1 | 0 | 1 | 0 | 0
9 | 17 | 2040 | 2040-09-17 | 2.4 | 0.7 | 0.6 | 0.3 | 2.6 | 0.3 | 0.7 | 9 | 17 | 2040 | 2040-09-17 | 4 | 0.5 | 0.5 | 0 | 0 | 0 | 0
9 | 18 | 2040 | 2040-09-18 | 2.9 | 0.7 | 0.7 | 0.2 | 1.4 | 0.2 | 0.4 | 9 | 18 | 2040 | 2040-09-18 | 0 | 0 | 0 | 0 | 0 | 0 | 0
9 | 19 | 2040 | 2040-09-19 | 2.3 | 0.6 | 0.3 | 0 | 0.7 | 0 | 0.1 | 9 | 19 | 2040 | 2040-09-19 | 3 | 1 | 3 | 0 | 8 | 0 | 1
9 | 20 | 2040 | 2040-09-20 | 2.5 | 0.7 | 0.5 | 0.1 | 1.7 | 0 | 0.3 | 9 | 20 | 2040 | 2040-09-20 | 5.5 | 2 | 4.5 | 2.5 | 6 | 0 | 4.5
9 | 21 | 2040 | 2040-09-21 | 2.4 | 0.7 | 0.6 | 0.1 | 1.3 | 0 | 0.5 | 9 | 21 | 2040 | 2040-09-21 | 6.5 | 5 | 8.5 | 5.5 | 10 | 3.5 | 2
9 | 22 | 2040 | 2040-09-22 | 2.1 | 1 | 0.6 | 0 | 1.3 | 0 | 0 | 9 | 22 | 2040 | 2040-09-22 | 11.5 | 6.5 | 9 | 8.5 | 12 | 6 | 0
9 | 23 | 2040 | 2040-09-23 | 2.9 | 1 | 1 | 0.5 | 2.5 | 0.2 | 0.6 | 9 | 23 | 2040 | 2040-09-23 | 6 | 3 | 6.5 | 5 | 14.5 | 3 | 3.5
9 | 24 | 2040 | 2040-09-24 | 3.5 | 1.5 | 1.9 | 0.4 | 3.1 | 0.3 | 0.7 | 9 | 24 | 2040 | 2040-09-24 | 10 | 3 | 3 | 2.5 | 8.5 | 0 | 1.5
9 | 25 | 2040 | 2040-09-25 | 4.6 | 2.2 | 2.8 | 1.1 | 4.3 | 0.6 | 1.9 | 9 | 25 | 2040 | 2040-09-25 | 7 | 0 | 0 | 0 | 0 | 0 | 0
9 | 26 | 2040 | 2040-09-26 | 5.1 | 2.3 | 2.8 | 1.5 | 4.4 | 0.7 | 1.6 | 9 | 26 | 2040 | 2040-09-26 | 2 | 1.5 | 0 | 0 | 0 | 0 | 0
9 | 27 | 2040 | 2040-09-27 | 5.5 | 2.5 | 3.2 | 1.4 | 4.5 | 0.7 | 2.3 | 9 | 27 | 2040 | 2040-09-27 | 1.5 | 2.5 | 1 | 0 | 0 | 0 | 0
9 | 28 | 2040 | 2040-09-28 | 6.6 | 3.6 | 3.3 | 2 | 5.8 | 0.9 | 2.9 | 9 | 28 | 2040 | 2040-09-28 | 0 | 7 | 6.5 | 0 | 0 | 0 | 0
9 | 29 | 2040 | 2040-09-29 | 6.8 | 3.9 | 3.1 | 2.8 | 5.7 | 1.4 | 3.5 | 9 | 29 | 2040 | 2040-09-29 | 0 | 7.5 | 8.5 | 0 | 0 | 0 | 0
9 | 30 | 2040 | 2040-09-30 | 5.8 | 3.6 | 3.2 | 2.9 | 6 | 1.3 | 3.8 | 9 | 30 | 2040 | 2040-09-30 | 1.5 | 10.5 | 9.5 | 0.5 | 2.5 | 0 | 0
10 | 1 | 2040 | 2040-10-01 | 5.4 | 3.4 | 3.1 | 3 | 5.5 | 1.7 | 3.3 | 10 | 1 | 2040 | 2040-10-01 | 7 | 5 | 6.5 | 4 | 12.5 | 1.5 | 6.5
10 | 2 | 2040 | 2040-10-02 | 5.5 | 3.8 | 2.7 | 2.5 | 4.7 | 1.7 | 3.2 | 10 | 2 | 2040 | 2040-10-02 | 16.5 | 4 | 5.5 | 8.5 | 17 | 7 | 6.5
10 | 3 | 2040 | 2040-10-03 | 7.4 | 4.5 | 3.5 | 3 | 5.3 | 2 | 4 | 10 | 3 | 2040 | 2040-10-03 | 12 | 7 | 10 | 6.5 | 20 | 3.5 | 3.5
10 | 4 | 2040 | 2040-10-04 | 7.2 | 5 | 3.6 | 3.2 | 5.8 | 2.2 | 4.2 | 10 | 4 | 2040 | 2040-10-04 | 17.5 | 4 | 8.5 | 7.5 | 11.5 | 3.5 | 4
10 | 5 | 2040 | 2040-10-05 | 7.8 | 4.9 | 4.3 | 4 | 5.9 | 3 | 3.9 | 10 | 5 | 2040 | 2040-10-05 | 18 | 1.5 | 5 | 8 | 13.5 | 3.5 | 9
10 | 6 | 2040 | 2040-10-06 | 8.4 | 5 | 4.1 | 3.4 | 6.6 | 1.9 | 4.1 | 10 | 6 | 2040 | 2040-10-06 | 14.5 | 4 | 7.5 | 4.5 | 12.5 | 3 | 7.5
10 | 7 | 2040 | 2040-10-07 | 8.8 | 4.6 | 4.1 | 3.7 | 6.5 | 1.7 | 3.8 | 10 | 7 | 2040 | 2040-10-07 | 5.5 | 2.5 | 2.5 | 1.5 | 0 | 0 | 0
10 | 8 | 2040 | 2040-10-08 | 8.7 | 4.8 | 4.6 | 3.4 | 7.1 | 1.8 | 4.2 | 10 | 8 | 2040 | 2040-10-08 | 6.5 | 7 | 6.5 | 0 | 0 | 0 | 0
10 | 9 | 2040 | 2040-10-09 | 8.3 | 5 | 4.1 | 3.4 | 7.2 | 1.9 | 4.5 | 10 | 9 | 2040 | 2040-10-09 | 3.5 | 9 | 7.5 | 0 | 2.5 | 1 | 0
10 | 10 | 2040 | 2040-10-10 | 9.2 | 5.4 | 4.1 | 3.2 | 6.6 | 2.1 | 4.1 | 10 | 10 | 2040 | 2040-10-10 | 9 | 12 | 13 | 8 | 10 | 8 | 8.5
10 | 11 | 2040 | 2040-10-11 | 9.6 | 4.9 | 4.5 | 3.2 | 6.4 | 1.8 | 4.3 | 10 | 11 | 2040 | 2040-10-11 | 19 | 10 | 9 | 16 | 15 | 12 | 12
10 | 12 | 2040 | 2040-10-12 | 9.4 | 5.3 | 5 | 3.7 | 6.8 | 2.2 | 4 | 10 | 12 | 2040 | 2040-10-12 | 24 | 13.5 | 12 | 16.5 | 13 | 13.5 | 15.5
10 | 13 | 2040 | 2040-10-13 | 9.9 | 5.8 | 5.1 | 4.3 | 8 | 2.5 | 4.7 | 10 | 13 | 2040 | 2040-10-13 | 18 | 6 | 8.5 | 8.5 | 4 | 6 | 11
10 | 14 | 2040 | 2040-10-14 | 11.4 | 6.3 | 5.9 | 5.5 | 9.2 | 3.6 | 7 | 10 | 14 | 2040 | 2040-10-14 | 8.5 | 4.5 | 6.5 | 2 | 8.5 | 1 | 4
10 | 15 | 2040 | 2040-10-15 | 12 | 6.3 | 6.7 | 5.7 | 10.1 | 4.5 | 7.7 | 10 | 15 | 2040 | 2040-10-15 | 12 | 5 | 8.5 | 6 | 8.5 | 3.5 | 8.5
10 | 16 | 2040 | 2040-10-16 | 11.5 | 6.2 | 6.1 | 6.4 | 9.6 | 5.4 | 7.7 | 10 | 16 | 2040 | 2040-10-16 | 12 | 4.5 | 10 | 5.5 | 12 | 2.5 | 4
10 | 17 | 2040 | 2040-10-17 | 11.1 | 6.2 | 6.6 | 5.9 | 8.5 | 5.1 | 7.8 | 10 | 17 | 2040 | 2040-10-17 | 13.5 | 7 | 6.5 | 6.5 | 10 | 7 | 6.5
10 | 18 | 2040 | 2040-10-18 | 11.1 | 7.4 | 6.8 | 5.7 | 8.7 | 4.2 | 8.1 | 10 | 18 | 2040 | 2040-10-18 | 16.5 | 8 | 7.5 | 10 | 15 | 8 | 8.5
10 | 19 | 2040 | 2040-10-19 | 12.3 | 7.3 | 6.7 | 5.9 | 9.7 | 4.6 | 8.2 | 10 | 19 | 2040 | 2040-10-19 | 20 | 8.5 | 10 | 8 | 13 | 6 | 12
10 | 20 | 2040 | 2040-10-20 | 12.2 | 8 | 7.8 | 5.8 | 9.6 | 4.4 | 7.5 | 10 | 20 | 2040 | 2040-10-20 | 12 | 6 | 5.5 | 0.5 | 4.5 | 0 | 4
10 | 21 | 2040 | 2040-10-21 | 11.8 | 8.4 | 7.1 | 5.3 | 9.1 | 4.4 | 7.4 | 10 | 21 | 2040 | 2040-10-21 | 11.5 | 9 | 9.5 | 7 | 8.5 | 6.5 | 8.5
10 | 22 | 2040 | 2040-10-22 | 12.5 | 7.2 | 7.4 | 5.7 | 9.3 | 4.4 | 7 | 10 | 22 | 2040 | 2040-10-22 | 16 | 13.5 | 8.5 | 10 | 16 | 8 | 12
10 | 23 | 2040 | 2040-10-23 | 13.3 | 7.6 | 8.6 | 7.6 | 10.4 | 5.4 | 8.6 | 10 | 23 | 2040 | 2040-10-23 | 12 | 6.5 | 5.5 | 10.5 | 14 | 10 | 7.5
10 | 24 | 2040 | 2040-10-24 | 14.7 | 7.8 | 8 | 7.6 | 11.1 | 6.4 | 10 | 10 | 24 | 2040 | 2040-10-24 | 9.5 | 1 | 8.5 | 3 | 7.5 | 0.5 | 8
10 | 25 | 2040 | 2040-10-25 | 13.7 | 8.9 | 8.7 | 7 | 10.7 | 6.3 | 9.5 | 10 | 25 | 2040 | 2040-10-25 | 8.5 | 4 | 8 | 5 | 11.5 | 2.5 | 4.5
10 | 26 | 2040 | 2040-10-26 | 14.2 | 9.1 | 9.4 | 8.6 | 10.4 | 6.4 | 10.8 | 10 | 26 | 2040 | 2040-10-26 | 7 | 6 | 10 | 4.5 | 4.5 | 6 | 7.5
10 | 27 | 2040 | 2040-10-27 | 16 | 10.3 | 10.4 | 9.7 | 11.6 | 6.6 | 11.3 | 10 | 27 | 2040 | 2040-10-27 | 6 | 3 | 9 | 9.5 | 12 | 8 | 12
10 | 28 | 2040 | 2040-10-28 | 18.3 | 10.3 | 11.9 | 10.4 | 13.6 | 8.3 | 13.3 | 10 | 28 | 2040 | 2040-10-28 | 17.5 | 3.5 | 6 | 9.5 | 15.5 | 7 | 11.5
10 | 29 | 2040 | 2040-10-29 | 19 | 10 | 11.8 | 11.5 | 15.4 | 9.5 | 14.2 | 10 | 29 | 2040 | 2040-10-29 | 18.5 | 12.5 | 12 | 13.5 | 13 | 13 | 8.5
10 | 30 | 2040 | 2040-10-30 | 19.6 | 10.3 | 12.1 | 13.2 | 16.6 | 11.1 | 14.8 | 10 | 30 | 2040 | 2040-10-30 | 14.5 | 12.5 | 15.5 | 15 | 15.5 | 14.5 | 7.5
10 | 31 | 2040 | 2040-10-31 | 20.9 | 11.7 | 12.6 | 13.4 | 16.8 | 12.1 | 14.9 | 10 | 31 | 2040 | 2040-10-31 | 11.5 | 8.5 | 9.5 | 8.5 | 10.5 | 8 | 6
11 | 1 | 2040 | 2040-11-01 | 21.4 | 12.1 | 12.7 | 13.8 | 17.8 | 13.2 | 16.1 | 11 | 1 | 2040 | 2040-11-01 | 18 | 10 | 10 | 8.5 | 14.5 | 6.5 | 9
11 | 2 | 2040 | 2040-11-02 | 21.4 | 11.4 | 12.4 | 14 | 17.5 | 13.4 | 17.1 | 11 | 2 | 2040 | 2040-11-02 | 17 | 4 | 9 | 4.5 | 7.5 | 3.5 | 8
11 | 3 | 2040 | 2040-11-03 | 20.4 | 11.3 | 12.5 | 14.3 | 16.2 | 12.9 | 17.6 | 11 | 3 | 2040 | 2040-11-03 | 16 | 3 | 9 | 5 | 7.5 | 2 | 9
11 | 4 | 2040 | 2040-11-04 | 19 | 11 | 12.3 | 13.9 | 15.6 | 11.9 | 17.6 | 11 | 4 | 2040 | 2040-11-04 | 13 | 7 | 11 | 8.5 | 8 | 9.5 | 10
11 | 5 | 2040 | 2040-11-05 | 19.2 | 11.1 | 12.8 | 14.4 | 15 | 12.2 | 18.3 | 11 | 5 | 2040 | 2040-11-05 | 16.5 | 0 | 6.5 | 10 | 6 | 7 | 13
11 | 6 | 2040 | 2040-11-06 | 19 | 11.7 | 12.8 | 14.8 | 16.4 | 13.2 | 18.2 | 11 | 6 | 2040 | 2040-11-06 | 11 | 8.5 | 7.5 | 8.5 | 13 | 7 | 7
11 | 7 | 2040 | 2040-11-07 | 19.1 | 11.5 | 11.8 | 14 | 14.2 | 12.2 | 17.3 | 11 | 7 | 2040 | 2040-11-07 | 14.5 | 6.5 | 6.5 | 9 | 7 | 8 | 6.5
11 | 8 | 2040 | 2040-11-08 | 19.3 | 11.9 | 12.7 | 13.1 | 15.6 | 11.6 | 17 | 11 | 8 | 2040 | 2040-11-08 | 8.5 | 0 | 6.5 | 9.5 | 3 | 8.5 | 7.5
11 | 9 | 2040 | 2040-11-09 | 20.7 | 12.1 | 13 | 13.9 | 16.2 | 11.9 | 17 | 11 | 9 | 2040 | 2040-11-09 | 11.5 | 1 | 6.5 | 7 | 4 | 4.5 | 7
11 | 10 | 2040 | 2040-11-10 | 19.7 | 12.7 | 13.5 | 13.6 | 16.3 | 13.3 | 17.5 | 11 | 10 | 2040 | 2040-11-10 | 16 | 7 | 7.5 | 16.5 | 10.5 | 11.5 | 6
11 | 11 | 2040 | 2040-11-11 | 20.1 | 12.3 | 13 | 13.1 | 16.6 | 13.3 | 16.8 | 11 | 11 | 2040 | 2040-11-11 | 15 | 6 | 5.5 | 17 | 9.5 | 13 | 8
11 | 12 | 2040 | 2040-11-12 | 21 | 12.7 | 13.6 | 14.1 | 18.8 | 13.4 | 17 | 11 | 12 | 2040 | 2040-11-12 | 7.5 | 5.5 | 8.5 | 6.5 | 11.5 | 5 | 3.5
11 | 13 | 2040 | 2040-11-13 | 22.2 | 13.6 | 14.6 | 15.6 | 17.4 | 14.3 | 17.8 | 11 | 13 | 2040 | 2040-11-13 | 22.5 | 9 | 11 | 14.5 | 11.5 | 9.5 | 15.5
11 | 14 | 2040 | 2040-11-14 | 22 | 14.1 | 15 | 16.1 | 18 | 14.6 | 17.9 | 11 | 14 | 2040 | 2040-11-14 | 10.5 | 9.5 | 10 | 9 | 6.5 | 6.5 | 12
11 | 15 | 2040 | 2040-11-15 | 23.9 | 14.4 | 16.5 | 16.6 | 19.4 | 15.5 | 21.1 | 11 | 15 | 2040 | 2040-11-15 | 15 | 12 | 11.5 | 10.5 | 15 | 9 | 9.5
11 | 16 | 2040 | 2040-11-16 | 26.8 | 15.2 | 16.8 | 18.7 | 21.1 | 17.3 | 22.2 | 11 | 16 | 2040 | 2040-11-16 | 28 | 15 | 18.5 | 18.5 | 24.5 | 15 | 18
11 | 17 | 2040 | 2040-11-17 | 26.4 | 15.8 | 17.5 | 19.5 | 21 | 17.5 | 22.7 | 11 | 17 | 2040 | 2040-11-17 | 26.5 | 15 | 19 | 19.5 | 25.5 | 16 | 21.5
11 | 18 | 2040 | 2040-11-18 | 26.2 | 16.2 | 17.1 | 19.3 | 22.7 | 18.2 | 22.7 | 11 | 18 | 2040 | 2040-11-18 | 29 | 17.5 | 20 | 19 | 23.5 | 27 | 23.5
11 | 19 | 2040 | 2040-11-19 | 26.9 | 16 | 16.8 | 18 | 21.9 | 17.4 | 22.2 | 11 | 19 | 2040 | 2040-11-19 | 19.5 | 12 | 14.5 | 15 | 16 | 15.5 | 18
11 | 20 | 2040 | 2040-11-20 | 26.5 | 16.8 | 16.4 | 17.6 | 19.9 | 15.9 | 22.3 | 11 | 20 | 2040 | 2040-11-20 | 19 | 5 | 12.5 | 14.5 | 17.5 | 15.5 | 19
11 | 21 | 2040 | 2040-11-21 | 26.9 | 16.9 | 17.3 | 18.5 | 22.2 | 17.2 | 22.5 | 11 | 21 | 2040 | 2040-11-21 | 30 | 11.5 | 12.5 | 15.5 | 21.5 | 14.5 | 19.5
11 | 22 | 2040 | 2040-11-22 | 28 | 16.4 | 17.6 | 20.4 | 22.5 | 19.4 | 22.1 | 11 | 22 | 2040 | 2040-11-22 | 29 | 11 | 17.5 | 18 | 22.5 | 20.5 | 24.5
11 | 23 | 2040 | 2040-11-23 | 28.5 | 18 | 18 | 21.5 | 24.3 | 20.6 | 22.9 | 11 | 23 | 2040 | 2040-11-23 | 25 | 13 | 16 | 17 | 22.5 | 18.5 | 16.5
11 | 24 | 2040 | 2040-11-24 | 28.9 | 17.2 | 17.1 | 21.7 | 24.8 | 20.4 | 23.6 | 11 | 24 | 2040 | 2040-11-24 | 27 | 12 | 14.5 | 14 | 16 | 11 | 13.5
11 | 25 | 2040 | 2040-11-25 | 28.9 | 17.7 | 17.6 | 21 | 25.4 | 19.4 | 22.6 | 11 | 25 | 2040 | 2040-11-25 | 20 | 12.5 | 16.5 | 10 | 14.5 | 6 | 12
11 | 26 | 2040 | 2040-11-26 | 27.1 | 18.1 | 18.1 | 19.6 | 22.6 | 18.3 | 23.6 | 11 | 26 | 2040 | 2040-11-26 | 20.5 | 11.5 | 14.5 | 9 | 20.5 | 6 | 19
11 | 27 | 2040 | 2040-11-27 | 28.3 | 17.5 | 18 | 19.8 | 24.9 | 18.3 | 24.1 | 11 | 27 | 2040 | 2040-11-27 | 23 | 15.5 | 18 | 15.5 | 25.5 | 15.5 | 18
11 | 28 | 2040 | 2040-11-28 | 28.7 | 18 | 19.3 | 21.7 | 24.5 | 20.5 | 25.1 | 11 | 28 | 2040 | 2040-11-28 | 26.5 | 15.5 | 22 | 16 | 21 | 15 | 16
11 | 29 | 2040 | 2040-11-29 | 29.5 | 18.9 | 19.4 | 22.9 | 24.6 | 21.3 | 26.1 | 11 | 29 | 2040 | 2040-11-29 | 28.5 | 15.5 | 20 | 18.5 | 25 | 17 | 21
11 | 30 | 2040 | 2040-11-30 | 29.4 | 18.8 | 19 | 23.3 | 25.2 | 22.7 | 26.6 | 11 | 30 | 2040 | 2040-11-30 | 30 | 15 | 18 | 17.5 | 22 | 16.5 | 17.5
12 | 1 | 2040 | 2040-12-01 | 29.5 | 19.6 | 19.3 | 20.3 | 23.3 | 20 | 25 | 12 | 1 | 2040 | 2040-12-01 | 29.5 | 19.5 | 24.5 | 19.5 | 27 | 19 | 23
12 | 2 | 2040 | 2040-12-02 | 28.5 | 17 | 18.2 | 20.6 | 22.3 | 19 | 24.2 | 12 | 2 | 2040 | 2040-12-02 | 36.5 | 13.5 | 16 | 21 | 28.5 | 19.5 | 25.5
12 | 3 | 2040 | 2040-12-03 | 28.1 | 17.3 | 17.9 | 20 | 22.8 | 18.7 | 24.7 | 12 | 3 | 2040 | 2040-12-03 | 26 | 14 | 20.5 | 15.5 | 22.5 | 14 | 21.5
12 | 4 | 2040 | 2040-12-04 | 28.9 | 17.1 | 17.1 | 20.6 | 23.9 | 19.9 | 25.5 | 12 | 4 | 2040 | 2040-12-04 | 32 | 21 | 23.5 | 21.5 | 27.5 | 21 | 19
12 | 5 | 2040 | 2040-12-05 | 29.1 | 17.1 | 17.9 | 20.8 | 22.9 | 19.2 | 24.6 | 12 | 5 | 2040 | 2040-12-05 | 45 | 23 | 28 | 27 | 32 | 24.5 | 34
12 | 6 | 2040 | 2040-12-06 | 29.3 | 17.5 | 17.7 | 20.9 | 24 | 19.6 | 25.9 | 12 | 6 | 2040 | 2040-12-06 | 39.5 | 28.5 | 25.5 | 38 | 38 | 34 | 27
12 | 7 | 2040 | 2040-12-07 | 29.9 | 17.3 | 18 | 21 | 25.3 | 19.9 | 25.9 | 12 | 7 | 2040 | 2040-12-07 | 52.5 | 32.5 | 28 | 44 | 46.5 | 40 | 33
12 | 8 | 2040 | 2040-12-08 | 30.9 | 19.3 | 19.8 | 23.7 | 27.7 | 22.3 | 28 | 12 | 8 | 2040 | 2040-12-08 | 45.5 | 31.5 | 28 | 48 | 44.5 | 43.5 | 36
12 | 9 | 2040 | 2040-12-09 | 33.3 | 19.8 | 20.2 | 26.5 | 28.8 | 24.1 | 28.6 | 12 | 9 | 2040 | 2040-12-09 | 38.5 | 31.5 | 27.5 | 40 | 33.5 | 38.5 | 34.5
12 | 10 | 2040 | 2040-12-10 | 33.4 | 19 | 20.3 | 24.5 | 27.1 | 23.7 | 28.4 | 12 | 10 | 2040 | 2040-12-10 | 37 | 25 | 22.5 | 36.5 | 24 | 36 | 44
12 | 11 | 2040 | 2040-12-11 | 33.1 | 18.3 | 19.7 | 25.1 | 27.2 | 22.9 | 28.6 | 12 | 11 | 2040 | 2040-12-11 | 39 | 22 | 22.5 | 29 | 30 | 28 | 36
12 | 12 | 2040 | 2040-12-12 | 33.1 | 17.8 | 19.1 | 25.1 | 26.7 | 24 | 28 | 12 | 12 | 2040 | 2040-12-12 | 42 | 29 | 21.5 | 32.5 | 32 | 29.5 | 35.5
12 | 13 | 2040 | 2040-12-13 | 32.2 | 17.1 | 18 | 24.3 | 25.4 | 22.7 | 26.4 | 12 | 13 | 2040 | 2040-12-13 | 52 | 33 | 26.5 | 36.5 | 45 | 37.5 | 32.5
12 | 14 | 2040 | 2040-12-14 | 31.6 | 17.9 | 19.1 | 24.4 | 25.1 | 23.2 | 27.1 | 12 | 14 | 2040 | 2040-12-14 | 42.5 | 36.5 | 28 | 41.5 | 43 | 43 | 35.5
12 | 15 | 2040 | 2040-12-15 | 32.3 | 18.4 | 19.5 | 24.9 | 25.6 | 23.4 | 27.4 | 12 | 15 | 2040 | 2040-12-15 | 34 | 36 | 27 | 42 | 44.5 | 40 | 33.5
12 | 16 | 2040 | 2040-12-16 | 31.9 | 18.3 | 19.3 | 24.3 | 24.1 | 23.5 | 27.3 | 12 | 16 | 2040 | 2040-12-16 | 46.5 | 37.5 | 34 | 52 | 50 | 45 | 42
12 | 17 | 2040 | 2040-12-17 | 30.8 | 17.8 | 18.5 | 24 | 25.8 | 24.5 | 26.3 | 12 | 17 | 2040 | 2040-12-17 | 64.5 | 39 | 36 | 51.5 | 52.5 | 49 | 50
12 | 18 | 2040 | 2040-12-18 | 31.9 | 18.3 | 19.6 | 24.3 | 26.1 | 24 | 26.9 | 12 | 18 | 2040 | 2040-12-18 | 66.5 | 26.5 | 32.5 | 44.5 | 43 | 47 | 52
12 | 19 | 2040 | 2040-12-19 | 32.1 | 18.5 | 18.6 | 24 | 26.9 | 22.7 | 26.7 | 12 | 19 | 2040 | 2040-12-19 | 47 | 19 | 23.5 | 34 | 35 | 35 | 40
12 | 20 | 2040 | 2040-12-20 | 33.6 | 18.4 | 19.4 | 24.3 | 25.2 | 24.3 | 28.8 | 12 | 20 | 2040 | 2040-12-20 | 43 | 17 | 23 | 18.5 | 26.5 | 16.5 | 22.5
12 | 21 | 2040 | 2040-12-21 | 68.81 | 41.69 | 40.78 | 58.15 | 59.53 | 60.73 | 56.55 | 12 | 21 | 2040 | 2040-12-21 | 57.5 | 21 | 27 | 25.5 | 38 | 22.5 | 31
12 | 22 | 2040 | 2040-12-22 | 32.6 | 18.5 | 18.2 | 22.6 | 24.5 | 21.4 | 27 | 12 | 22 | 2040 | 2040-12-22 | 52 | 20.5 | 27.5 | 30.5 | 33 | 31 | 35
12 | 23 | 2040 | 2040-12-23 | 32.7 | 18.2 | 18.5 | 23.1 | 24.2 | 21.7 | 27.3 | 12 | 23 | 2040 | 2040-12-23 | 45.5 | 25 | 25.5 | 25.5 | 26.5 | 24.5 | 30
12 | 24 | 2040 | 2040-12-24 | 32.3 | 19 | 18.6 | 24.4 | 25.1 | 24.2 | 27.6 | 12 | 24 | 2040 | 2040-12-24 | 35 | 29 | 27 | 29 | 37 | 27.5 | 37.5
12 | 25 | 2040 | 2040-12-25 | 34.3 | 19.9 | 18.9 | 25.4 | 28.2 | 25.2 | 29.1 | 12 | 25 | 2040 | 2040-12-25 | 49.5 | 30.5 | 27 | 30.5 | 41 | 30.5 | 38
12 | 26 | 2040 | 2040-12-26 | 32.3 | 19.6 | 19.6 | 25.1 | 26.6 | 24.4 | 28.6 | 12 | 26 | 2040 | 2040-12-26 | 54 | 26 | 26.5 | 31 | 40 | 29.5 | 40
12 | 27 | 2040 | 2040-12-27 | 31.6 | 18.2 | 18.7 | 23.2 | 24.5 | 22.6 | 27.4 | 12 | 27 | 2040 | 2040-12-27 | 46.5 | 18 | 22.5 | 22 | 24 | 21.5 | 32
12 | 28 | 2040 | 2040-12-28 | 31.2 | 18 | 18.9 | 24.2 | 25.1 | 24.4 | 27.5 | 12 | 28 | 2040 | 2040-12-28 | 48.5 | 19.5 | 23.5 | 22 | 28.5 | 21 | 27.5
12 | 29 | 2040 | 2040-12-29 | 30.9 | 16.7 | 17.6 | 22.9 | 24.8 | 22.9 | 28 | 12 | 29 | 2040 | 2040-12-29 | 43.5 | 18 | 20.5 | 26.5 | 27.5 | 23 | 29.5
12 | 30 | 2040 | 2040-12-30 | 31 | 16.4 | 17.1 | 21.6 | 23.3 | 20.8 | 25.6 | 12 | 30 | 2040 | 2040-12-30 | 46.5 | 22.5 | 25.5 | 23.5 | 34.5 | 22 | 24.5
12 | 31 | 2040 | 2040-12-31 | 32.3 | 17.4 | 17 | 21.2 | 25.2 | 20.1 | 25.2 | 12 | 31 | 2040 | 2040-12-31 | 55.5 | 24 | 29.5 | 25.5 | 37 | 24 | 37
1 | 1 | 2041 | 2041-01-01 | 31.5 | 18.6 | 18.2 | 22.9 | 24.9 | 21 | 27.7 | 1 | 1 | 2041 | 2041-01-01 | 54.5 | 27 | 26.5 | 28.5 | 33.5 | 29.5 | 36.5
1 | 2 | 2041 | 2041-01-02 | 30.9 | 18.8 | 18.6 | 21.3 | 24.6 | 21.2 | 26.9 | 1 | 2 | 2041 | 2041-01-02 | 54 | 31 | 28 | 36 | 43 | 35.5 | 33
1 | 3 | 2041 | 2041-01-03 | 31.1 | 17.8 | 18.7 | 21.5 | 22.8 | 21.3 | 25.6 | 1 | 3 | 2041 | 2041-01-03 | 46.5 | 33.5 | 30.5 | 40.5 | 46.5 | 39.5 | 41
1 | 4 | 2041 | 2041-01-04 | 30.7 | 17.7 | 18.3 | 24 | 23.8 | 22.6 | 26.1 | 1 | 4 | 2041 | 2041-01-04 | 50 | 29 | 29 | 50.5 | 55 | 48 | 40
1 | 5 | 2041 | 2041-01-05 | 32.6 | 17.9 | 18 | 23.3 | 25.3 | 22.7 | 25.6 | 1 | 5 | 2041 | 2041-01-05 | 71.5 | 34 | 33.5 | 52.5 | 57.5 | 52 | 48.5
1 | 6 | 2041 | 2041-01-06 | 33.7 | 17.2 | 18 | 24.8 | 27 | 22.9 | 26.3 | 1 | 6 | 2041 | 2041-01-06 | 68 | 26.5 | 32.5 | 50.5 | 53 | 54.5 | 52
1 | 7 | 2041 | 2041-01-07 | 33.7 | 18.2 | 18 | 25.1 | 25.9 | 23.3 | 28.2 | 1 | 7 | 2041 | 2041-01-07 | 53.5 | 31 | 32.5 | 53.5 | 55 | 52 | 49.5
1 | 8 | 2041 | 2041-01-08 | 34 | 18.8 | 18.5 | 27.1 | 25.8 | 24.2 | 27.5 | 1 | 8 | 2041 | 2041-01-08 | 36.5 | 24.5 | 25.5 | 42.5 | 49.5 | 42 | 41
1 | 9 | 2041 | 2041-01-09 | 36 | 18.6 | 19.3 | 27.3 | 27.8 | 25.2 | 29.4 | 1 | 9 | 2041 | 2041-01-09 | 28.5 | 23 | 22.5 | 29.5 | 32.5 | 30 | 36.5
1 | 10 | 2041 | 2041-01-10 | 34.5 | 19 | 19.5 | 27.2 | 27 | 25.7 | 29.8 | 1 | 10 | 2041 | 2041-01-10 | 34.5 | 31 | 26.5 | 32.5 | 32 | 33 | 37.5
1 | 11 | 2041 | 2041-01-11 | 33.3 | 18.3 | 19.3 | 26.5 | 26.8 | 24.6 | 28.2 | 1 | 11 | 2041 | 2041-01-11 | 46.5 | 32 | 29.5 | 48 | 45.5 | 48 | 41
1 | 12 | 2041 | 2041-01-12 | 34.3 | 18.8 | 20 | 25.6 | 27.6 | 24.5 | 28.5 | 1 | 12 | 2041 | 2041-01-12 | 51 | 35.5 | 32.5 | 57 | 44.5 | 56 | 49
1 | 13 | 2041 | 2041-01-13 | 33.6 | 18.9 | 20.2 | 26.6 | 26.7 | 25.7 | 28.4 | 1 | 13 | 2041 | 2041-01-13 | 60 | 35 | 30.5 | 59.5 | 48.5 | 60.5 | 49
1 | 14 | 2041 | 2041-01-14 | 33.1 | 19.5 | 19.5 | 26.4 | 26 | 26.6 | 28.1 | 1 | 14 | 2041 | 2041-01-14 | 59.5 | 30.5 | 26 | 56.5 | 48 | 56.5 | 51.5
1 | 15 | 2041 | 2041-01-15 | 32 | 19 | 19.2 | 24.4 | 24.9 | 23.2 | 27.4 | 1 | 15 | 2041 | 2041-01-15 | 61.5 | 26.5 | 28 | 53 | 50.5 | 51.5 | 43.5
1 | 16 | 2041 | 2041-01-16 | 31.1 | 19.3 | 19 | 24.9 | 24.2 | 23.8 | 26.7 | 1 | 16 | 2041 | 2041-01-16 | 64.5 | 23.5 | 24.5 | 54 | 50 | 51 | 45.5
1 | 17 | 2041 | 2041-01-17 | 33.1 | 20.6 | 20.3 | 24.9 | 25.1 | 23.3 | 27.6 | 1 | 17 | 2041 | 2041-01-17 | 54.5 | 13 | 18.5 | 49.5 | 34 | 50.5 | 43
1 | 18 | 2041 | 2041-01-18 | 32.6 | 19.4 | 19.7 | 23.7 | 25.6 | 22.9 | 26.4 | 1 | 18 | 2041 | 2041-01-18 | 36.5 | 9 | 11 | 26.5 | 18 | 25 | 32
1 | 19 | 2041 | 2041-01-19 | 32.3 | 18.6 | 18.6 | 23 | 25.3 | 22.2 | 25.5 | 1 | 19 | 2041 | 2041-01-19 | 31.5 | 12 | 17.5 | 19 | 24 | 16 | 27
1 | 20 | 2041 | 2041-01-20 | 32.8 | 19.8 | 18.7 | 22.9 | 25.2 | 22.1 | 25.1 | 1 | 20 | 2041 | 2041-01-20 | 32.5 | 18.5 | 22 | 21 | 26 | 23 | 28
1 | 21 | 2041 | 2041-01-21 | 33.7 | 19.5 | 18.5 | 24.5 | 26.2 | 22.8 | 26.1 | 1 | 21 | 2041 | 2041-01-21 | 29.5 | 15 | 18.5 | 22.5 | 25 | 23 | 22
1 | 22 | 2041 | 2041-01-22 | 35 | 18.7 | 19.6 | 24.9 | 27 | 23.4 | 27.1 | 1 | 22 | 2041 | 2041-01-22 | 34.5 | 20.5 | 21.5 | 21 | 25 | 21 | 25.5
1 | 23 | 2041 | 2041-01-23 | 33.9 | 19.3 | 19.5 | 25.2 | 25.1 | 22.3 | 26.6 | 1 | 23 | 2041 | 2041-01-23 | 36.5 | 23 | 23 | 30.5 | 29 | 30 | 28
1 | 24 | 2041 | 2041-01-24 | 31.6 | 17.8 | 18.8 | 22 | 23.4 | 21 | 25.2 | 1 | 24 | 2041 | 2041-01-24 | 34.5 | 24.5 | 27 | 30 | 31 | 29.5 | 35.5
1 | 25 | 2041 | 2041-01-25 | 29.5 | 16.6 | 17.8 | 22.7 | 21.3 | 21 | 24.4 | 1 | 25 | 2041 | 2041-01-25 | 36 | 23.5 | 23.5 | 26.5 | 29 | 28 | 33
1 | 26 | 2041 | 2041-01-26 | 30.7 | 17.9 | 18 | 22.7 | 22.5 | 22.1 | 25 | 1 | 26 | 2041 | 2041-01-26 | 42 | 21.5 | 18.5 | 27 | 28 | 27 | 28
1 | 27 | 2041 | 2041-01-27 | 29.9 | 18 | 17.9 | 23.2 | 23.9 | 22.4 | 25.5 | 1 | 27 | 2041 | 2041-01-27 | 42 | 19.5 | 18 | 30 | 28.5 | 29.5 | 27
1 | 28 | 2041 | 2041-01-28 | 30.1 | 17.2 | 18.1 | 22.9 | 25 | 22.2 | 25.3 | 1 | 28 | 2041 | 2041-01-28 | 44.5 | 22 | 20 | 29 | 30.5 | 29.5 | 25
1 | 29 | 2041 | 2041-01-29 | 31 | 18.2 | 18.5 | 23.8 | 24.8 | 22.2 | 26.8 | 1 | 29 | 2041 | 2041-01-29 | 47 | 17.5 | 20.5 | 28.5 | 30.5 | 28.5 | 27
1 | 30 | 2041 | 2041-01-30 | 31 | 18.1 | 18.3 | 25.3 | 24.6 | 23.7 | 26.9 | 1 | 30 | 2041 | 2041-01-30 | 48 | 19.5 | 20 | 27 | 26.5 | 28.5 | 30.5
1 | 31 | 2041 | 2041-01-31 | 33.8 | 19.2 | 18.6 | 25.4 | 26 | 23.7 | 26.9 | 1 | 31 | 2041 | 2041-01-31 | 39.5 | 22.5 | 20.5 | 36.5 | 29.5 | 31 | 35
2 | 1 | 2041 | 2041-02-01 | 34.3 | 19.2 | 19.1 | 25.6 | 26.2 | 23.9 | 26.1 | 2 | 1 | 2041 | 2041-02-01 | 44 | 23.5 | 25.5 | 43 | 38.5 | 37 | 41.5
2 | 2 | 2041 | 2041-02-02 | 32.6 | 18.8 | 18.8 | 24.3 | 23.5 | 22.3 | 26.1 | 2 | 2 | 2041 | 2041-02-02 | 39 | 22 | 24.5 | 41 | 42.5 | 40 | 32.5
2 | 3 | 2041 | 2041-02-03 | 28.9 | 17.5 | 17.8 | 22.3 | 21.3 | 21 | 26.1 | 2 | 3 | 2041 | 2041-02-03 | 31.5 | 29 | 27 | 39.5 | 37.5 | 38.5 | 35
2 | 4 | 2041 | 2041-02-04 | 28.7 | 17.8 | 18.9 | 22.6 | 22.3 | 21.1 | 24.4 | 2 | 4 | 2041 | 2041-02-04 | 19.5 | 25.5 | 20.5 | 32.5 | 17.5 | 26 | 37
2 | 5 | 2041 | 2041-02-05 | 29.4 | 17.3 | 18.3 | 22.3 | 23.8 | 19.8 | 23.6 | 2 | 5 | 2041 | 2041-02-05 | 22 | 30 | 24.5 | 18.5 | 15 | 22 | 35
2 | 6 | 2041 | 2041-02-06 | 27.9 | 16.4 | 17.5 | 22.3 | 21.2 | 19 | 23 | 2 | 6 | 2041 | 2041-02-06 | 25 | 33.5 | 27 | 18 | 23 | 21 | 28.5
2 | 7 | 2041 | 2041-02-07 | 27 | 15.4 | 17.1 | 20.8 | 20.4 | 18.6 | 23 | 2 | 7 | 2041 | 2041-02-07 | 30.5 | 33 | 28 | 31.5 | 33.5 | 31.5 | 37.5
2 | 8 | 2041 | 2041-02-08 | 26.9 | 15.3 | 16.4 | 19.8 | 18.7 | 18.2 | 22.2 | 2 | 8 | 2041 | 2041-02-08 | 28 | 33.5 | 27 | 33 | 24 | 34 | 32.5
2 | 9 | 2041 | 2041-02-09 | 25 | 14.6 | 15.9 | 19.1 | 18.8 | 17.4 | 20 | 2 | 9 | 2041 | 2041-02-09 | 19 | 18.5 | 16 | 24.5 | 13.5 | 23 | 26.5
2 | 10 | 2041 | 2041-02-10 | 24.7 | 13.9 | 15.1 | 18.8 | 19.4 | 17.6 | 21.1 | 2 | 10 | 2041 | 2041-02-10 | 22 | 16.5 | 19.5 | 18.5 | 23 | 15.5 | 18
2 | 11 | 2041 | 2041-02-11 | 25.6 | 15.1 | 16.1 | 19.1 | 19.7 | 17.4 | 20.5 | 2 | 11 | 2041 | 2041-02-11 | 30 | 19.5 | 22 | 23 | 27.5 | 21 | 27.5
2 | 12 | 2041 | 2041-02-12 | 24.9 | 15.2 | 15.7 | 19.2 | 20.4 | 16.3 | 20.6 | 2 | 12 | 2041 | 2041-02-12 | 35 | 20.5 | 21 | 24.5 | 27 | 25 | 30.5
2 | 13 | 2041 | 2041-02-13 | 24.8 | 15.2 | 16.3 | 19 | 20.3 | 17.2 | 19.1 | 2 | 13 | 2041 | 2041-02-13 | 33 | 18 | 15.5 | 30.5 | 26.5 | 30 | 31
2 | 14 | 2041 | 2041-02-14 | 25.8 | 15.7 | 17.3 | 19.6 | 22 | 17.4 | 20.3 | 2 | 14 | 2041 | 2041-02-14 | 31 | 18 | 18.5 | 28 | 22 | 30 | 32.5
2 | 15 | 2041 | 2041-02-15 | 26.2 | 16.2 | 17.6 | 21.1 | 20.9 | 19.6 | 20.8 | 2 | 15 | 2041 | 2041-02-15 | 25 | 8 | 10.5 | 20 | 11.5 | 17.5 | 28.5
2 | 16 | 2041 | 2041-02-16 | 25.3 | 16.1 | 17.3 | 19.8 | 20.7 | 18.6 | 20.1 | 2 | 16 | 2041 | 2041-02-16 | 17 | 6.5 | 11.5 | 12.5 | 15.5 | 7.5 | 22
2 | 17 | 2041 | 2041-02-17 | 25.3 | 16.4 | 18.3 | 20.1 | 21.4 | 19 | 20.7 | 2 | 17 | 2041 | 2041-02-17 | 23 | 14 | 14.5 | 14.5 | 19 | 13 | 21
2 | 18 | 2041 | 2041-02-18 | 27.1 | 16.5 | 17.9 | 22.2 | 22.8 | 20.2 | 20.6 | 2 | 18 | 2041 | 2041-02-18 | 20 | 18.5 | 17 | 22.5 | 19.5 | 22 | 21
2 | 19 | 2041 | 2041-02-19 | 26.1 | 16.3 | 18.2 | 21.1 | 23.1 | 19.3 | 19.9 | 2 | 19 | 2041 | 2041-02-19 | 19.5 | 16.5 | 20 | 17.5 | 21 | 15.5 | 18.5
2 | 20 | 2041 | 2041-02-20 | 24.9 | 16.2 | 16.9 | 19.7 | 21.6 | 17.8 | 19.2 | 2 | 20 | 2041 | 2041-02-20 | 15 | 15.5 | 19.5 | 9.5 | 15.5 | 9.5 | 21
2 | 21 | 2041 | 2041-02-21 | 24.6 | 16.6 | 16.9 | 18.7 | 20.3 | 17.5 | 19 | 2 | 21 | 2041 | 2041-02-21 | 18.5 | 19 | 19 | 20.5 | 23 | 21 | 21
2 | 22 | 2041 | 2041-02-22 | 24.4 | 15.8 | 15.9 | 19.1 | 19.5 | 17.6 | 18.1 | 2 | 22 | 2041 | 2041-02-22 | 27 | 22.5 | 21.5 | 23 | 29 | 21.5 | 23.5
2 | 23 | 2041 | 2041-02-23 | 23.1 | 16 | 15.9 | 17.5 | 17.8 | 15.9 | 17.6 | 2 | 23 | 2041 | 2041-02-23 | 31.5 | 23 | 25.5 | 25.5 | 28.5 | 24.5 | 27.5
2 | 24 | 2041 | 2041-02-24 | 22.3 | 14.5 | 15.1 | 16.2 | 17.5 | 15.2 | 16.7 | 2 | 24 | 2041 | 2041-02-24 | 35 | 22 | 23.5 | 25 | 32.5 | 23.5 | 30.5
2 | 25 | 2041 | 2041-02-25 | 21.3 | 13.6 | 13.7 | 13.9 | 16.6 | 13.2 | 16.7 | 2 | 25 | 2041 | 2041-02-25 | 36 | 26 | 24 | 26.5 | 27 | 25.5 | 31
2 | 26 | 2041 | 2041-02-26 | 19.7 | 13.3 | 13.9 | 14.3 | 16.2 | 12.2 | 15.3 | 2 | 26 | 2041 | 2041-02-26 | 30 | 21 | 25.5 | 25.5 | 28 | 24 | 24.5
2 | 27 | 2041 | 2041-02-27 | 21.7 | 13.7 | 14.8 | 14.7 | 17.6 | 13.2 | 15.4 | 2 | 27 | 2041 | 2041-02-27 | 34 | 31 | 22.5 | 25 | 32 | 23.5 | 27.5
2 | 28 | 2041 | 2041-02-28 | 22.8 | 14.3 | 14.9 | 15.9 | 20 | 14.1 | 16.5 | 2 | 28 | 2041 | 2041-02-28 | 30 | 27 | 22 | 22.5 | 24.5 | 19.5 | 27.5
3 | 1 | 2041 | 2041-03-01 | 23 | 16 | 16.6 | 17.5 | 21.6 | 15.4 | 18.4 | 3 | 1 | 2041 | 2041-03-01 | 28 | 16.5 | 16.5 | 18.5 | 24 | 14.5 | 15.5
3 | 2 | 2041 | 2041-03-02 | 23.2 | 14.5 | 15.8 | 16.8 | 19.8 | 15 | 17.5 | 3 | 2 | 2041 | 2041-03-02 | 25 | 16.5 | 19 | 18 | 20 | 15.5 | 20
3 | 3 | 2041 | 2041-03-03 | 23.5 | 14.1 | 14.8 | 16.2 | 19.7 | 13.7 | 17.2 | 3 | 3 | 2041 | 2041-03-03 | 24 | 18 | 19 | 15 | 19.5 | 10.5 | 17
3 | 4 | 2041 | 2041-03-04 | 21.6 | 13 | 14 | 14.6 | 18.5 | 12.8 | 16.7 | 3 | 4 | 2041 | 2041-03-04 | 17.5 | 21 | 21.5 | 19 | 20 | 19 | 21.5
3 | 5 | 2041 | 2041-03-05 | 22.1 | 13.5 | 14.5 | 15.2 | 19.3 | 12.8 | 16 | 3 | 5 | 2041 | 2041-03-05 | 28 | 22 | 24.5 | 20 | 30.5 | 19.5 | 19.5
3 | 6 | 2041 | 2041-03-06 | 21.5 | 13.7 | 14.5 | 14.8 | 18.5 | 12.4 | 17 | 3 | 6 | 2041 | 2041-03-06 | 30 | 22 | 22.5 | 22 | 28.5 | 20 | 21.5
3 | 7 | 2041 | 2041-03-07 | 21.4 | 15 | 15.2 | 15.8 | 17.6 | 13.6 | 17.1 | 3 | 7 | 2041 | 2041-03-07 | 27.5 | 20.5 | 25.5 | 19.5 | 19.5 | 16.5 | 27
3 | 8 | 2041 | 2041-03-08 | 21.4 | 14 | 14.6 | 14.7 | 18.2 | 13 | 16.1 | 3 | 8 | 2041 | 2041-03-08 | 15 | 20 | 22.5 | 16 | 10.5 | 12.5 | 19
3 | 9 | 2041 | 2041-03-09 | 20.4 | 13.9 | 14.5 | 14.4 | 18.4 | 11.6 | 16.8 | 3 | 9 | 2041 | 2041-03-09 | 19 | 22 | 19 | 11.5 | 6.5 | 10 | 18.5
3 | 10 | 2041 | 2041-03-10 | 19.4 | 13.8 | 15.1 | 14 | 16.2 | 12 | 16 | 3 | 10 | 2041 | 2041-03-10 | 14 | 16 | 16.5 | 6.5 | 11 | 6 | 8.5
3 | 11 | 2041 | 2041-03-11 | 18.6 | 13.6 | 14.3 | 12.2 | 15.8 | 11.1 | 14.8 | 3 | 11 | 2041 | 2041-03-11 | 22 | 15 | 17 | 15.5 | 14 | 13.5 | 13
3 | 12 | 2041 | 2041-03-12 | 17.7 | 12.1 | 13.5 | 12.1 | 14.8 | 10.2 | 14.8 | 3 | 12 | 2041 | 2041-03-12 | 18.5 | 10.5 | 12.5 | 12.5 | 16.5 | 8.5 | 11.5
3 | 13 | 2041 | 2041-03-13 | 17.2 | 11.9 | 13.3 | 11.8 | 15.1 | 9.4 | 14.6 | 3 | 13 | 2041 | 2041-03-13 | 17 | 11 | 11.5 | 8.5 | 12 | 4 | 11.5
3 | 14 | 2041 | 2041-03-14 | 18.5 | 13.2 | 13.5 | 11.6 | 15.7 | 9.9 | 13.9 | 3 | 14 | 2041 | 2041-03-14 | 10 | 9 | 9 | 1.5 | 3 | 0 | 4
3 | 15 | 2041 | 2041-03-15 | 18.7 | 13 | 14.3 | 13.6 | 16.4 | 11.1 | 14.4 | 3 | 15 | 2041 | 2041-03-15 | 9 | 10.5 | 13.5 | 4 | 7 | 2 | 4
3 | 16 | 2041 | 2041-03-16 | 17.5 | 11.4 | 13.2 | 12.9 | 16 | 10.5 | 13.6 | 3 | 16 | 2041 | 2041-03-16 | 14.5 | 13.5 | 17 | 14.5 | 17 | 11 | 11.5
3 | 17 | 2041 | 2041-03-17 | 15.4 | 11.6 | 12.9 | 11.7 | 14.7 | 9.6 | 13 | 3 | 17 | 2041 | 2041-03-17 | 18.5 | 17.5 | 22.5 | 18.5 | 17 | 17 | 17
3 | 18 | 2041 | 2041-03-18 | 15.4 | 10.4 | 11.8 | 11.4 | 14 | 9.1 | 12.3 | 3 | 18 | 2041 | 2041-03-18 | 7.5 | 14 | 17 | 6 | 10.5 | 3.5 | 7
3 | 19 | 2041 | 2041-03-19 | 15.9 | 11.1 | 12 | 11.4 | 15.5 | 9.7 | 12.2 | 3 | 19 | 2041 | 2041-03-19 | 17.5 | 16.5 | 22 | 16 | 21.5 | 15.5 | 15.5
3 | 20 | 2041 | 2041-03-20 | 16.9 | 11.2 | 12.9 | 13.2 | 16.5 | 10.9 | 12.7 | 3 | 20 | 2041 | 2041-03-20 | 11 | 14 | 15.5 | 19.5 | 19.5 | 19 | 17.5
3 | 21 | 2041 | 2041-03-21 | 17.4 | 11.3 | 12.7 | 12.6 | 16.2 | 10.8 | 13.4 | 3 | 21 | 2041 | 2041-03-21 | 9 | 9.5 | 11 | 17 | 18 | 15 | 14.5
3 | 22 | 2041 | 2041-03-22 | 17 | 11.9 | 13 | 11.9 | 17.6 | 10.8 | 14.3 | 3 | 22 | 2041 | 2041-03-22 | 14 | 10.5 | 13.5 | 15.5 | 16.5 | 15 | 8.5
3 | 23 | 2041 | 2041-03-23 | 16.5 | 11.5 | 12.7 | 11.5 | 16 | 10.3 | 12.7 | 3 | 23 | 2041 | 2041-03-23 | 18.5 | 11 | 13 | 15.5 | 20 | 12.5 | 16.5
3 | 24 | 2041 | 2041-03-24 | 15.9 | 10.5 | 12.2 | 12.5 | 16.8 | 10 | 12.7 | 3 | 24 | 2041 | 2041-03-24 | 18.5 | 11.5 | 13.5 | 13 | 12 | 8 | 8
3 | 25 | 2041 | 2041-03-25 | 14.8 | 11.5 | 12.6 | 11.1 | 16.9 | 9.6 | 12.4 | 3 | 25 | 2041 | 2041-03-25 | 20 | 12.5 | 16.5 | 15.5 | 15 | 10.5 | 14
3 | 26 | 2041 | 2041-03-26 | 14.6 | 12.1 | 13.1 | 10.9 | 16.3 | 10 | 12.9 | 3 | 26 | 2041 | 2041-03-26 | 20 | 13.5 | 18 | 16 | 19.5 | 15.5 | 19
3 | 27 | 2041 | 2041-03-27 | 14.5 | 11.8 | 12.2 | 11.1 | 15.3 | 9.3 | 13.3 | 3 | 27 | 2041 | 2041-03-27 | 19.5 | 11.5 | 14.5 | 12.5 | 18.5 | 9 | 12.5
3 | 28 | 2041 | 2041-03-28 | 15.2 | 10.8 | 12 | 10.6 | 14.9 | 9.1 | 11.8 | 3 | 28 | 2041 | 2041-03-28 | 21 | 12 | 14.5 | 13 | 17 | 9.5 | 10.5
3 | 29 | 2041 | 2041-03-29 | 14.3 | 10.6 | 11.4 | 10.5 | 14.9 | 8.2 | 11.7 | 3 | 29 | 2041 | 2041-03-29 | 17 | 11 | 11.5 | 9 | 8 | 7 | 5
3 | 30 | 2041 | 2041-03-30 | 15 | 11.1 | 11.5 | 11 | 15.6 | 8.7 | 12.3 | 3 | 30 | 2041 | 2041-03-30 | 20 | 12.5 | 16 | 12.5 | 18 | 10.5 | 14
3 | 31 | 2041 | 2041-03-31 | 15.4 | 11.1 | 13 | 10.3 | 15 | 8.8 | 11.9 | 3 | 31 | 2041 | 2041-03-31 | 16 | 15.5 | 15.5 | 14.5 | 20.5 | 11.5 | 8.5
4 | 1 | 2041 | 2041-04-01 | 15.4 | 11.1 | 12.3 | 11 | 15.3 | 8.5 | 13 | 4 | 1 | 2041 | 2041-04-01 | 18 | 10.5 | 10.5 | 9 | 11.5 | 7.5 | 6
4 | 2 | 2041 | 2041-04-02 | 14.8 | 11 | 11 | 9.2 | 13.6 | 7.4 | 10.4 | 4 | 2 | 2041 | 2041-04-02 | 17.5 | 15.5 | 13.5 | 11.5 | 21 | 11 | 8
4 | 3 | 2041 | 2041-04-03 | 13.2 | 10.7 | 11.6 | 8.5 | 14.3 | 7.2 | 10.5 | 4 | 3 | 2041 | 2041-04-03 | 22 | 15.5 | 15.5 | 16.5 | 23 | 15 | 14.5
4 | 4 | 2041 | 2041-04-04 | 14.1 | 11.4 | 12.2 | 9.1 | 15.1 | 7.8 | 10 | 4 | 4 | 2041 | 2041-04-04 | 23.5 | 11.5 | 12 | 14 | 15 | 9.5 | 14.5
4 | 5 | 2041 | 2041-04-05 | 14.9 | 11 | 11.4 | 10.3 | 15.4 | 8.7 | 10.8 | 4 | 5 | 2041 | 2041-04-05 | 8 | 8 | 13.5 | 6.5 | 4.5 | 4.5 | 6
4 | 6 | 2041 | 2041-04-06 | 15.2 | 10.1 | 10.3 | 10.9 | 14.4 | 8.9 | 11 | 4 | 6 | 2041 | 2041-04-06 | 9.5 | 9 | 9 | 3 | 5.5 | 1.5 | 4.5
4 | 7 | 2041 | 2041-04-07 | 15.2 | 9.7 | 10.1 | 10.8 | 14.1 | 8.5 | 10.8 | 4 | 7 | 2041 | 2041-04-07 | 8.5 | 8 | 12.5 | 6.5 | 12.5 | 0.5 | 8
4 | 8 | 2041 | 2041-04-08 | 14.2 | 9.2 | 10 | 9 | 13.3 | 7.3 | 9.1 | 4 | 8 | 2041 | 2041-04-08 | 22 | 13.5 | 16.5 | 16 | 21.5 | 11.5 | 11.5
4 | 9 | 2041 | 2041-04-09 | 15.1 | 9.7 | 10.9 | 10 | 13.8 | 7.9 | 9.2 | 4 | 9 | 2041 | 2041-04-09 | 27 | 13 | 16 | 17.5 | 22.5 | 13 | 18
4 | 10 | 2041 | 2041-04-10 | 14.2 | 9.4 | 10.5 | 9.5 | 14.3 | 6.5 | 8.6 | 4 | 10 | 2041 | 2041-04-10 | 16 | 11 | 16.5 | 11.5 | 17.5 | 10 | 10
4 | 11 | 2041 | 2041-04-11 | 14 | 9.6 | 11.1 | 9 | 13 | 6.6 | 9.9 | 4 | 11 | 2041 | 2041-04-11 | 24 | 10 | 17.5 | 15.5 | 25.5 | 10.5 | 15.5
4 | 12 | 2041 | 2041-04-12 | 13.9 | 9 | 10.9 | 9.3 | 14.2 | 6.6 | 9.8 | 4 | 12 | 2041 | 2041-04-12 | 10 | 6.5 | 10 | 6.5 | 14 | 3.5 | 10
4 | 13 | 2041 | 2041-04-13 | 13.3 | 8.8 | 9.3 | 8.6 | 13.5 | 6.8 | 9.5 | 4 | 13 | 2041 | 2041-04-13 | 16.5 | 10.5 | 13.5 | 12 | 19 | 8 | 10.5
4 | 14 | 2041 | 2041-04-14 | 12.9 | 8.4 | 9.5 | 8.2 | 11.8 | 6.1 | 8.7 | 4 | 14 | 2041 | 2041-04-14 | 24.5 | 11 | 16.5 | 13 | 22.5 | 12 | 13.5
4 | 15 | 2041 | 2041-04-15 | 13.1 | 9.6 | 10.2 | 8.8 | 12 | 6.3 | 8.7 | 4 | 15 | 2041 | 2041-04-15 | 26 | 10.5 | 13 | 14 | 21.5 | 11 | 14
4 | 16 | 2041 | 2041-04-16 | 13.2 | 8.2 | 8.7 | 7.4 | 10.8 | 6.2 | 7.9 | 4 | 16 | 2041 | 2041-04-16 | 19.5 | 8 | 7 | 11.5 | 19.5 | 7 | 12
4 | 17 | 2041 | 2041-04-17 | 10.8 | 7.5 | 8.3 | 7 | 9.1 | 5 | 7.8 | 4 | 17 | 2041 | 2041-04-17 | 11.5 | 6.5 | 9 | 7 | 14.5 | 4 | 6
4 | 18 | 2041 | 2041-04-18 | 10.7 | 6.8 | 8.2 | 6.1 | 11.6 | 4.9 | 7.7 | 4 | 18 | 2041 | 2041-04-18 | 16.5 | 4 | 7 | 9 | 13 | 5.5 | 5
4 | 19 | 2041 | 2041-04-19 | 12.9 | 8.1 | 9.7 | 7.4 | 12.4 | 5.7 | 8.4 | 4 | 19 | 2041 | 2041-04-19 | 19.5 | 9.5 | 11 | 9 | 15.5 | 4.5 | 9.5
4 | 20 | 2041 | 2041-04-20 | 13.9 | 8 | 10.5 | 8.1 | 14.5 | 6 | 8.9 | 4 | 20 | 2041 | 2041-04-20 | 16 | 6.5 | 10.5 | 8.5 | 15.5 | 6 | 6.5
4 | 21 | 2041 | 2041-04-21 | 14.3 | 9 | 12.3 | 9.2 | 16.1 | 6.9 | 10.1 | 4 | 21 | 2041 | 2041-04-21 | 18.5 | 3 | 8 | 8.5 | 13 | 5 | 10
4 | 22 | 2041 | 2041-04-22 | 15.5 | 9.3 | 12.4 | 9.6 | 16.4 | 6.9 | 9.9 | 4 | 22 | 2041 | 2041-04-22 | 12 | 6 | 6.5 | 4 | 11 | 0 | 4
4 | 23 | 2041 | 2041-04-23 | 15.3 | 8.4 | 10.2 | 8.4 | 14 | 5.9 | 9.8 | 4 | 23 | 2041 | 2041-04-23 | 10.5 | 7.5 | 10.5 | 7.5 | 15.5 | 4 | 7.5
4 | 24 | 2041 | 2041-04-24 | 13.4 | 7.3 | 8.6 | 6.6 | 12.1 | 4.6 | 8.1 | 4 | 24 | 2041 | 2041-04-24 | 15 | 9 | 9.5 | 11 | 14 | 8 | 8.5
4 | 25 | 2041 | 2041-04-25 | 11.4 | 7.1 | 7.8 | 6.1 | 11.5 | 3.8 | 6.7 | 4 | 25 | 2041 | 2041-04-25 | 16 | 7 | 10 | 8.5 | 24 | 6.5 | 7
4 | 26 | 2041 | 2041-04-26 | 11.6 | 7.4 | 8.6 | 6.4 | 10.4 | 4.6 | 6.4 | 4 | 26 | 2041 | 2041-04-26 | 19.5 | 7 | 9.5 | 10 | 13 | 8 | 6.5
4 | 27 | 2041 | 2041-04-27 | 9.8 | 6.8 | 8.7 | 5.9 | 10.1 | 4.2 | 6.6 | 4 | 27 | 2041 | 2041-04-27 | 20 | 10.5 | 11.5 | 12.5 | 15.5 | 9 | 11.5
4 | 28 | 2041 | 2041-04-28 | 8.7 | 7 | 8 | 5.8 | 9.5 | 4.3 | 6.5 | 4 | 28 | 2041 | 2041-04-28 | 19 | 9 | 12 | 11 | 19.5 | 8.5 | 6
4 | 29 | 2041 | 2041-04-29 | 9.8 | 8 | 9 | 5.7 | 11 | 3.7 | 6.5 | 4 | 29 | 2041 | 2041-04-29 | 20 | 12 | 14 | 12.5 | 14.5 | 7.5 | 11.5
4 | 30 | 2041 | 2041-04-30 | 10.9 | 8 | 9.8 | 7.1 | 12 | 5 | 7.8 | 4 | 30 | 2041 | 2041-04-30 | 8 | 8.5 | 10.5 | 5.5 | 7 | 1 | 4.5
5 | 1 | 2041 | 2041-05-01 | 12 | 6.9 | 9.5 | 7.4 | 11.3 | 4.9 | 8 | 5 | 1 | 2041 | 2041-05-01 | 18 | 10.5 | 13.5 | 13.5 | 16.5 | 10.5 | 11.5
5 | 2 | 2041 | 2041-05-02 | 10.8 | 6.9 | 9.2 | 7 | 10.7 | 5.2 | 7.6 | 5 | 2 | 2041 | 2041-05-02 | 9 | 10 | 11.5 | 4 | 10 | 2.5 | 6.5
5 | 3 | 2041 | 2041-05-03 | 10.9 | 6.1 | 8.4 | 6.4 | 9.3 | 4.7 | 6.2 | 5 | 3 | 2041 | 2041-05-03 | 4.5 | 4 | 0 | 0 | 0 | 0 | 0
5 | 4 | 2041 | 2041-05-04 | 9 | 5.7 | 6.9 | 5 | 8.2 | 3.6 | 4.6 | 5 | 4 | 2041 | 2041-05-04 | 1 | 0 | 0 | 0 | 0 | 0 | 0
5 | 5 | 2041 | 2041-05-05 | 8.7 | 4.7 | 6.4 | 4 | 7.9 | 2.9 | 3.5 | 5 | 5 | 2041 | 2041-05-05 | 0 | 5.5 | 6 | 1 | 7 | 0 | 0
5 | 6 | 2041 | 2041-05-06 | 8.8 | 4.2 | 6.3 | 4.4 | 8.7 | 3.1 | 4.6 | 5 | 6 | 2041 | 2041-05-06 | 17 | 9 | 12.5 | 10 | 15 | 10.5 | 4
5 | 7 | 2041 | 2041-05-07 | 8 | 3.2 | 4.1 | 3 | 8.1 | 1.7 | 3.4 | 5 | 7 | 2041 | 2041-05-07 | 14 | 8.5 | 10.5 | 13.5 | 18.5 | 7 | 4.5
5 | 8 | 2041 | 2041-05-08 | 6.9 | 2.9 | 3 | 2.6 | 7.9 | 1.9 | 2.1 | 5 | 8 | 2041 | 2041-05-08 | 12 | 6 | 8 | 8 | 10.5 | 3.5 | 4
5 | 9 | 2041 | 2041-05-09 | 5.6 | 2.8 | 3.9 | 2 | 6.7 | 1.8 | 1.6 | 5 | 9 | 2041 | 2041-05-09 | 9.5 | 8 | 4 | 2 | 5.5 | 0 | 0
5 | 10 | 2041 | 2041-05-10 | 6.3 | 2.6 | 3.9 | 2.8 | 6.7 | 1.7 | 1.4 | 5 | 10 | 2041 | 2041-05-10 | 3 | 2.5 | 2.5 | 0 | 2.5 | 0 | 0
5 | 11 | 2041 | 2041-05-11 | 5.6 | 2.8 | 4 | 1.6 | 6.1 | 1.2 | 1.2 | 5 | 11 | 2041 | 2041-05-11 | 3 | 4 | 9.5 | 2.5 | 5 | 1 | 0
5 | 12 | 2041 | 2041-05-12 | 5.6 | 3.2 | 3.5 | 1.8 | 5.1 | 1.4 | 2.1 | 5 | 12 | 2041 | 2041-05-12 | 20 | 8 | 13 | 12 | 18 | 9 | 9.5
5 | 13 | 2041 | 2041-05-13 | 5.6 | 3.2 | 4.1 | 2 | 5.7 | 1.6 | 2.3 | 5 | 13 | 2041 | 2041-05-13 | 26 | 9.5 | 12 | 14.5 | 19.5 | 11 | 10.5
5 | 14 | 2041 | 2041-05-14 | 5.2 | 3.5 | 4.4 | 1.9 | 6.2 | 1.5 | 2.7 | 5 | 14 | 2041 | 2041-05-14 | 21.5 | 6.5 | 9 | 11.5 | 18.5 | 8.5 | 10.5
5 | 15 | 2041 | 2041-05-15 | 4.9 | 3.4 | 5.5 | 2.2 | 6.1 | 1.6 | 2.7 | 5 | 15 | 2041 | 2041-05-15 | 15.5 | 11 | 14 | 10 | 14.5 | 5.5 | 9.5
5 | 16 | 2041 | 2041-05-16 | 6.3 | 3.9 | 4.8 | 3 | 6.4 | 2.1 | 2.5 | 5 | 16 | 2041 | 2041-05-16 | 15 | 10.5 | 13 | 11.5 | 12 | 9.5 | 4.5
5 | 17 | 2041 | 2041-05-17 | 4.3 | 3.9 | 3.4 | 1.7 | 4.5 | 1.1 | 1.9 | 5 | 17 | 2041 | 2041-05-17 | 21.5 | 8.5 | 9.5 | 10 | 11.5 | 9 | 2.5
5 | 18 | 2041 | 2041-05-18 | 3.3 | 2.9 | 3 | 1.1 | 3.8 | 0.4 | 1.6 | 5 | 18 | 2041 | 2041-05-18 | 7.5 | 2.5 | 8.5 | 2.5 | 11 | 0 | 2.5
5 | 19 | 2041 | 2041-05-19 | 4.1 | 1.9 | 2.6 | 1.7 | 4.6 | 1.5 | 2 | 5 | 19 | 2041 | 2041-05-19 | 10.5 | 4.5 | 3 | 0.5 | 2.5 | 0 | 0
5 | 20 | 2041 | 2041-05-20 | 4.3 | 1.7 | 2.7 | 1.6 | 5.2 | 0.9 | 1.4 | 5 | 20 | 2041 | 2041-05-20 | 7.5 | 1 | 0.5 | 0 | 4 | 0 | 0
5 | 21 | 2041 | 2041-05-21 | 3.2 | 1.8 | 2.6 | 1.8 | 4.4 | 1.1 | 1.7 | 5 | 21 | 2041 | 2041-05-21 | 5 | 0 | 0 | 0 | 1.5 | 0 | 0
5 | 22 | 2041 | 2041-05-22 | 3.6 | 2.6 | 3.6 | 1 | 4.9 | 0.5 | 1.4 | 5 | 22 | 2041 | 2041-05-22 | 3 | 0 | 0 | 0 | 0 | 0 | 0
5 | 23 | 2041 | 2041-05-23 | 4.7 | 2.1 | 3.4 | 1.2 | 4.7 | 0.9 | 1.3 | 5 | 23 | 2041 | 2041-05-23 | 0 | 0 | 0 | 0 | 0 | 0 | 0
5 | 24 | 2041 | 2041-05-24 | 5.3 | 2.2 | 2.9 | 1.5 | 4.8 | 0.7 | 1.2 | 5 | 24 | 2041 | 2041-05-24 | 7 | 5.5 | 9.5 | 2.5 | 6 | 0 | 0
5 | 25 | 2041 | 2041-05-25 | 3.9 | 2.2 | 2.9 | 1 | 4.2 | 0.9 | 1.1 | 5 | 25 | 2041 | 2041-05-25 | 12 | 4.5 | 6.5 | 5.5 | 9.5 | 2 | 1
5 | 26 | 2041 | 2041-05-26 | 4.6 | 2.9 | 3.6 | 1.4 | 5.4 | 0.6 | 1.1 | 5 | 26 | 2041 | 2041-05-26 | 3 | 0 | 0 | 2 | 4.5 | 0 | 0
5 | 27 | 2041 | 2041-05-27 | 5.1 | 3.3 | 4.7 | 2 | 6.8 | 0.9 | 2 | 5 | 27 | 2041 | 2041-05-27 | 5 | 0 | 0 | 0 | 0 | 0 | 0
5 | 28 | 2041 | 2041-05-28 | 4.9 | 3.4 | 4.2 | 2.6 | 6.1 | 1.9 | 2.3 | 5 | 28 | 2041 | 2041-05-28 | 0 | 0 | 0 | 0 | 0 | 0 | 0
5 | 29 | 2041 | 2041-05-29 | 4.8 | 2.7 | 3.1 | 1.1 | 3.3 | 0.4 | 1 | 5 | 29 | 2041 | 2041-05-29 | 0 | 0 | 0 | 0 | 0 | 0 | 0
5 | 30 | 2041 | 2041-05-30 | 3 | 2.3 | 2.2 | 0.8 | 3.3 | 0.4 | 0.8 | 5 | 30 | 2041 | 2041-05-30 | 0 | 4 | 7.5 | 0 | 0 | 0 | 0
5 | 31 | 2041 | 2041-05-31 | 3.1 | 2.4 | 3.3 | 0.9 | 3.7 | 0.6 | 0.8 | 5 | 31 | 2041 | 2041-05-31 | 0 | 0.5 | 0.5 | 1 | 1.5 | 0 | 0
6 | 1 | 2041 | 2041-06-01 | 3.7 | 1.5 | 2.5 | 1.1 | 4.4 | 0.5 | 1.2 | 6 | 1 | 2041 | 2041-06-01 | 2 | 1.5 | 0 | 0 | 0 | 0 | 0
6 | 2 | 2041 | 2041-06-02 | 3.7 | 1.7 | 2.1 | 0.8 | 4.1 | 0.3 | 0.5 | 6 | 2 | 2041 | 2041-06-02 | 0.5 | 0 | 0 | 0 | 2 | 0 | 0
6 | 3 | 2041 | 2041-06-03 | 4 | 1.6 | 1.9 | 0.4 | 3.3 | 0.5 | 0.6 | 6 | 3 | 2041 | 2041-06-03 | 0 | 3.5 | 4.5 | 0 | 0 | 0 | 0
6 | 4 | 2041 | 2041-06-04 | 3.4 | 1.3 | 2 | 0.4 | 3.6 | 0.2 | 0.2 | 6 | 4 | 2041 | 2041-06-04 | 0 | 3.5 | 4.5 | 2.5 | 1 | 0 | 0
6 | 5 | 2041 | 2041-06-05 | 3.6 | 1.1 | 1.3 | 0.7 | 3.8 | 0.1 | 0.2 | 6 | 5 | 2041 | 2041-06-05 | 6.5 | 3 | 5 | 1.5 | 4.5 | 0 | 0
6 | 6 | 2041 | 2041-06-06 | 2.4 | 0.9 | 1.3 | 0.4 | 3.4 | 0.3 | 0.4 | 6 | 6 | 2041 | 2041-06-06 | 0 | 0 | 0 | 0 | 0 | 0 | 0
6 | 7 | 2041 | 2041-06-07 | 2.4 | 0.6 | 1 | 0.3 | 2.2 | 0.3 | 0 | 6 | 7 | 2041 | 2041-06-07 | 0 | 0 | 0 | 0 | 0 | 0 | 0
6 | 8 | 2041 | 2041-06-08 | 1.6 | 0.6 | 0.9 | 0.2 | 1.4 | 0 | 0.1 | 6 | 8 | 2041 | 2041-06-08 | 1.5 | 2 | 4.5 | 0 | 2.5 | 0 | 0
6 | 9 | 2041 | 2041-06-09 | 1.8 | 0.6 | 0.8 | 0 | 1.4 | 0 | 0.1 | 6 | 9 | 2041 | 2041-06-09 | 9 | 3 | 7.5 | 2.5 | 13 | 0 | 2.5
6 | 10 | 2041 | 2041-06-10 | 1.8 | 0.4 | 0.8 | 0 | 0.8 | 0 | 0.1 | 6 | 10 | 2041 | 2041-06-10 | 13 | 1.5 | 6 | 7 | 15.5 | 1 | 5
6 | 11 | 2041 | 2041-06-11 | 0.6 | 0.6 | 0.4 | 0.1 | 0.4 | 0.1 | 0.2 | 6 | 11 | 2041 | 2041-06-11 | 12 | 0 | 3 | 4.5 | 8.5 | 0 | 1
6 | 12 | 2041 | 2041-06-12 | 1.6 | 0.6 | 0.7 | 0.4 | 1.8 | 0.3 | 0.2 | 6 | 12 | 2041 | 2041-06-12 | 5.5 | 1.5 | 5 | 0 | 5 | 0 | 0
6 | 13 | 2041 | 2041-06-13 | 1.8 | 1 | 1.2 | 0.2 | 2.3 | 0.3 | 0.3 | 6 | 13 | 2041 | 2041-06-13 | 6 | 1.5 | 5.5 | 0.5 | 10 | 0 | 0
6 | 14 | 2041 | 2041-06-14 | 1.6 | 0.8 | 1 | 0.5 | 1.9 | 0.5 | 0.2 | 6 | 14 | 2041 | 2041-06-14 | 5.5 | 3 | 7.5 | 0.5 | 5.5 | 0 | 3.5
6 | 15 | 2041 | 2041-06-15 | 1.3 | 0.6 | 1.2 | 0.2 | 1.9 | 0.4 | 0.1 | 6 | 15 | 2041 | 2041-06-15 | 5 | 3 | 6.5 | 0 | 0 | 0 | 1
6 | 16 | 2041 | 2041-06-16 | 1.3 | 0.8 | 1.2 | 0.4 | 1.8 | 0.3 | 0.2 | 6 | 16 | 2041 | 2041-06-16 | 3 | 0 | 1 | 0 | 2 | 0 | 0
6 | 17 | 2041 | 2041-06-17 | 1 | 1 | 1.2 | 0.5 | 1.7 | 0.4 | 0.3 | 6 | 17 | 2041 | 2041-06-17 | 0.5 | 3 | 6.5 | 0 | 1 | 0 | 0
6 | 18 | 2041 | 2041-06-18 | 1.3 | 0.4 | 0.7 | 0 | 1.8 | 0 | 0.1 | 6 | 18 | 2041 | 2041-06-18 | 0 | 2.5 | 0 | 0 | 0 | 0 | 0
6 | 19 | 2041 | 2041-06-19 | 0.8 | 0.4 | 0.6 | 0 | 1 | 0 | 0.2 | 6 | 19 | 2041 | 2041-06-19 | 0 | 0 | 0 | 0 | 0 | 0 | 0
6 | 20 | 2041 | 2041-06-20 | 0.8 | 0.3 | 0.8 | 0.3 | 1.2 | 0.2 | 0 | 6 | 20 | 2041 | 2041-06-20 | 0 | 0 | 0 | 0 | 0 | 0 | 0
6 | 21 | 2041 | 2041-06-21 | 1 | 0.8 | 0.5 | 0 | 0.6 | 0 | 0 | 6 | 21 | 2041 | 2041-06-21 | 0 | 0.5 | 5.5 | 0 | 0 | 0 | 0
6 | 22 | 2041 | 2041-06-22 | 0.6 | 0.4 | 0.3 | 0.1 | 0.7 | 0.1 | 0.1 | 6 | 22 | 2041 | 2041-06-22 | 0 | 1 | 1 | 0 | 1.5 | 0 | 0
6 | 23 | 2041 | 2041-06-23 | 0.8 | 0.7 | 0.6 | 0 | 1.3 | 0.2 | 0.1 | 6 | 23 | 2041 | 2041-06-23 | 1.5 | 0 | 0 | 0 | 0 | 0 | 0
6 | 24 | 2041 | 2041-06-24 | 1 | 0.4 | 0.3 | 0 | 1.4 | 0 | 0 | 6 | 24 | 2041 | 2041-06-24 | 0 | 0 | 0 | 0 | 0 | 0 | 0
6 | 25 | 2041 | 2041-06-25 | 0.7 | 0.6 | 0.5 | 0 | 1 | 0 | 0 | 6 | 25 | 2041 | 2041-06-25 | 0 | 0 | 0 | 0 | 0 | 0 | 0
6 | 26 | 2041 | 2041-06-26 | 0.8 | 0.4 | 0.9 | 0 | 0.8 | 0 | 0.1 | 6 | 26 | 2041 | 2041-06-26 | 0 | 0 | 0 | 0 | 0 | 0 | 0
6 | 27 | 2041 | 2041-06-27 | 0.6 | 0.3 | 0.6 | 0 | 0.8 | 0 | 0.1 | 6 | 27 | 2041 | 2041-06-27 | 0 | 0 | 0 | 0 | 0 | 0 | 0
6 | 28 | 2041 | 2041-06-28 | 0.9 | 0.2 | 0.3 | 0 | 0.4 | 0 | 0 | 6 | 28 | 2041 | 2041-06-28 | 0 | 0 | 4 | 0 | 0 | 0 | 0
6 | 29 | 2041 | 2041-06-29 | 0.3 | 0 | 0.2 | 0 | 0.6 | 0 | 0 | 6 | 29 | 2041 | 2041-06-29 | 0 | 0 | 0 | 0 | 0 | 0 | 0
6 | 30 | 2041 | 2041-06-30 | 0.6 | 0 | 0.5 | 0 | 0.7 | 0 | 0 | 6 | 30 | 2041 | 2041-06-30 | 0 | 0 | 0 | 0 | 0 | 0 | 0
7 | 1 | 2041 | 2041-07-01 | 0.1 | 0.1 | 0.4 | 0 | 0.7 | 0 | 0 | 7 | 1 | 2041 | 2041-07-01 | 0 | 0 | 0 | 0 | 0 | 0 | 0
7 | 2 | 2041 | 2041-07-02 | 0.5 | 0.1 | 0.3 | 0.1 | 0.9 | 0 | 0.1 | 7 | 2 | 2041 | 2041-07-02 | 0 | 0 | 0 | 0 | 0 | 0 | 0
7 | 3 | 2041 | 2041-07-03 | 0.6 | 0.3 | 0.4 | 0 | 0.6 | 0 | 0 | 7 | 3 | 2041 | 2041-07-03 | 0 | 0 | 0.5 | 0 | 0 | 0 | 0
7 | 4 | 2041 | 2041-07-04 | 0.4 | 0.4 | 0.4 | 0 | 0.5 | 0 | 0.1 | 7 | 4 | 2041 | 2041-07-04 | 0 | 0 | 0.5 | 0 | 0 | 0 | 0
7 | 5 | 2041 | 2041-07-05 | 0.3 | 0.6 | 0.2 | 0 | 0.7 | 0 | 0 | 7 | 5 | 2041 | 2041-07-05 | 0 | 0 | 0 | 0 | 0 | 0 | 0
7 | 6 | 2041 | 2041-07-06 | 0 | 0.4 | 0.1 | 0 | 0.6 | 0 | 0 | 7 | 6 | 2041 | 2041-07-06 | 0 | 0 | 0 | 0 | 0 | 0 | 0
7 | 7 | 2041 | 2041-07-07 | 0 | 0.1 | 0.2 | 0 | 0.3 | 0 | 0 | 7 | 7 | 2041 | 2041-07-07 | 0 | 0 | 0 | 0 | 0 | 0 | 0
7 | 8 | 2041 | 2041-07-08 | 0 | 0.1 | 0 | 0 | 0 | 0 | 0 | 7 | 8 | 2041 | 2041-07-08 | 0 | 0 | 0 | 0 | 0 | 0 | 0
7 | 9 | 2041 | 2041-07-09 | 0 | 0.1 | 0.2 | 0 | 0.1 | 0 | 0 | 7 | 9 | 2041 | 2041-07-09 | 0 | 0 | 0 | 0 | 0 | 0 | 0
7 | 10 | 2041 | 2041-07-10 | 0 | 0.1 | 0.2 | 0 | 0 | 0 | 0 | 7 | 10 | 2041 | 2041-07-10 | 0 | 0 | 0 | 0 | 0 | 0 | 0
7 | 11 | 2041 | 2041-07-11 | 0 | 0.1 | 0.1 | 0 | 0 | 0 | 0 | 7 | 11 | 2041 | 2041-07-11 | 0 | 0 | 0 | 0 | 0 | 0 | 0
7 | 12 | 2041 | 2041-07-12 | 0 | 0.2 | 0.1 | 0 | 0 | 0 | 0 | 7 | 12 | 2041 | 2041-07-12 | 0 | 0 | 0 | 0 | 0 | 0 | 0
7 | 13 | 2041 | 2041-07-13 | 0 | 0.1 | 0 | 0 | 0.1 | 0 | 0 | 7 | 13 | 2041 | 2041-07-13 | 0 | 0 | 0 | 0 | 0 | 0 | 0
7 | 14 | 2041 | 2041-07-14 | 0.1 | 0.1 | 0 | 0 | 0.4 | 0 | 0 | 7 | 14 | 2041 | 2041-07-14 | 0 | 0 | 0 | 0 | 0 | 0 | 0
7 | 15 | 2041 | 2041-07-15 | 0 | 0.2 | 0.1 | 0 | 0.4 | 0 | 0 | 7 | 15 | 2041 | 2041-07-15 | 0 | 0 | 0 | 0 | 0 | 0 | 0
7 | 16 | 2041 | 2041-07-16 | 0 | 0.1 | 0 | 0 | 0.4 | 0 | 0 | 7 | 16 | 2041 | 2041-07-16 | 0 | 0 | 0 | 0 | 0 | 0 | 0
7 | 17 | 2041 | 2041-07-17 | 0 | 0 | 0 | 0 | 0 | 0 | 0 | 7 | 17 | 2041 | 2041-07-17 | 0 | 0 | 0 | 0 | 0 | 0 | 0
7 | 18 | 2041 | 2041-07-18 | 0 | 0 | 0 | 0 | 0 | 0 | 0 | 7 | 18 | 2041 | 2041-07-18 | 0 | 0 | 0 | 0 | 0 | 0 | 0
7 | 19 | 2041 | 2041-07-19 | 0 | 0 | 0 | 0 | 0 | 0 | 0 | 7 | 19 | 2041 | 2041-07-19 | 0 | 0 | 0 | 0 | 0 | 0 | 0
7 | 20 | 2041 | 2041-07-20 | 0 | 0 | 0 | 0 | 0 | 0 | 0 | 7 | 20 | 2041 | 2041-07-20 | 0 | 0 | 0 | 0 | 0 | 0 | 0
7 | 21 | 2041 | 2041-07-21 | 0.1 | 0.1 | 0.2 | 0 | 0.1 | 0 | 0 | 7 | 21 | 2041 | 2041-07-21 | 0 | 0 | 0 | 0 | 0 | 0 | 0
7 | 22 | 2041 | 2041-07-22 | 0.1 | 0.1 | 0.3 | 0 | 0.1 | 0 | 0 | 7 | 22 | 2041 | 2041-07-22 | 0 | 0 | 0 | 0 | 0 | 0 | 0
7 | 23 | 2041 | 2041-07-23 | 0.2 | 0 | 0.1 | 0 | 0 | 0 | 0 | 7 | 23 | 2041 | 2041-07-23 | 0 | 0 | 0 | 0 | 0 | 0 | 0
7 | 24 | 2041 | 2041-07-24 | 0.1 | 0 | 0 | 0 | 0 | 0 | 0 | 7 | 24 | 2041 | 2041-07-24 | 0 | 0 | 0 | 0 | 0 | 0 | 0
7 | 25 | 2041 | 2041-07-25 | 0 | 0 | 0 | 0 | 0.1 | 0 | 0 | 7 | 25 | 2041 | 2041-07-25 | 0 | 0 | 0 | 0 | 0 | 0 | 0
7 | 26 | 2041 | 2041-07-26 | 0 | 0 | 0.1 | 0 | 0.1 | 0 | 0 | 7 | 26 | 2041 | 2041-07-26 | 0 | 0 | 0 | 0 | 0 | 0 | 0
7 | 27 | 2041 | 2041-07-27 | 0 | 0 | 0 | 0 | 0 | 0 | 0 | 7 | 27 | 2041 | 2041-07-27 | 0 | 0 | 0 | 0 | 0 | 0 | 0
7 | 28 | 2041 | 2041-07-28 | 0 | 0 | 0.1 | 0 | 0 | 0 | 0 | 7 | 28 | 2041 | 2041-07-28 | 0 | 0 | 0 | 0 | 0 | 0 | 0
7 | 29 | 2041 | 2041-07-29 | 0.3 | 0 | 0 | 0 | 0.3 | 0 | 0 | 7 | 29 | 2041 | 2041-07-29 | 0 | 0 | 0 | 0 | 0 | 0 | 0
7 | 30 | 2041 | 2041-07-30 | 0 | 0 | 0 | 0 | 0.3 | 0 | 0 | 7 | 30 | 2041 | 2041-07-30 | 0 | 0 | 0 | 0 | 0 | 0 | 0
7 | 31 | 2041 | 2041-07-31 | 0.2 | 0.1 | 0 | 0 | 0.2 | 0 | 0 | 7 | 31 | 2041 | 2041-07-31 | 0 | 0 | 0 | 0 | 0 | 0 | 0
8 | 1 | 2041 | 2041-08-01 | 0 | 0 | 0 | 0 | 0 | 0 | 0 | 8 | 1 | 2041 | 2041-08-01 | 0 | 0 | 0 | 0 | 0 | 0 | 0
8 | 2 | 2041 | 2041-08-02 | 0 | 0 | 0 | 0 | 0 | 0 | 0 | 8 | 2 | 2041 | 2041-08-02 | 0 | 0 | 0 | 0 | 0 | 0 | 0
8 | 3 | 2041 | 2041-08-03 | 0 | 0.1 | 0 | 0 | 0 | 0 | 0 | 8 | 3 | 2041 | 2041-08-03 | 0 | 0 | 0 | 0 | 0 | 0 | 0
8 | 4 | 2041 | 2041-08-04 | 0 | 0.2 | 0 | 0 | 0 | 0 | 0 | 8 | 4 | 2041 | 2041-08-04 | 0 | 0 | 0 | 0 | 0 | 0 | 0
8 | 5 | 2041 | 2041-08-05 | 0 | 0.1 | 0.1 | 0 | 0 | 0 | 0 | 8 | 5 | 2041 | 2041-08-05 | 0 | 0 | 0 | 0 | 0 | 0 | 0
8 | 6 | 2041 | 2041-08-06 | 0 | 0.1 | 0 | 0 | 0 | 0 | 0 | 8 | 6 | 2041 | 2041-08-06 | 0 | 0 | 0 | 0 | 0 | 0 | 0
8 | 7 | 2041 | 2041-08-07 | 0 | 0 | 0.2 | 0 | 0 | 0 | 0 | 8 | 7 | 2041 | 2041-08-07 | 0 | 0 | 0 | 0 | 0 | 0 | 0
8 | 8 | 2041 | 2041-08-08 | 0 | 0 | 0 | 0 | 0.1 | 0 | 0 | 8 | 8 | 2041 | 2041-08-08 | 0 | 0 | 0 | 0 | 0 | 0 | 0
8 | 9 | 2041 | 2041-08-09 | 0 | 0 | 0 | 0 | 0 | 0 | 0 | 8 | 9 | 2041 | 2041-08-09 | 0 | 0 | 0 | 0 | 0 | 0 | 0
8 | 10 | 2041 | 2041-08-10 | 0 | 0 | 0 | 0 | 0 | 0 | 0 | 8 | 10 | 2041 | 2041-08-10 | 0 | 0 | 0 | 0 | 0 | 0 | 0
8 | 11 | 2041 | 2041-08-11 | 0 | 0.1 | 0 | 0 | 0 | 0 | 0 | 8 | 11 | 2041 | 2041-08-11 | 0 | 0 | 0 | 0 | 0 | 0 | 0
8 | 12 | 2041 | 2041-08-12 | 0 | 0.1 | 0.1 | 0 | 0.1 | 0 | 0 | 8 | 12 | 2041 | 2041-08-12 | 0 | 0 | 0 | 0 | 0 | 0 | 0
8 | 13 | 2041 | 2041-08-13 | 0.1 | 0.1 | 0 | 0 | 0.2 | 0 | 0 | 8 | 13 | 2041 | 2041-08-13 | 0 | 0 | 0 | 0 | 0 | 0 | 0
8 | 14 | 2041 | 2041-08-14 | 0 | 0.1 | 0 | 0 | 0.1 | 0 | 0 | 8 | 14 | 2041 | 2041-08-14 | 0 | 0 | 0 | 0 | 0.5 | 0 | 0
8 | 15 | 2041 | 2041-08-15 | 0 | 0 | 0 | 0 | 0 | 0 | 0 | 8 | 15 | 2041 | 2041-08-15 | 0 | 0 | 0 | 0 | 0 | 0 | 0
8 | 16 | 2041 | 2041-08-16 | 0 | 0 | 0 | 0 | 0 | 0 | 0 | 8 | 16 | 2041 | 2041-08-16 | 0 | 0 | 0 | 0 | 0 | 0 | 0
8 | 17 | 2041 | 2041-08-17 | 0 | 0 | 0.1 | 0 | 0 | 0 | 0 | 8 | 17 | 2041 | 2041-08-17 | 0 | 0 | 0 | 0 | 0 | 0 | 0
8 | 18 | 2041 | 2041-08-18 | 0 | 0 | 0 | 0 | 0.1 | 0 | 0 | 8 | 18 | 2041 | 2041-08-18 | 0 | 0 | 0 | 0 | 0 | 0 | 0
8 | 19 | 2041 | 2041-08-19 | 0 | 0 | 0 | 0 | 0.1 | 0 | 0 | 8 | 19 | 2041 | 2041-08-19 | 0 | 0 | 0 | 0 | 0 | 0 | 0
8 | 20 | 2041 | 2041-08-20 | 0 | 0 | 0 | 0 | 0.1 | 0 | 0 | 8 | 20 | 2041 | 2041-08-20 | 0 | 0 | 0 | 0 | 0 | 0 | 0
8 | 21 | 2041 | 2041-08-21 | 0 | 0.1 | 0 | 0 | 0.2 | 0 | 0 | 8 | 21 | 2041 | 2041-08-21 | 0 | 0 | 0 | 0 | 0 | 0 | 0
8 | 22 | 2041 | 2041-08-22 | 0 | 0 | 0 | 0 | 0.2 | 0 | 0 | 8 | 22 | 2041 | 2041-08-22 | 0 | 0 | 0 | 0 | 0 | 0 | 0
8 | 23 | 2041 | 2041-08-23 | 0 | 0 | 0 | 0 | 0 | 0 | 0 | 8 | 23 | 2041 | 2041-08-23 | 0 | 0 | 0 | 0 | 0 | 0 | 0
8 | 24 | 2041 | 2041-08-24 | 0.2 | 0 | 0 | 0 | 0 | 0 | 0 | 8 | 24 | 2041 | 2041-08-24 | 0 | 0 | 0 | 0 | 0 | 0 | 0
8 | 25 | 2041 | 2041-08-25 | 0.3 | 0.1 | 0 | 0 | 0 | 0 | 0 | 8 | 25 | 2041 | 2041-08-25 | 0 | 0 | 0 | 0 | 0 | 0 | 0
8 | 26 | 2041 | 2041-08-26 | 0.2 | 0.1 | 0 | 0 | 0.1 | 0 | 0 | 8 | 26 | 2041 | 2041-08-26 | 0 | 0 | 0 | 0 | 0 | 0 | 0
8 | 27 | 2041 | 2041-08-27 | 0.2 | 0.1 | 0 | 0 | 0 | 0 | 0 | 8 | 27 | 2041 | 2041-08-27 | 0 | 0 | 0 | 0 | 0 | 0 | 0
8 | 28 | 2041 | 2041-08-28 | 0.1 | 0 | 0 | 0 | 0.1 | 0 | 0 | 8 | 28 | 2041 | 2041-08-28 | 0 | 0 | 0 | 0 | 0 | 0 | 0
8 | 29 | 2041 | 2041-08-29 | 0 | 0 | 0 | 0 | 0.5 | 0 | 0 | 8 | 29 | 2041 | 2041-08-29 | 0 | 0 | 0 | 0 | 0 | 0 | 0
8 | 30 | 2041 | 2041-08-30 | 0.2 | 0 | 0 | 0 | 0.4 | 0 | 0 | 8 | 30 | 2041 | 2041-08-30 | 0 | 0 | 0 | 0 | 0 | 0 | 0
8 | 31 | 2041 | 2041-08-31 | 0.3 | 0 | 0 | 0 | 0.3 | 0 | 0 | 8 | 31 | 2041 | 2041-08-31 | 0 | 0 | 0 | 0 | 0 | 0 | 0
9 | 1 | 2041 | 2041-09-01 | 0.3 | 0.1 | 0 | 0 | 0.3 | 0 | 0 | 9 | 1 | 2041 | 2041-09-01 | 0 | 0 | 0 | 0 | 0 | 0 | 0
9 | 2 | 2041 | 2041-09-02 | 0.4 | 0.1 | 0.2 | 0 | 0.6 | 0 | 0.1 | 9 | 2 | 2041 | 2041-09-02 | 0 | 0 | 0 | 0 | 0 | 0 | 0
9 | 3 | 2041 | 2041-09-03 | 0.5 | 0.1 | 0.3 | 0 | 0.7 | 0 | 0 | 9 | 3 | 2041 | 2041-09-03 | 0 | 0 | 0 | 0 | 0 | 0 | 0
9 | 4 | 2041 | 2041-09-04 | 1 | 0.1 | 0 | 0 | 0.4 | 0 | 0 | 9 | 4 | 2041 | 2041-09-04 | 0 | 0 | 0 | 0 | 0 | 0 | 0
9 | 5 | 2041 | 2041-09-05 | 0.7 | 0.1 | 0.3 | 0 | 0 | 0 | 0 | 9 | 5 | 2041 | 2041-09-05 | 0 | 0 | 0 | 0 | 0 | 0 | 0
9 | 6 | 2041 | 2041-09-06 | 0.7 | 0 | 0.5 | 0 | 0.5 | 0 | 0.2 | 9 | 6 | 2041 | 2041-09-06 | 0 | 0 | 0 | 0 | 0 | 0 | 0
9 | 7 | 2041 | 2041-09-07 | 0.6 | 0.2 | 0.5 | 0 | 0.5 | 0 | 0.2 | 9 | 7 | 2041 | 2041-09-07 | 0 | 0 | 0 | 0 | 0 | 0 | 0
9 | 8 | 2041 | 2041-09-08 | 0.6 | 0 | 0.1 | 0 | 0.4 | 0 | 0 | 9 | 8 | 2041 | 2041-09-08 | 0 | 0 | 0 | 0 | 0 | 0 | 0
9 | 9 | 2041 | 2041-09-09 | 0.2 | 0.1 | 0 | 0 | 0.7 | 0 | 0 | 9 | 9 | 2041 | 2041-09-09 | 0 | 0 | 0.5 | 0 | 0 | 0 | 0
9 | 10 | 2041 | 2041-09-10 | 0.2 | 0.1 | 0.1 | 0 | 0.5 | 0 | 0 | 9 | 10 | 2041 | 2041-09-10 | 0 | 1.5 | 0 | 0 | 0 | 0 | 0
9 | 11 | 2041 | 2041-09-11 | 0.9 | 0.2 | 0.3 | 0 | 0.5 | 0 | 0.1 | 9 | 11 | 2041 | 2041-09-11 | 0 | 0 | 0 | 0 | 0 | 0 | 0
9 | 12 | 2041 | 2041-09-12 | 1.3 | 0.6 | 0.3 | 0 | 1 | 0 | 0.6 | 9 | 12 | 2041 | 2041-09-12 | 0 | 0 | 0 | 0 | 0 | 0 | 0
9 | 13 | 2041 | 2041-09-13 | 0.9 | 0.4 | 0.4 | 0.2 | 0.6 | 0 | 0.8 | 9 | 13 | 2041 | 2041-09-13 | 0 | 1 | 2.5 | 0 | 0 | 0 | 0
9 | 14 | 2041 | 2041-09-14 | 1 | 0.4 | 0.7 | 0 | 1.3 | 0 | 0.5 | 9 | 14 | 2041 | 2041-09-14 | 4 | 0 | 1 | 0 | 1.5 | 0 | 0
9 | 15 | 2041 | 2041-09-15 | 1.7 | 0.5 | 1.2 | 0.1 | 2 | 0 | 0.9 | 9 | 15 | 2041 | 2041-09-15 | 4.5 | 3.5 | 2.5 | 1 | 9 | 0 | 0
9 | 16 | 2041 | 2041-09-16 | 2 | 0.4 | 1 | 0 | 1.7 | 0.1 | 0.4 | 9 | 16 | 2041 | 2041-09-16 | 11.5 | 0 | 1.5 | 3.5 | 5.5 | 2 | 4.5
9 | 17 | 2041 | 2041-09-17 | 2 | 0.5 | 0.8 | 0 | 1.7 | 0 | 0.6 | 9 | 17 | 2041 | 2041-09-17 | 0.5 | 3 | 6.5 | 0 | 6.5 | 0 | 0
9 | 18 | 2041 | 2041-09-18 | 1.8 | 0.5 | 0.9 | 0 | 1.6 | 0 | 0.4 | 9 | 18 | 2041 | 2041-09-18 | 8.5 | 4.5 | 7 | 3.5 | 6 | 1 | 0.5
9 | 19 | 2041 | 2041-09-19 | 2.4 | 0.3 | 1.1 | 0.4 | 1.4 | 0.1 | 0.8 | 9 | 19 | 2041 | 2041-09-19 | 12.5 | 6.5 | 5.5 | 7.5 | 12 | 5.5 | 5
9 | 20 | 2041 | 2041-09-20 | 2 | 0.9 | 1 | 0 | 2 | 0 | 0.5 | 9 | 20 | 2041 | 2041-09-20 | 12 | 6.5 | 12 | 8 | 11 | 6.5 | 10
9 | 21 | 2041 | 2041-09-21 | 3.3 | 1.8 | 1.6 | 0.6 | 2.2 | 0.1 | 1.1 | 9 | 21 | 2041 | 2041-09-21 | 17 | 4 | 6 | 7 | 18 | 7 | 9.5
9 | 22 | 2041 | 2041-09-22 | 3 | 1.6 | 2 | 1.2 | 3.3 | 0.7 | 1.5 | 9 | 22 | 2041 | 2041-09-22 | 12.5 | 3.5 | 4.5 | 8 | 12.5 | 7.5 | 3.5
9 | 23 | 2041 | 2041-09-23 | 3.4 | 1.7 | 1.8 | 1.4 | 2.7 | 0.7 | 1.2 | 9 | 23 | 2041 | 2041-09-23 | 16 | 1.5 | 0.5 | 5.5 | 10 | 0.5 | 1
9 | 24 | 2041 | 2041-09-24 | 4 | 1.8 | 1.7 | 1.3 | 3.5 | 0.8 | 1.5 | 9 | 24 | 2041 | 2041-09-24 | 12 | 4 | 1.5 | 4.5 | 10 | 0 | 1
9 | 25 | 2041 | 2041-09-25 | 4.4 | 1.7 | 2.1 | 1 | 3.4 | 0.7 | 1.5 | 9 | 25 | 2041 | 2041-09-25 | 6 | 0 | 2.5 | 0 | 5.5 | 0 | 0
9 | 26 | 2041 | 2041-09-26 | 4.7 | 1.8 | 2.1 | 0.9 | 3.9 | 0.5 | 1.7 | 9 | 26 | 2041 | 2041-09-26 | 4 | 0.5 | 0 | 0 | 3 | 0 | 0
9 | 27 | 2041 | 2041-09-27 | 4.6 | 2.3 | 2.3 | 1.3 | 4.2 | 0.4 | 2 | 9 | 27 | 2041 | 2041-09-27 | 4.5 | 1 | 0 | 0 | 0 | 0 | 0
9 | 28 | 2041 | 2041-09-28 | 4.1 | 2.8 | 2.9 | 1.6 | 4.5 | 0.3 | 2.8 | 9 | 28 | 2041 | 2041-09-28 | 4 | 0 | 0 | 0 | 0.5 | 0 | 0
9 | 29 | 2041 | 2041-09-29 | 4.8 | 2.5 | 2.4 | 1.8 | 4.6 | 1.4 | 3.1 | 9 | 29 | 2041 | 2041-09-29 | 4.5 | 1 | 3 | 0 | 6 | 0 | 0
9 | 30 | 2041 | 2041-09-30 | 5.2 | 2.6 | 2.3 | 2.7 | 5.1 | 1.6 | 2.5 | 9 | 30 | 2041 | 2041-09-30 | 6.5 | 5.5 | 4 | 2.5 | 12 | 1 | 5
10 | 1 | 2041 | 2041-10-01 | 6.5 | 4.1 | 3.4 | 3.1 | 6.5 | 1.7 | 3.7 | 10 | 1 | 2041 | 2041-10-01 | 12 | 7 | 9.5 | 5 | 12 | 3 | 6.5
10 | 2 | 2041 | 2041-10-02 | 7.9 | 4.3 | 4.2 | 4.1 | 7.4 | 2.4 | 3.8 | 10 | 2 | 2041 | 2041-10-02 | 15 | 6 | 10.5 | 9 | 18 | 7 | 4
10 | 3 | 2041 | 2041-10-03 | 6.5 | 3.6 | 3.4 | 3 | 5.3 | 1.9 | 3.2 | 10 | 3 | 2041 | 2041-10-03 | 15.5 | 6.5 | 8 | 12 | 17.5 | 6.5 | 6.5
10 | 4 | 2041 | 2041-10-04 | 5.6 | 3.3 | 3.3 | 2.8 | 4.9 | 1.8 | 3.2 | 10 | 4 | 2041 | 2041-10-04 | 17.5 | 9.5 | 4.5 | 11.5 | 18 | 8.5 | 7.5
10 | 5 | 2041 | 2041-10-05 | 6.7 | 3.5 | 4.2 | 2.9 | 5.1 | 2 | 2.8 | 10 | 5 | 2041 | 2041-10-05 | 14 | 8 | 6.5 | 10 | 14.5 | 6.5 | 7.5
10 | 6 | 2041 | 2041-10-06 | 7 | 4.2 | 3.5 | 3 | 6.6 | 1.6 | 3.4 | 10 | 6 | 2041 | 2041-10-06 | 10.5 | 11 | 9.5 | 0.5 | 6 | 0 | 5
10 | 7 | 2041 | 2041-10-07 | 7.9 | 4.5 | 4.5 | 2.8 | 6 | 1.8 | 2.8 | 10 | 7 | 2041 | 2041-10-07 | 12 | 9 | 8.5 | 3 | 10.5 | 1 | 0
10 | 8 | 2041 | 2041-10-08 | 7.7 | 5.7 | 4.5 | 3.1 | 6.3 | 1.8 | 4 | 10 | 8 | 2041 | 2041-10-08 | 14.5 | 9.5 | 11 | 7.5 | 14.5 | 5 | 5.5
10 | 9 | 2041 | 2041-10-09 | 7.6 | 5.5 | 4.6 | 2.4 | 5.6 | 1.5 | 3.8 | 10 | 9 | 2041 | 2041-10-09 | 21 | 10.5 | 11 | 9.5 | 15 | 5 | 11.5
10 | 10 | 2041 | 2041-10-10 | 8.5 | 5.5 | 4.9 | 3.1 | 7.2 | 1.8 | 5.3 | 10 | 10 | 2041 | 2041-10-10 | 9 | 10.5 | 13 | 3 | 8 | 0 | 12.5
10 | 11 | 2041 | 2041-10-11 | 9.4 | 5.4 | 4.7 | 3.1 | 6.9 | 1.5 | 5 | 10 | 11 | 2041 | 2041-10-11 | 16.5 | 12.5 | 14.5 | 12.5 | 23 | 10 | 15.5
10 | 12 | 2041 | 2041-10-12 | 9.3 | 6.1 | 5.6 | 3.3 | 7.4 | 1.8 | 4.3 | 10 | 12 | 2041 | 2041-10-12 | 21 | 13.5 | 17.5 | 15 | 21 | 12 | 18
10 | 13 | 2041 | 2041-10-13 | 9.1 | 5.7 | 5.3 | 3.8 | 6.5 | 2.9 | 4.4 | 10 | 13 | 2041 | 2041-10-13 | 20.5 | 14.5 | 17 | 13.5 | 22 | 12 | 17
10 | 14 | 2041 | 2041-10-14 | 7.6 | 6.8 | 5.5 | 4 | 6.8 | 2.9 | 5.8 | 10 | 14 | 2041 | 2041-10-14 | 20.5 | 15 | 17 | 14 | 20.5 | 11.5 | 18
10 | 15 | 2041 | 2041-10-15 | 7.9 | 6.4 | 5.5 | 4.6 | 7.3 | 3.8 | 6.1 | 10 | 15 | 2041 | 2041-10-15 | 20.5 | 8.5 | 11 | 10.5 | 13.5 | 6 | 13
10 | 16 | 2041 | 2041-10-16 | 9.3 | 6.3 | 5.7 | 5.1 | 7.8 | 3.2 | 5.7 | 10 | 16 | 2041 | 2041-10-16 | 15.5 | 6.5 | 12 | 6.5 | 7.5 | 4.5 | 11.5
10 | 17 | 2041 | 2041-10-17 | 9.7 | 7 | 5.7 | 5.5 | 7.7 | 3.6 | 7.2 | 10 | 17 | 2041 | 2041-10-17 | 15 | 6 | 5 | 2 | 8 | 0 | 8.5
10 | 18 | 2041 | 2041-10-18 | 11 | 6.8 | 6.4 | 4.4 | 7.5 | 3.8 | 7.8 | 10 | 18 | 2041 | 2041-10-18 | 10 | 9.5 | 11 | 0.5 | 5 | 0.5 | 5
10 | 19 | 2041 | 2041-10-19 | 9.3 | 6.6 | 5.9 | 4.4 | 7.5 | 3.3 | 6.8 | 10 | 19 | 2041 | 2041-10-19 | 4 | 7 | 10.5 | 5.5 | 5 | 2.5 | 0.5
10 | 20 | 2041 | 2041-10-20 | 8.3 | 5.7 | 6.9 | 4.1 | 7.4 | 3.1 | 6 | 10 | 20 | 2041 | 2041-10-20 | 11 | 10 | 14 | 9.5 | 17 | 7.5 | 10
10 | 21 | 2041 | 2041-10-21 | 10.8 | 7 | 6.8 | 5.1 | 10 | 3.8 | 7 | 10 | 21 | 2041 | 2041-10-21 | 25 | 10 | 9.5 | 10.5 | 13 | 6.5 | 16
10 | 22 | 2041 | 2041-10-22 | 12.3 | 8.2 | 6.9 | 5.8 | 8.4 | 4.2 | 8.3 | 10 | 22 | 2041 | 2041-10-22 | 10 | 6 | 5.5 | 4 | 9 | 1 | 4.5
10 | 23 | 2041 | 2041-10-23 | 11.4 | 7.1 | 7.4 | 6.1 | 9.4 | 4.8 | 8.4 | 10 | 23 | 2041 | 2041-10-23 | 15.5 | 7.5 | 7 | 7.5 | 11 | 4 | 8.5
10 | 24 | 2041 | 2041-10-24 | 13.5 | 8.8 | 9 | 7.8 | 11.8 | 7.1 | 9.7 | 10 | 24 | 2041 | 2041-10-24 | 14 | 8.5 | 6.5 | 11.5 | 13 | 9.5 | 10
10 | 25 | 2041 | 2041-10-25 | 14.8 | 8.8 | 9.3 | 8.8 | 13.2 | 7.4 | 10.8 | 10 | 25 | 2041 | 2041-10-25 | 12.5 | 13.5 | 12 | 7.5 | 6 | 4.5 | 11
10 | 26 | 2041 | 2041-10-26 | 16.2 | 8.3 | 9.1 | 9.4 | 10.8 | 6.9 | 11 | 10 | 26 | 2041 | 2041-10-26 | 6 | 8 | 10.5 | 7.5 | 6.5 | 7.5 | 3.5
10 | 27 | 2041 | 2041-10-27 | 15.5 | 8.7 | 10.1 | 8.6 | 12.4 | 7 | 12.1 | 10 | 27 | 2041 | 2041-10-27 | 14 | 9.5 | 4.5 | 11.5 | 13.5 | 10 | 9.5
10 | 28 | 2041 | 2041-10-28 | 14.5 | 8.6 | 10 | 9.5 | 10.1 | 8 | 11.4 | 10 | 28 | 2041 | 2041-10-28 | 13 | 8 | 6.5 | 10.5 | 10.5 | 10 | 10.5
10 | 29 | 2041 | 2041-10-29 | 15.8 | 9.5 | 10.5 | 9.3 | 12.5 | 8 | 12.1 | 10 | 29 | 2041 | 2041-10-29 | 13 | 7 | 12.5 | 12.5 | 12 | 12 | 8.5
10 | 30 | 2041 | 2041-10-30 | 18 | 10.2 | 11.7 | 11.5 | 14.9 | 10.8 | 14.5 | 10 | 30 | 2041 | 2041-10-30 | 15.5 | 9.5 | 10.5 | 18.5 | 18.5 | 14.5 | 14
10 | 31 | 2041 | 2041-10-31 | 19.4 | 9.5 | 11.4 | 12.3 | 15.4 | 10.9 | 14.6 | 10 | 31 | 2041 | 2041-10-31 | 22.5 | 16.5 | 16 | 15 | 19.5 | 10.5 | 19.5
11 | 1 | 2041 | 2041-11-01 | 18.6 | 9.7 | 11.5 | 11.4 | 15.6 | 9.7 | 14.9 | 11 | 1 | 2041 | 2041-11-01 | 15.5 | 12 | 10.5 | 8 | 9.5 | 6.5 | 11.5
11 | 2 | 2041 | 2041-11-02 | 19 | 10.4 | 12.4 | 12.3 | 16.3 | 10.6 | 15.4 | 11 | 2 | 2041 | 2041-11-02 | 19 | 18 | 17.5 | 12.5 | 16 | 7.5 | 18
11 | 3 | 2041 | 2041-11-03 | 19.7 | 10.3 | 11.9 | 13.1 | 15.6 | 9.3 | 13.4 | 11 | 3 | 2041 | 2041-11-03 | 20.5 | 27.5 | 25.5 | 19 | 25 | 18 | 19.5
11 | 4 | 2041 | 2041-11-04 | 19.5 | 11 | 12.3 | 13.1 | 15.7 | 10.8 | 15.8 | 11 | 4 | 2041 | 2041-11-04 | 30.5 | 27 | 29 | 19.5 | 30.5 | 21 | 24
11 | 5 | 2041 | 2041-11-05 | 20.6 | 12 | 13.6 | 14.1 | 16.8 | 12.2 | 17 | 11 | 5 | 2041 | 2041-11-05 | 24 | 24.5 | 25 | 20.5 | 23 | 20.5 | 24.5
11 | 6 | 2041 | 2041-11-06 | 21.4 | 11.9 | 13 | 16.6 | 16 | 13.6 | 18.2 | 11 | 6 | 2041 | 2041-11-06 | 28.5 | 22.5 | 22.5 | 27 | 28 | 24.5 | 22
11 | 7 | 2041 | 2041-11-07 | 19.1 | 12.5 | 12.9 | 14.6 | 15.9 | 13.8 | 17.2 | 11 | 7 | 2041 | 2041-11-07 | 33.5 | 22.5 | 24 | 29.5 | 33.5 | 30 | 25
11 | 8 | 2041 | 2041-11-08 | 19 | 11.6 | 12.6 | 15.8 | 16.2 | 14.5 | 17.1 | 11 | 8 | 2041 | 2041-11-08 | 21.5 | 16 | 16 | 26.5 | 29 | 25 | 20.5
11 | 9 | 2041 | 2041-11-09 | 20.9 | 11.8 | 12.9 | 16.5 | 18 | 15.3 | 18.4 | 11 | 9 | 2041 | 2041-11-09 | 22 | 13.5 | 18 | 18 | 18.5 | 15.5 | 20.5
11 | 10 | 2041 | 2041-11-10 | 21 | 12.1 | 13.9 | 15.7 | 17.6 | 15.1 | 18.7 | 11 | 10 | 2041 | 2041-11-10 | 22.5 | 14.5 | 18 | 20.5 | 16.5 | 18.5 | 20.5
11 | 11 | 2041 | 2041-11-11 | 19.4 | 12.6 | 12.9 | 14.2 | 16.6 | 13.1 | 18.8 | 11 | 11 | 2041 | 2041-11-11 | 22 | 14 | 17.5 | 13 | 18.5 | 16.5 | 20
11 | 12 | 2041 | 2041-11-12 | 20.6 | 12.1 | 12.9 | 15.1 | 17 | 14.1 | 18.8 | 11 | 12 | 2041 | 2041-11-12 | 16 | 10 | 10 | 18.5 | 14.5 | 16 | 15
11 | 13 | 2041 | 2041-11-13 | 20.6 | 12.2 | 13.4 | 15.8 | 16.8 | 14.2 | 18.1 | 11 | 13 | 2041 | 2041-11-13 | 13 | 10.5 | 12.5 | 14 | 16.5 | 11.5 | 11
11 | 14 | 2041 | 2041-11-14 | 20.8 | 12.3 | 14.3 | 15 | 16 | 14 | 18 | 11 | 14 | 2041 | 2041-11-14 | 20 | 10.5 | 13 | 13.5 | 17 | 10.5 | 13.5
11 | 15 | 2041 | 2041-11-15 | 19.9 | 12.1 | 13.4 | 13.1 | 14.8 | 12.6 | 17 | 11 | 15 | 2041 | 2041-11-15 | 20 | 11.5 | 14.5 | 9 | 15.5 | 6.5 | 14.5
11 | 16 | 2041 | 2041-11-16 | 19.3 | 11.2 | 12.9 | 11.7 | 14.7 | 10.8 | 16.7 | 11 | 16 | 2041 | 2041-11-16 | 21.5 | 14.5 | 19.5 | 16.5 | 22.5 | 12.5 | 18.5
11 | 17 | 2041 | 2041-11-17 | 19.8 | 11.7 | 13.1 | 11.8 | 16.1 | 11.1 | 16.5 | 11 | 17 | 2041 | 2041-11-17 | 25 | 17 | 17.5 | 17.5 | 25.5 | 15.5 | 19.5
11 | 18 | 2041 | 2041-11-18 | 18.8 | 11 | 13.1 | 10.7 | 16 | 9.7 | 16 | 11 | 18 | 2041 | 2041-11-18 | 27 | 12.5 | 15.5 | 16.5 | 24.5 | 15.5 | 19
11 | 19 | 2041 | 2041-11-19 | 21.1 | 12.5 | 14.4 | 13.7 | 18.3 | 12 | 16.7 | 11 | 19 | 2041 | 2041-11-19 | 23 | 13.5 | 17.5 | 22 | 20 | 14.5 | 25
11 | 20 | 2041 | 2041-11-20 | 20.9 | 12.4 | 14.5 | 13.3 | 17.8 | 12.2 | 17.2 | 11 | 20 | 2041 | 2041-11-20 | 15 | 17 | 17.5 | 8.5 | 11.5 | 6.5 | 12.5
11 | 21 | 2041 | 2041-11-21 | 21.2 | 12.7 | 14 | 13.2 | 17.5 | 11.7 | 14.9 | 11 | 21 | 2041 | 2041-11-21 | 16 | 12.5 | 15 | 19.5 | 7 | 20 | 21.5
11 | 22 | 2041 | 2041-11-22 | 20.6 | 12.2 | 13.5 | 12.6 | 17.6 | 12.1 | 16.6 | 11 | 22 | 2041 | 2041-11-22 | 7.5 | 3 | 1.5 | 11 | 0 | 10 | 14.5
11 | 23 | 2041 | 2041-11-23 | 22.1 | 12.4 | 13.8 | 12.9 | 18.1 | 12 | 17.8 | 11 | 23 | 2041 | 2041-11-23 | 2 | 6.5 | 8.5 | 2.5 | 4.5 | 1.5 | 5.5
11 | 24 | 2041 | 2041-11-24 | 23 | 12.1 | 13.5 | 14.8 | 18.9 | 13.9 | 18.8 | 11 | 24 | 2041 | 2041-11-24 | 21 | 11 | 15 | 16.5 | 22 | 13 | 16.5
11 | 25 | 2041 | 2041-11-25 | 24.9 | 12.7 | 14.4 | 15.4 | 19.9 | 14.3 | 20.1 | 11 | 25 | 2041 | 2041-11-25 | 25.5 | 10 | 15 | 23 | 22 | 19.5 | 23.5
11 | 26 | 2041 | 2041-11-26 | 25.7 | 13.6 | 15.5 | 16.9 | 21.3 | 16.8 | 20.8 | 11 | 26 | 2041 | 2041-11-26 | 9.5 | 6 | 14 | 14.5 | 12 | 15.5 | 17
11 | 27 | 2041 | 2041-11-27 | 24 | 13 | 15 | 14.9 | 19.6 | 13.5 | 20.3 | 11 | 27 | 2041 | 2041-11-27 | 23 | 14.5 | 16 | 19 | 24.5 | 16 | 20
11 | 28 | 2041 | 2041-11-28 | 25.7 | 13.7 | 15.2 | 16.6 | 21 | 14.7 | 21.4 | 11 | 28 | 2041 | 2041-11-28 | 28 | 13 | 18 | 18 | 26 | 14.5 | 21
11 | 29 | 2041 | 2041-11-29 | 26.3 | 15 | 16.2 | 15.8 | 21.2 | 14.1 | 22.3 | 11 | 29 | 2041 | 2041-11-29 | 28.5 | 13.5 | 18 | 17.5 | 24.5 | 16 | 21
11 | 30 | 2041 | 2041-11-30 | 26.5 | 16.1 | 16.6 | 17.1 | 22.2 | 16.1 | 22.6 | 11 | 30 | 2041 | 2041-11-30 | 30 | 14 | 17.5 | 25 | 25.5 | 19.5 | 25.5
12 | 1 | 2041 | 2041-12-01 | 27.1 | 15.8 | 17 | 19 | 20.9 | 17.7 | 23.8 | 12 | 1 | 2041 | 2041-12-01 | 30 | 15 | 17 | 18.5 | 25 | 17.5 | 29.5
12 | 2 | 2041 | 2041-12-02 | 24.3 | 14.9 | 16.1 | 18.4 | 19.4 | 16.9 | 22.1 | 12 | 2 | 2041 | 2041-12-02 | 28.5 | 16.5 | 18.5 | 20.5 | 26 | 18.5 | 25
12 | 3 | 2041 | 2041-12-03 | 26.4 | 16 | 17.1 | 19.5 | 21.7 | 18.9 | 24.7 | 12 | 3 | 2041 | 2041-12-03 | 24.5 | 22 | 23 | 20 | 27.5 | 21 | 18.5
12 | 4 | 2041 | 2041-12-04 | 28.2 | 15.9 | 18.1 | 20.3 | 23.8 | 20.8 | 26.4 | 12 | 4 | 2041 | 2041-12-04 | 29.5 | 21.5 | 25.5 | 23.5 | 32 | 22 | 25.5
12 | 5 | 2041 | 2041-12-05 | 29.2 | 16.3 | 18 | 20.2 | 23.5 | 19.7 | 26.1 | 12 | 5 | 2041 | 2041-12-05 | 33 | 23 | 23 | 27 | 32 | 25.5 | 27.5
12 | 6 | 2041 | 2041-12-06 | 27.8 | 16.3 | 17.1 | 20.8 | 22.1 | 19.7 | 26 | 12 | 6 | 2041 | 2041-12-06 | 34.5 | 20.5 | 15.5 | 31 | 35.5 | 32 | 26
12 | 7 | 2041 | 2041-12-07 | 29.2 | 16.1 | 17.1 | 20.9 | 24 | 20 | 25.2 | 12 | 7 | 2041 | 2041-12-07 | 34.5 | 22 | 19 | 32 | 37 | 32.5 | 31.5
12 | 8 | 2041 | 2041-12-08 | 29.9 | 15.7 | 17.8 | 21.1 | 24.3 | 20.5 | 25.6 | 12 | 8 | 2041 | 2041-12-08 | 41 | 24 | 25 | 32.5 | 40 | 31 | 27.5
12 | 9 | 2041 | 2041-12-09 | 30.4 | 15.6 | 17.2 | 20.9 | 23.5 | 19.4 | 25.6 | 12 | 9 | 2041 | 2041-12-09 | 33.5 | 24 | 25.5 | 31.5 | 38 | 30 | 27
12 | 10 | 2041 | 2041-12-10 | 27.6 | 15.1 | 17.1 | 19.7 | 21.6 | 19.2 | 23.5 | 12 | 10 | 2041 | 2041-12-10 | 36 | 19.5 | 22.5 | 32.5 | 37.5 | 30 | 27
12 | 11 | 2041 | 2041-12-11 | 27.6 | 15.9 | 17.1 | 20.2 | 22.4 | 18.5 | 25.5 | 12 | 11 | 2041 | 2041-12-11 | 36.5 | 22.5 | 23.5 | 32 | 37 | 30.5 | 27
12 | 12 | 2041 | 2041-12-12 | 28 | 16.3 | 17.7 | 20.1 | 23 | 19.3 | 24.8 | 12 | 12 | 2041 | 2041-12-12 | 43 | 21.5 | 22.5 | 33.5 | 34 | 31 | 28
12 | 13 | 2041 | 2041-12-13 | 28.4 | 16 | 17.4 | 20.6 | 23.4 | 20.1 | 26.6 | 12 | 13 | 2041 | 2041-12-13 | 32 | 19.5 | 22.5 | 32 | 40 | 31 | 27
12 | 14 | 2041 | 2041-12-14 | 28.7 | 17.2 | 18.5 | 21.2 | 24.7 | 19.6 | 26.7 | 12 | 14 | 2041 | 2041-12-14 | 34.5 | 20.5 | 20.5 | 32.5 | 40.5 | 30.5 | 26
12 | 15 | 2041 | 2041-12-15 | 30.6 | 17.5 | 18.7 | 22.2 | 24.8 | 21.1 | 27.2 | 12 | 15 | 2041 | 2041-12-15 | 36.5 | 17.5 | 21 | 29.5 | 28.5 | 28 | 31.5
12 | 16 | 2041 | 2041-12-16 | 30.5 | 17.2 | 18.8 | 23 | 24.4 | 21.4 | 26.7 | 12 | 16 | 2041 | 2041-12-16 | 32.5 | 17.5 | 18.5 | 25 | 28.5 | 28 | 29.5
12 | 17 | 2041 | 2041-12-17 | 29.4 | 18.1 | 18.5 | 21.9 | 23.9 | 21.3 | 27.2 | 12 | 17 | 2041 | 2041-12-17 | 35 | 13.5 | 16.5 | 21.5 | 27 | 21 | 26
12 | 18 | 2041 | 2041-12-18 | 30.8 | 17.3 | 17.2 | 22 | 23 | 20.5 | 26.6 | 12 | 18 | 2041 | 2041-12-18 | 25.5 | 15 | 15.5 | 13 | 19.5 | 10.5 | 19.5
12 | 19 | 2041 | 2041-12-19 | 29.3 | 17.5 | 18.2 | 20.9 | 23.9 | 19.1 | 26.1 | 12 | 19 | 2041 | 2041-12-19 | 23.5 | 23 | 17.5 | 8.5 | 15.5 | 9.5 | 14
12 | 20 | 2041 | 2041-12-20 | 28.4 | 17.5 | 18.3 | 21.4 | 23.9 | 20.8 | 25.9 | 12 | 20 | 2041 | 2041-12-20 | 28.5 | 26 | 25.5 | 27 | 30 | 23.5 | 24.5
12 | 21 | 2041 | 2041-12-21 | 68.81 | 41.69 | 40.78 | 58.15 | 59.53 | 60.73 | 56.55 | 12 | 21 | 2041 | 2041-12-21 | 36.5 | 30.5 | 29.5 | 31 | 33.5 | 26 | 32.5
12 | 22 | 2041 | 2041-12-22 | 30.2 | 17.7 | 18.1 | 21.4 | 24 | 21.2 | 26.4 | 12 | 22 | 2041 | 2041-12-22 | 32.5 | 25.5 | 24.5 | 27.5 | 23.5 | 26.5 | 27.5
12 | 23 | 2041 | 2041-12-23 | 31.7 | 17.4 | 17.9 | 22 | 25.5 | 20.4 | 27.1 | 12 | 23 | 2041 | 2041-12-23 | 46 | 30 | 27 | 42 | 32.5 | 39 | 37
12 | 24 | 2041 | 2041-12-24 | 31.5 | 18.1 | 18.4 | 22.8 | 25.2 | 21 | 27.6 | 12 | 24 | 2041 | 2041-12-24 | 52.5 | 31 | 27 | 51 | 39.5 | 45 | 39
12 | 25 | 2041 | 2041-12-25 | 32 | 17.4 | 18.4 | 22.5 | 24.2 | 21.9 | 28.6 | 12 | 25 | 2041 | 2041-12-25 | 45 | 28 | 27 | 41 | 34 | 39.5 | 38
12 | 26 | 2041 | 2041-12-26 | 31.1 | 19.2 | 19.1 | 23.4 | 26.7 | 22.3 | 29.2 | 12 | 26 | 2041 | 2041-12-26 | 43.5 | 30 | 27 | 38 | 41.5 | 37.5 | 33
12 | 27 | 2041 | 2041-12-27 | 32.8 | 20.4 | 20.1 | 26.1 | 26.8 | 25.4 | 28.4 | 12 | 27 | 2041 | 2041-12-27 | 37 | 30.5 | 26 | 36.5 | 26.5 | 34.5 | 33
12 | 28 | 2041 | 2041-12-28 | 32.9 | 19.9 | 19.7 | 26.8 | 27.8 | 25.7 | 29.2 | 12 | 28 | 2041 | 2041-12-28 | 40.5 | 21 | 19.5 | 34.5 | 23.5 | 31.5 | 31
12 | 29 | 2041 | 2041-12-29 | 32.5 | 19.1 | 19.9 | 25.9 | 27.5 | 24.2 | 28.4 | 12 | 29 | 2041 | 2041-12-29 | 26.5 | 25.5 | 12.5 | 22 | 12.5 | 20.5 | 27.5
12 | 30 | 2041 | 2041-12-30 | 31.5 | 19 | 19.4 | 24.7 | 26 | 23.6 | 27.8 | 12 | 30 | 2041 | 2041-12-30 | 28 | 23.5 | 19 | 20.5 | 26 | 17.5 | 20
12 | 31 | 2041 | 2041-12-31 | 31 | 17.2 | 18 | 23.7 | 25.7 | 23.3 | 26.6 | 12 | 31 | 2041 | 2041-12-31 | 36 | 29 | 24.5 | 32 | 35.5 | 31 | 28.5
1 | 1 | 2042 | 2042-01-01 | 32.5 | 18 | 18.5 | 23.7 | 26.2 | 23.4 | 26.4 | 1 | 1 | 2042 | 2042-01-01 | 35.5 | 30 | 23 | 32 | 33 | 31.5 | 27
1 | 2 | 2042 | 2042-01-02 | 31.8 | 17.5 | 17.6 | 22.7 | 27.2 | 22.9 | 25.1 | 1 | 2 | 2042 | 2042-01-02 | 37 | 27 | 22 | 32.5 | 34.5 | 30.5 | 29
1 | 3 | 2042 | 2042-01-03 | 30.8 | 16.2 | 16.4 | 22.1 | 25.4 | 20.9 | 24.2 | 1 | 3 | 2042 | 2042-01-03 | 31.5 | 25.5 | 23 | 32.5 | 35 | 32 | 27.5
1 | 4 | 2042 | 2042-01-04 | 30 | 17.2 | 17.3 | 21.8 | 24.7 | 20.7 | 23.7 | 1 | 4 | 2042 | 2042-01-04 | 30.5 | 26 | 22 | 31.5 | 29.5 | 30 | 27.5
1 | 5 | 2042 | 2042-01-05 | 31.4 | 18.9 | 18 | 23.7 | 25.2 | 22.7 | 26.4 | 1 | 5 | 2042 | 2042-01-05 | 21.5 | 13 | 13.5 | 29 | 28.5 | 28 | 25.5
1 | 6 | 2042 | 2042-01-06 | 32.4 | 18.1 | 17.9 | 24.8 | 26 | 22.8 | 26.9 | 1 | 6 | 2042 | 2042-01-06 | 23 | 13 | 16 | 21.5 | 25.5 | 20.5 | 23.5
1 | 7 | 2042 | 2042-01-07 | 33.1 | 17.7 | 18 | 24.2 | 26.4 | 21.8 | 25.5 | 1 | 7 | 2042 | 2042-01-07 | 27 | 16.5 | 19 | 20 | 24.5 | 23 | 24.5
1 | 8 | 2042 | 2042-01-08 | 32.2 | 16.7 | 16.8 | 23.9 | 25.3 | 21.9 | 24.3 | 1 | 8 | 2042 | 2042-01-08 | 20.5 | 17.5 | 15.5 | 27 | 21 | 26.5 | 23.5
1 | 9 | 2042 | 2042-01-09 | 30.7 | 16.5 | 16.4 | 22.3 | 23.2 | 19.3 | 24.6 | 1 | 9 | 2042 | 2042-01-09 | 19.5 | 16.5 | 18 | 22 | 19 | 21 | 21
1 | 10 | 2042 | 2042-01-10 | 30.9 | 16.9 | 16.7 | 22.1 | 24 | 19.8 | 25 | 1 | 10 | 2042 | 2042-01-10 | 24 | 18.5 | 20.5 | 19.5 | 24 | 18 | 22.5
1 | 11 | 2042 | 2042-01-11 | 31.5 | 17.2 | 17.4 | 22.9 | 23.5 | 21.3 | 26 | 1 | 11 | 2042 | 2042-01-11 | 23.5 | 23.5 | 16 | 14 | 17.5 | 12 | 23.5
1 | 12 | 2042 | 2042-01-12 | 33 | 16.8 | 18.3 | 25 | 23.9 | 21.9 | 27.2 | 1 | 12 | 2042 | 2042-01-12 | 19.5 | 24 | 12.5 | 11 | 18.5 | 13 | 19
1 | 13 | 2042 | 2042-01-13 | 32.9 | 17 | 17.3 | 24.4 | 25.3 | 23.2 | 26.8 | 1 | 13 | 2042 | 2042-01-13 | 21 | 19 | 11 | 12 | 16.5 | 12.5 | 17
1 | 14 | 2042 | 2042-01-14 | 33 | 17.1 | 17.9 | 26 | 25.6 | 23.8 | 27.3 | 1 | 14 | 2042 | 2042-01-14 | 23.5 | 16 | 12 | 25 | 30 | 23.5 | 18.5
1 | 15 | 2042 | 2042-01-15 | 32.6 | 18.2 | 18.2 | 25.7 | 26.6 | 23.2 | 26.8 | 1 | 15 | 2042 | 2042-01-15 | 22 | 16.5 | 11.5 | 22.5 | 26 | 22 | 17
1 | 16 | 2042 | 2042-01-16 | 33.6 | 19.3 | 19.2 | 24.7 | 26.4 | 23 | 27.6 | 1 | 16 | 2042 | 2042-01-16 | 21.5 | 9.5 | 15.5 | 17 | 19 | 14.5 | 20
1 | 17 | 2042 | 2042-01-17 | 31.6 | 19.8 | 19.3 | 24.8 | 26.4 | 22.3 | 26.1 | 1 | 17 | 2042 | 2042-01-17 | 22 | 7.5 | 16.5 | 13 | 16 | 10.5 | 19.5
1 | 18 | 2042 | 2042-01-18 | 31.3 | 19.8 | 19.1 | 23.7 | 24.5 | 21.1 | 26.3 | 1 | 18 | 2042 | 2042-01-18 | 18.5 | 12.5 | 16 | 14 | 19 | 13.5 | 16
1 | 19 | 2042 | 2042-01-19 | 31 | 18.4 | 18.2 | 22.5 | 22.8 | 21.9 | 26.2 | 1 | 19 | 2042 | 2042-01-19 | 25 | 14.5 | 18.5 | 20.5 | 26.5 | 17.5 | 21.5
1 | 20 | 2042 | 2042-01-20 | 29.8 | 19.4 | 17.9 | 22.6 | 22.5 | 21.7 | 26.6 | 1 | 20 | 2042 | 2042-01-20 | 29.5 | 14 | 19.5 | 19.5 | 26.5 | 17 | 18
1 | 21 | 2042 | 2042-01-21 | 30.7 | 19.1 | 18.4 | 23.5 | 24.2 | 22.6 | 25.7 | 1 | 21 | 2042 | 2042-01-21 | 30.5 | 13 | 17.5 | 19.5 | 24 | 14.5 | 19.5
1 | 22 | 2042 | 2042-01-22 | 30.7 | 18.2 | 18.1 | 22.6 | 23.1 | 20.8 | 25.4 | 1 | 22 | 2042 | 2042-01-22 | 27 | 16.5 | 20 | 19 | 24.5 | 16 | 23
1 | 23 | 2042 | 2042-01-23 | 31.3 | 18.4 | 18 | 22 | 24.1 | 21 | 25.5 | 1 | 23 | 2042 | 2042-01-23 | 30.5 | 17 | 20.5 | 20.5 | 20.5 | 16.5 | 27
1 | 24 | 2042 | 2042-01-24 | 32.2 | 18.7 | 17.9 | 24.4 | 24.6 | 22.3 | 25.7 | 1 | 24 | 2042 | 2042-01-24 | 21 | 13.5 | 15.5 | 12 | 18 | 9.5 | 18.5
1 | 25 | 2042 | 2042-01-25 | 32.4 | 17.3 | 17.2 | 23.9 | 24.7 | 23.2 | 25.8 | 1 | 25 | 2042 | 2042-01-25 | 26 | 20 | 23.5 | 23 | 23.5 | 19.5 | 23.5
1 | 26 | 2042 | 2042-01-26 | 31.5 | 17.4 | 18.2 | 22.8 | 24.1 | 20.7 | 26.1 | 1 | 26 | 2042 | 2042-01-26 | 29 | 19 | 22 | 19.5 | 26.5 | 17.5 | 23
1 | 27 | 2042 | 2042-01-27 | 31.8 | 18.1 | 17.3 | 21.8 | 22.8 | 19.4 | 24.7 | 1 | 27 | 2042 | 2042-01-27 | 25 | 17 | 18 | 14 | 15.5 | 11 | 14.5
1 | 28 | 2042 | 2042-01-28 | 30.2 | 18.1 | 17.2 | 21.4 | 22.1 | 19.6 | 23.2 | 1 | 28 | 2042 | 2042-01-28 | 26 | 12 | 13.5 | 11.5 | 11.5 | 9.5 | 15.5
1 | 29 | 2042 | 2042-01-29 | 29.9 | 18.4 | 17.3 | 21.9 | 20.8 | 20.4 | 24.7 | 1 | 29 | 2042 | 2042-01-29 | 22 | 10 | 14.5 | 9.5 | 2 | 8 | 12
1 | 30 | 2042 | 2042-01-30 | 30.1 | 16.7 | 17.7 | 21.7 | 22.6 | 18.8 | 25.3 | 1 | 30 | 2042 | 2042-01-30 | 22 | 16.5 | 19 | 16.5 | 21 | 13 | 19
1 | 31 | 2042 | 2042-01-31 | 30.8 | 17.4 | 18.2 | 21.9 | 23.3 | 19.4 | 25 | 1 | 31 | 2042 | 2042-01-31 | 25 | 18 | 21 | 20.5 | 29 | 19 | 24
2 | 1 | 2042 | 2042-02-01 | 31.3 | 18 | 18.8 | 21.2 | 21.7 | 18.3 | 23.5 | 2 | 1 | 2042 | 2042-02-01 | 23 | 17 | 17.5 | 18.5 | 17.5 | 17 | 23
2 | 2 | 2042 | 2042-02-02 | 29.9 | 16.6 | 18.4 | 22.1 | 22.8 | 19.2 | 24.2 | 2 | 2 | 2042 | 2042-02-02 | 22 | 14 | 12.5 | 11 | 7 | 7.5 | 11
2 | 3 | 2042 | 2042-02-03 | 27.9 | 16.8 | 18.6 | 21.2 | 21.9 | 18.6 | 24.1 | 2 | 3 | 2042 | 2042-02-03 | 16 | 12 | 11.5 | 6.5 | 12 | 5.5 | 8
2 | 4 | 2042 | 2042-02-04 | 27.4 | 15.9 | 17.2 | 20.5 | 21.4 | 17.9 | 22.7 | 2 | 4 | 2042 | 2042-02-04 | 13 | 9.5 | 9.5 | 7 | 10.5 | 5 | 6.5
2 | 5 | 2042 | 2042-02-05 | 26.5 | 14.6 | 16 | 19.3 | 19.8 | 16.3 | 22 | 2 | 5 | 2042 | 2042-02-05 | 17.5 | 13.5 | 11 | 10 | 11.5 | 8 | 9
2 | 6 | 2042 | 2042-02-06 | 25.4 | 14.5 | 15.6 | 18.1 | 18.9 | 16 | 20.7 | 2 | 6 | 2042 | 2042-02-06 | 19.5 | 14 | 15.5 | 12.5 | 18 | 10 | 16.5
2 | 7 | 2042 | 2042-02-07 | 26.2 | 15.2 | 15.8 | 18.2 | 19.2 | 16.1 | 21.3 | 2 | 7 | 2042 | 2042-02-07 | 15 | 11 | 12 | 8 | 10.5 | 8 | 12
2 | 8 | 2042 | 2042-02-08 | 24.9 | 14.4 | 15.1 | 18.5 | 18.7 | 16.2 | 20.8 | 2 | 8 | 2042 | 2042-02-08 | 13 | 10.5 | 11 | 5 | 10 | 4.5 | 9
2 | 9 | 2042 | 2042-02-09 | 25.3 | 15.8 | 16.2 | 18.7 | 20 | 16.7 | 21.2 | 2 | 9 | 2042 | 2042-02-09 | 19 | 20.5 | 18.5 | 20 | 17 | 16 | 16.5
2 | 10 | 2042 | 2042-02-10 | 24.6 | 14.5 | 16.2 | 18.8 | 18.5 | 16.9 | 20.5 | 2 | 10 | 2042 | 2042-02-10 | 27 | 24.5 | 22 | 26.5 | 25 | 24 | 24.5
2 | 11 | 2042 | 2042-02-11 | 24.6 | 15.4 | 16.3 | 18.7 | 20.2 | 16.4 | 20.3 | 2 | 11 | 2042 | 2042-02-11 | 32 | 22.5 | 22.5 | 25 | 27 | 24 | 23
2 | 12 | 2042 | 2042-02-12 | 23.8 | 15.9 | 16.4 | 18.3 | 19.3 | 15.8 | 19.8 | 2 | 12 | 2042 | 2042-02-12 | 32 | 25 | 23.5 | 32.5 | 37.5 | 30.5 | 28.5
2 | 13 | 2042 | 2042-02-13 | 23.3 | 14.8 | 15.8 | 17.3 | 19.2 | 15.7 | 19.5 | 2 | 13 | 2042 | 2042-02-13 | 31 | 27 | 25.5 | 27 | 30 | 25.5 | 30
2 | 14 | 2042 | 2042-02-14 | 24.4 | 15.1 | 15.9 | 17.9 | 20.2 | 16 | 18.6 | 2 | 14 | 2042 | 2042-02-14 | 25.5 | 22.5 | 21.5 | 23.5 | 22 | 23 | 18.5
2 | 15 | 2042 | 2042-02-15 | 24.1 | 15.7 | 16.6 | 17.6 | 19.8 | 16.9 | 19 | 2 | 15 | 2042 | 2042-02-15 | 25.5 | 21.5 | 24 | 21.5 | 29 | 19 | 22.5
2 | 16 | 2042 | 2042-02-16 | 25.1 | 15.7 | 16.6 | 19.6 | 21.8 | 17.2 | 18.5 | 2 | 16 | 2042 | 2042-02-16 | 28 | 17.5 | 17.5 | 18 | 26 | 16.5 | 15.5
2 | 17 | 2042 | 2042-02-17 | 24.2 | 15.8 | 17.4 | 19.6 | 22.4 | 17.1 | 20.1 | 2 | 17 | 2042 | 2042-02-17 | 25.5 | 16.5 | 16.5 | 12.5 | 18 | 12 | 15
2 | 18 | 2042 | 2042-02-18 | 23.1 | 15.8 | 17.5 | 19.4 | 20.8 | 16.8 | 19.9 | 2 | 18 | 2042 | 2042-02-18 | 28.5 | 29 | 26.5 | 27 | 27.5 | 26 | 25
2 | 19 | 2042 | 2042-02-19 | 23.3 | 15.5 | 16.7 | 19.5 | 21.1 | 16.6 | 19.3 | 2 | 19 | 2042 | 2042-02-19 | 43.5 | 30 | 30.5 | 41 | 39.5 | 36.5 | 32
2 | 20 | 2042 | 2042-02-20 | 22.5 | 15.2 | 16.1 | 17.4 | 20.8 | 15.5 | 18.3 | 2 | 20 | 2042 | 2042-02-20 | 42 | 30.5 | 33.5 | 37.5 | 39 | 33 | 37
2 | 21 | 2042 | 2042-02-21 | 21.6 | 14.3 | 15.4 | 16.1 | 19.1 | 14.8 | 17 | 2 | 21 | 2042 | 2042-02-21 | 36.5 | 32 | 34.5 | 40.5 | 35 | 35.5 | 35.5
2 | 22 | 2042 | 2042-02-22 | 21.6 | 13.4 | 14.7 | 15.4 | 18.7 | 14 | 16.5 | 2 | 22 | 2042 | 2042-02-22 | 38.5 | 28.5 | 28 | 36.5 | 39.5 | 33.5 | 31.5
2 | 23 | 2042 | 2042-02-23 | 20.4 | 13.1 | 13.9 | 16.2 | 18.9 | 14.6 | 16.4 | 2 | 23 | 2042 | 2042-02-23 | 40.5 | 32.5 | 33.5 | 37 | 44.5 | 32.5 | 36.5
2 | 24 | 2042 | 2042-02-24 | 22.3 | 14.5 | 15.3 | 17.2 | 20.4 | 14.5 | 16.9 | 2 | 24 | 2042 | 2042-02-24 | 33.5 | 24.5 | 22 | 23 | 26.5 | 22.5 | 26
2 | 25 | 2042 | 2042-02-25 | 22.7 | 15.2 | 15.2 | 18.4 | 21.1 | 15.9 | 17.8 | 2 | 25 | 2042 | 2042-02-25 | 34.5 | 20 | 24.5 | 19.5 | 25 | 19 | 21.5
2 | 26 | 2042 | 2042-02-26 | 22.5 | 14.7 | 14.9 | 17.6 | 20.9 | 16.3 | 18.1 | 2 | 26 | 2042 | 2042-02-26 | 38.5 | 22 | 25.5 | 25.5 | 31 | 23.5 | 25.5
2 | 27 | 2042 | 2042-02-27 | 22.4 | 14.1 | 15 | 17.4 | 20.4 | 15.1 | 17.7 | 2 | 27 | 2042 | 2042-02-27 | 47.5 | 18 | 20.5 | 26 | 33 | 22 | 24
2 | 28 | 2042 | 2042-02-28 | 22.2 | 13.9 | 14.3 | 16.6 | 20.2 | 13.8 | 16.9 | 2 | 28 | 2042 | 2042-02-28 | 37 | 16 | 21 | 17 | 21 | 13.5 | 21
3 | 1 | 2042 | 2042-03-01 | 22.4 | 15 | 14.1 | 16.5 | 19.4 | 14.5 | 16.1 | 3 | 1 | 2042 | 2042-03-01 | 24.5 | 17 | 21 | 18 | 20.5 | 15.5 | 15.5
3 | 2 | 2042 | 2042-03-02 | 22.4 | 15.4 | 16.3 | 16 | 20.1 | 15 | 17.9 | 3 | 2 | 2042 | 2042-03-02 | 23 | 20.5 | 23 | 19.5 | 25 | 18.5 | 17
3 | 3 | 2042 | 2042-03-03 | 22.5 | 14.7 | 17.4 | 16.5 | 18.9 | 14.4 | 18.4 | 3 | 3 | 2042 | 2042-03-03 | 29.5 | 19.5 | 19.5 | 22.5 | 25 | 19.5 | 21
3 | 4 | 2042 | 2042-03-04 | 23.5 | 16.3 | 16.7 | 16.1 | 21 | 14.4 | 17.3 | 3 | 4 | 2042 | 2042-03-04 | 29 | 22 | 24 | 21 | 24.5 | 18.5 | 22
3 | 5 | 2042 | 2042-03-05 | 22.9 | 14 | 15 | 16.7 | 19.9 | 13.2 | 16.1 | 3 | 5 | 2042 | 2042-03-05 | 27.5 | 20.5 | 21 | 18 | 26 | 16.5 | 20
3 | 6 | 2042 | 2042-03-06 | 21.7 | 13 | 14.1 | 14.7 | 18.5 | 11.8 | 15.2 | 3 | 6 | 2042 | 2042-03-06 | 28 | 17 | 20 | 21 | 22 | 18.5 | 23
3 | 7 | 2042 | 2042-03-07 | 20.9 | 13.3 | 14 | 14 | 16.3 | 12.2 | 15.7 | 3 | 7 | 2042 | 2042-03-07 | 23.5 | 19.5 | 17.5 | 22.5 | 19 | 19.5 | 22.5
3 | 8 | 2042 | 2042-03-08 | 19.3 | 12.7 | 14 | 14.5 | 16.1 | 12.8 | 15.2 | 3 | 8 | 2042 | 2042-03-08 | 16 | 15.5 | 17.5 | 14.5 | 12 | 15.5 | 15
3 | 9 | 2042 | 2042-03-09 | 18.3 | 11.9 | 12.9 | 13 | 14.6 | 11.2 | 15 | 3 | 9 | 2042 | 2042-03-09 | 13 | 18.5 | 18.5 | 13 | 16.5 | 13 | 15.5
3 | 10 | 2042 | 2042-03-10 | 19.1 | 11.7 | 12.5 | 13.2 | 15.1 | 10.2 | 14.9 | 3 | 10 | 2042 | 2042-03-10 | 20 | 17.5 | 16 | 18.5 | 21.5 | 15 | 19.5
3 | 11 | 2042 | 2042-03-11 | 18.5 | 11.9 | 12.5 | 14 | 15.9 | 11.2 | 15.4 | 3 | 11 | 2042 | 2042-03-11 | 14 | 15 | 12 | 15.5 | 17 | 13.5 | 15
3 | 12 | 2042 | 2042-03-12 | 19.6 | 12.1 | 12.7 | 14.1 | 16.5 | 10.8 | 15.8 | 3 | 12 | 2042 | 2042-03-12 | 18.5 | 9.5 | 8.5 | 14 | 17 | 8 | 11
3 | 13 | 2042 | 2042-03-13 | 18.5 | 11.3 | 12.4 | 12.3 | 16.5 | 9.5 | 14.2 | 3 | 13 | 2042 | 2042-03-13 | 15 | 7 | 10.5 | 2.5 | 13 | 6.5 | 6
3 | 14 | 2042 | 2042-03-14 | 17.3 | 10.7 | 12.1 | 11.7 | 15.3 | 9.3 | 13.1 | 3 | 14 | 2042 | 2042-03-14 | 17.5 | 16.5 | 18 | 13 | 19 | 10 | 9
3 | 15 | 2042 | 2042-03-15 | 17.2 | 9.7 | 10.9 | 11.9 | 15.3 | 9.2 | 13 | 3 | 15 | 2042 | 2042-03-15 | 19 | 16 | 19 | 14 | 22.5 | 14 | 18
3 | 16 | 2042 | 2042-03-16 | 17.3 | 10.4 | 11.9 | 12.5 | 15.6 | 10.6 | 12.7 | 3 | 16 | 2042 | 2042-03-16 | 23.5 | 17 | 12.5 | 18.5 | 23.5 | 17 | 15.5
3 | 17 | 2042 | 2042-03-17 | 17.4 | 10.8 | 11.8 | 13 | 16.1 | 9.4 | 13.4 | 3 | 17 | 2042 | 2042-03-17 | 25.5 | 18.5 | 18.5 | 17.5 | 21.5 | 16.5 | 12
3 | 18 | 2042 | 2042-03-18 | 18.2 | 10.3 | 12.2 | 12 | 16.1 | 9.2 | 13.4 | 3 | 18 | 2042 | 2042-03-18 | 22 | 15.5 | 16.5 | 15.5 | 25 | 12.5 | 15
3 | 19 | 2042 | 2042-03-19 | 17.3 | 10.4 | 12.7 | 12.6 | 16.3 | 9.9 | 12.8 | 3 | 19 | 2042 | 2042-03-19 | 22 | 17 | 19.5 | 16 | 22.5 | 14.5 | 17.5
3 | 20 | 2042 | 2042-03-20 | 17.7 | 10.7 | 12.2 | 13 | 16.9 | 9.9 | 12.8 | 3 | 20 | 2042 | 2042-03-20 | 20 | 15.5 | 17.5 | 15.5 | 14 | 13 | 16.5
3 | 21 | 2042 | 2042-03-21 | 17.9 | 11.1 | 12.1 | 13.6 | 16.4 | 10.4 | 13.7 | 3 | 21 | 2042 | 2042-03-21 | 12.5 | 12.5 | 18 | 11.5 | 10.5 | 8.5 | 16.5
3 | 22 | 2042 | 2042-03-22 | 16.5 | 9 | 11.8 | 11.5 | 15.7 | 9.5 | 12.9 | 3 | 22 | 2042 | 2042-03-22 | 14 | 16 | 19.5 | 12 | 20.5 | 7.5 | 13
3 | 23 | 2042 | 2042-03-23 | 14.9 | 9.8 | 12 | 10.6 | 15.4 | 8.3 | 12.2 | 3 | 23 | 2042 | 2042-03-23 | 20.5 | 17.5 | 20 | 19.5 | 21.5 | 15 | 19.5
3 | 24 | 2042 | 2042-03-24 | 14.9 | 10 | 11.7 | 10.9 | 14.9 | 8.8 | 12.5 | 3 | 24 | 2042 | 2042-03-24 | 18 | 18.5 | 21 | 17 | 27 | 15 | 17.5
3 | 25 | 2042 | 2042-03-25 | 14.9 | 10.2 | 11.6 | 9.6 | 15.5 | 8.2 | 11.4 | 3 | 25 | 2042 | 2042-03-25 | 25.5 | 21 | 20 | 19.5 | 21 | 17 | 18.5
3 | 26 | 2042 | 2042-03-26 | 13.4 | 9.8 | 11.9 | 9.7 | 14.5 | 8 | 11.2 | 3 | 26 | 2042 | 2042-03-26 | 25.5 | 16.5 | 19 | 19 | 23.5 | 16 | 15.5
3 | 27 | 2042 | 2042-03-27 | 13.8 | 9.6 | 11.1 | 8.9 | 12.8 | 7.3 | 10.2 | 3 | 27 | 2042 | 2042-03-27 | 17.5 | 10.5 | 10 | 11 | 19.5 | 8.5 | 8
3 | 28 | 2042 | 2042-03-28 | 13.3 | 9 | 10.5 | 9.1 | 12.4 | 7.3 | 10.1 | 3 | 28 | 2042 | 2042-03-28 | 15 | 13 | 13.5 | 11 | 13.5 | 10.5 | 10.5
3 | 29 | 2042 | 2042-03-29 | 13.4 | 8.6 | 10 | 7.8 | 13.2 | 6.6 | 9.7 | 3 | 29 | 2042 | 2042-03-29 | 15.5 | 14 | 14 | 12.5 | 12 | 9.5 | 5.5
3 | 30 | 2042 | 2042-03-30 | 14 | 9.3 | 10.7 | 9.4 | 14.8 | 7.7 | 10.6 | 3 | 30 | 2042 | 2042-03-30 | 14.5 | 9.5 | 9 | 4.5 | 15.5 | 5 | 10
3 | 31 | 2042 | 2042-03-31 | 14.8 | 11.1 | 12.7 | 10.3 | 16.3 | 8.4 | 11.8 | 3 | 31 | 2042 | 2042-03-31 | 12 | 14 | 9.5 | 14 | 16.5 | 11 | 13
4 | 1 | 2042 | 2042-04-01 | 15.7 | 10.9 | 12.7 | 10.6 | 16.4 | 8.9 | 12.1 | 4 | 1 | 2042 | 2042-04-01 | 16.5 | 18 | 16.5 | 16 | 18 | 13 | 14.5
4 | 2 | 2042 | 2042-04-02 | 15.2 | 8.9 | 11.3 | 8.8 | 13.8 | 7.1 | 10.4 | 4 | 2 | 2042 | 2042-04-02 | 25.5 | 18 | 21.5 | 18 | 23.5 | 19 | 15.5
4 | 3 | 2042 | 2042-04-03 | 13.6 | 9.8 | 10.5 | 8.4 | 13.9 | 6.9 | 9.2 | 4 | 3 | 2042 | 2042-04-03 | 25 | 16 | 18.5 | 17 | 21.5 | 14.5 | 19
4 | 4 | 2042 | 2042-04-04 | 14.2 | 8.7 | 10.2 | 8.7 | 14.3 | 6.3 | 9.3 | 4 | 4 | 2042 | 2042-04-04 | 16 | 15.5 | 17 | 11.5 | 9 | 11.5 | 10
4 | 5 | 2042 | 2042-04-05 | 12.7 | 8.7 | 9.7 | 7.9 | 13.4 | 5.9 | 9.5 | 4 | 5 | 2042 | 2042-04-05 | 11.5 | 14.5 | 12.5 | 9.5 | 7 | 8 | 9
4 | 6 | 2042 | 2042-04-06 | 11.6 | 9 | 9.8 | 7 | 12.3 | 5 | 7.8 | 4 | 6 | 2042 | 2042-04-06 | 6.5 | 6.5 | 2.5 | 3.5 | 7 | 1.5 | 4.5
4 | 7 | 2042 | 2042-04-07 | 11.5 | 9.4 | 9.7 | 7 | 12.4 | 4.9 | 8 | 4 | 7 | 2042 | 2042-04-07 | 13.5 | 6.5 | 10.5 | 9 | 8.5 | 7 | 6
4 | 8 | 2042 | 2042-04-08 | 12.5 | 8.6 | 9.8 | 8.4 | 13.1 | 6.2 | 8.7 | 4 | 8 | 2042 | 2042-04-08 | 16.5 | 9.5 | 12 | 8 | 13 | 7.5 | 9.5
4 | 9 | 2042 | 2042-04-09 | 13.2 | 9.6 | 10.8 | 9.9 | 15.1 | 7.5 | 9.8 | 4 | 9 | 2042 | 2042-04-09 | 14 | 7 | 10 | 9 | 11 | 8 | 11.5
4 | 10 | 2042 | 2042-04-10 | 14.9 | 10 | 11.4 | 9.1 | 15.7 | 7.7 | 10.6 | 4 | 10 | 2042 | 2042-04-10 | 8 | 8.5 | 10 | 9 | 9 | 7.5 | 3
4 | 11 | 2042 | 2042-04-11 | 15.2 | 10 | 12 | 9.9 | 16.1 | 7.9 | 10.1 | 4 | 11 | 2042 | 2042-04-11 | 14.5 | 10 | 15 | 7 | 15 | 4.5 | 13.5
4 | 12 | 2042 | 2042-04-12 | 16.7 | 10.2 | 12.4 | 10.2 | 16.8 | 8.4 | 10.5 | 4 | 12 | 2042 | 2042-04-12 | 17 | 13.5 | 15 | 12.5 | 20.5 | 11 | 9
4 | 13 | 2042 | 2042-04-13 | 15.5 | 9.9 | 11.9 | 9.8 | 16.8 | 7.4 | 9.6 | 4 | 13 | 2042 | 2042-04-13 | 21.5 | 11.5 | 14.5 | 14.5 | 19.5 | 12 | 10.5
4 | 14 | 2042 | 2042-04-14 | 12.7 | 9.9 | 10.8 | 9.3 | 14.3 | 6.4 | 8.5 | 4 | 14 | 2042 | 2042-04-14 | 9.5 | 12 | 13.5 | 7 | 12.5 | 4 | 5
4 | 15 | 2042 | 2042-04-15 | 12.3 | 9.1 | 10.1 | 8.1 | 13.4 | 5.8 | 8.9 | 4 | 15 | 2042 | 2042-04-15 | 8 | 12 | 15 | 7 | 15 | 4 | 7.5
4 | 16 | 2042 | 2042-04-16 | 12 | 8.6 | 9.7 | 7.1 | 12.2 | 5.1 | 7.3 | 4 | 16 | 2042 | 2042-04-16 | 18 | 15 | 16.5 | 12 | 21.5 | 9.5 | 11.5
4 | 17 | 2042 | 2042-04-17 | 14.1 | 8.1 | 9.4 | 7.9 | 12.9 | 6.1 | 7.8 | 4 | 17 | 2042 | 2042-04-17 | 21.5 | 11.5 | 15 | 13 | 19.5 | 10.5 | 10.5
4 | 18 | 2042 | 2042-04-18 | 12.9 | 7.8 | 9.6 | 8 | 11.5 | 6.1 | 8.3 | 4 | 18 | 2042 | 2042-04-18 | 20.5 | 11.5 | 13.5 | 13.5 | 19 | 11 | 13
4 | 19 | 2042 | 2042-04-19 | 11.4 | 7.9 | 10.1 | 6.6 | 10.6 | 5.8 | 7.8 | 4 | 19 | 2042 | 2042-04-19 | 7.5 | 12.5 | 14.5 | 10.5 | 11.5 | 6.5 | 7
4 | 20 | 2042 | 2042-04-20 | 10.8 | 7.6 | 8.8 | 7 | 9.5 | 5.3 | 7.2 | 4 | 20 | 2042 | 2042-04-20 | 10 | 11 | 13 | 7 | 11.5 | 4 | 6.5
4 | 21 | 2042 | 2042-04-21 | 10 | 7.3 | 9 | 6.4 | 10.1 | 4.1 | 6.8 | 4 | 21 | 2042 | 2042-04-21 | 8.5 | 9 | 11.5 | 8.5 | 11.5 | 6.5 | 6
4 | 22 | 2042 | 2042-04-22 | 9.7 | 7 | 8.5 | 6.6 | 9.8 | 4.8 | 6.5 | 4 | 22 | 2042 | 2042-04-22 | 16.5 | 13 | 14.5 | 14.5 | 17.5 | 12 | 12
4 | 23 | 2042 | 2042-04-23 | 12.5 | 7.4 | 9.9 | 7.2 | 10.7 | 5.8 | 7.7 | 4 | 23 | 2042 | 2042-04-23 | 10 | 9 | 7 | 12.5 | 16 | 9.5 | 10
4 | 24 | 2042 | 2042-04-24 | 13.5 | 8.5 | 11.1 | 8.4 | 11.6 | 6 | 9.5 | 4 | 24 | 2042 | 2042-04-24 | 12 | 6.5 | 0 | 4 | 7 | 3 | 5.5
4 | 25 | 2042 | 2042-04-25 | 13 | 8.5 | 9.7 | 8.2 | 11.9 | 6.5 | 8.9 | 4 | 25 | 2042 | 2042-04-25 | 6 | 5 | 0 | 0 | 0 | 0 | 0
4 | 26 | 2042 | 2042-04-26 | 11.8 | 7.8 | 8.9 | 7.6 | 10.2 | 5.1 | 7.7 | 4 | 26 | 2042 | 2042-04-26 | 4.5 | 2 | 0 | 0 | 0.5 | 0 | 0
4 | 27 | 2042 | 2042-04-27 | 11.8 | 7.8 | 9.2 | 7 | 11.2 | 6 | 7.2 | 4 | 27 | 2042 | 2042-04-27 | 2 | 7 | 7 | 0 | 6 | 0 | 0
4 | 28 | 2042 | 2042-04-28 | 12 | 8.4 | 9.8 | 7.6 | 12.2 | 5.3 | 7.9 | 4 | 28 | 2042 | 2042-04-28 | 9 | 8.5 | 9.5 | 5 | 18 | 3 | 0.5
4 | 29 | 2042 | 2042-04-29 | 10.9 | 7.2 | 9.1 | 7 | 11.6 | 5.4 | 7.9 | 4 | 29 | 2042 | 2042-04-29 | 10.5 | 7 | 8 | 5.5 | 12.5 | 3.5 | 5.5
4 | 30 | 2042 | 2042-04-30 | 11.5 | 5.8 | 7.6 | 5.8 | 11 | 4.8 | 5.9 | 4 | 30 | 2042 | 2042-04-30 | 14 | 7.5 | 10 | 7 | 12.5 | 5 | 9
5 | 1 | 2042 | 2042-05-01 | 10.8 | 5.5 | 6.8 | 5.3 | 10.4 | 4.4 | 6.1 | 5 | 1 | 2042 | 2042-05-01 | 12.5 | 5 | 8 | 5.5 | 16.5 | 3.5 | 2
5 | 2 | 2042 | 2042-05-02 | 10.4 | 5.4 | 6.3 | 5.4 | 9.2 | 4.4 | 5.4 | 5 | 2 | 2042 | 2042-05-02 | 10.5 | 6 | 7 | 4 | 10.5 | 1 | 0
5 | 3 | 2042 | 2042-05-03 | 9.7 | 5.8 | 6.9 | 5.1 | 9.1 | 2.9 | 4.9 | 5 | 3 | 2042 | 2042-05-03 | 6 | 2 | 1.5 | 0 | 2 | 0 | 0
5 | 4 | 2042 | 2042-05-04 | 9.4 | 5.4 | 6.6 | 4.6 | 8.8 | 3.6 | 3.6 | 5 | 4 | 2042 | 2042-05-04 | 0 | 6.5 | 6.5 | 0 | 0 | 0 | 0
5 | 5 | 2042 | 2042-05-05 | 9.9 | 5.4 | 7.3 | 5.5 | 10.8 | 3.3 | 4.8 | 5 | 5 | 2042 | 2042-05-05 | 0 | 6 | 3.5 | 0 | 0 | 0 | 0
5 | 6 | 2042 | 2042-05-06 | 10.8 | 4.9 | 6.1 | 4.7 | 10.2 | 3.3 | 5.6 | 5 | 6 | 2042 | 2042-05-06 | 1.5 | 0 | 0 | 2 | 4.5 | 0 | 0
5 | 7 | 2042 | 2042-05-07 | 9.4 | 5.7 | 7.2 | 3.9 | 9.8 | 2.8 | 4.9 | 5 | 7 | 2042 | 2042-05-07 | 4.5 | 1 | 0.5 | 0 | 1.5 | 0 | 0
5 | 8 | 2042 | 2042-05-08 | 9.2 | 6.4 | 7.2 | 3.7 | 9.5 | 3.2 | 4.6 | 5 | 8 | 2042 | 2042-05-08 | 0 | 1.5 | 0 | 0 | 0 | 0 | 0
5 | 9 | 2042 | 2042-05-09 | 7.3 | 4.1 | 5.7 | 2.9 | 8 | 2.3 | 3.2 | 5 | 9 | 2042 | 2042-05-09 | 4 | 0 | 2.5 | 0 | 0 | 0 | 0
5 | 10 | 2042 | 2042-05-10 | 6.8 | 4.4 | 5.3 | 2.7 | 7.6 | 2 | 3.2 | 5 | 10 | 2042 | 2042-05-10 | 10 | 6 | 8 | 1.5 | 7.5 | 1.5 | 4.5
5 | 11 | 2042 | 2042-05-11 | 7.2 | 4.6 | 5.7 | 2.8 | 6.9 | 2.1 | 3 | 5 | 11 | 2042 | 2042-05-11 | 11 | 2.5 | 5 | 6.5 | 15 | 5.5 | 0
5 | 12 | 2042 | 2042-05-12 | 6.9 | 5.2 | 5.8 | 3 | 8.2 | 1.7 | 3.6 | 5 | 12 | 2042 | 2042-05-12 | 0 | 2.5 | 2.5 | 0.5 | 0.5 | 0 | 0
5 | 13 | 2042 | 2042-05-13 | 7.8 | 4.8 | 5.9 | 4.5 | 7.8 | 3 | 3.7 | 5 | 13 | 2042 | 2042-05-13 | 2.5 | 0 | 0 | 0 | 0 | 0 | 0
5 | 14 | 2042 | 2042-05-14 | 7.9 | 3.9 | 6.2 | 4.2 | 8.3 | 2.8 | 4.3 | 5 | 14 | 2042 | 2042-05-14 | 0.5 | 0 | 0 | 0 | 0 | 0 | 0
5 | 15 | 2042 | 2042-05-15 | 7.6 | 4.1 | 6 | 3.4 | 7.6 | 2.3 | 3.3 | 5 | 15 | 2042 | 2042-05-15 | 0 | 0 | 0 | 0 | 0 | 0 | 0
5 | 16 | 2042 | 2042-05-16 | 5.9 | 3.8 | 5.4 | 2.8 | 6.5 | 1.5 | 2.9 | 5 | 16 | 2042 | 2042-05-16 | 0.5 | 0.5 | 2.5 | 0 | 0 | 0 | 0
5 | 17 | 2042 | 2042-05-17 | 6 | 3.9 | 5.4 | 3 | 6.6 | 1.7 | 3.4 | 5 | 17 | 2042 | 2042-05-17 | 0 | 1.5 | 3 | 0 | 0 | 0 | 0
5 | 18 | 2042 | 2042-05-18 | 5.8 | 3.6 | 5 | 3.1 | 6.3 | 2.1 | 2.6 | 5 | 18 | 2042 | 2042-05-18 | 0 | 2 | 7 | 0 | 4 | 0 | 0
5 | 19 | 2042 | 2042-05-19 | 4.8 | 3.4 | 4.6 | 2.3 | 4.2 | 1.1 | 2.2 | 5 | 19 | 2042 | 2042-05-19 | 2 | 0 | 0 | 0 | 0 | 0 | 0
5 | 20 | 2042 | 2042-05-20 | 3.3 | 2.3 | 3.7 | 1.5 | 3.7 | 0.7 | 1.7 | 5 | 20 | 2042 | 2042-05-20 | 5 | 0.5 | 2 | 0 | 0 | 0 | 0
5 | 21 | 2042 | 2042-05-21 | 3.8 | 2.6 | 3.7 | 1.3 | 4.6 | 0.8 | 1.6 | 5 | 21 | 2042 | 2042-05-21 | 0 | 1 | 2 | 0 | 1 | 0 | 0
5 | 22 | 2042 | 2042-05-22 | 4.2 | 2.1 | 3.3 | 2.1 | 5.9 | 1 | 2.1 | 5 | 22 | 2042 | 2042-05-22 | 0 | 0 | 0 | 0 | 0 | 0 | 0
5 | 23 | 2042 | 2042-05-23 | 4.8 | 1.5 | 2.6 | 2 | 5.7 | 1.5 | 1.7 | 5 | 23 | 2042 | 2042-05-23 | 0 | 0 | 0 | 0 | 0 | 0 | 0
5 | 24 | 2042 | 2042-05-24 | 4.4 | 2.2 | 2.9 | 1.1 | 5.1 | 0.4 | 0.9 | 5 | 24 | 2042 | 2042-05-24 | 0 | 0 | 0 | 0 | 0 | 0 | 0
5 | 25 | 2042 | 2042-05-25 | 2 | 2.1 | 2.7 | 0.2 | 3.2 | 0.2 | 0.6 | 5 | 25 | 2042 | 2042-05-25 | 0 | 2 | 3 | 0 | 0.5 | 0 | 0
5 | 26 | 2042 | 2042-05-26 | 3.3 | 2.4 | 3.1 | 0.7 | 4.5 | 0.3 | 1.3 | 5 | 26 | 2042 | 2042-05-26 | 0.5 | 3.5 | 5 | 0 | 2 | 0 | 0
5 | 27 | 2042 | 2042-05-27 | 4.1 | 2.5 | 2.9 | 1.5 | 4.7 | 1 | 1.4 | 5 | 27 | 2042 | 2042-05-27 | 0 | 1 | 3 | 0 | 2 | 0 | 0
5 | 28 | 2042 | 2042-05-28 | 3.3 | 2.2 | 2.4 | 1 | 3.6 | 0.6 | 0.9 | 5 | 28 | 2042 | 2042-05-28 | 0 | 0.5 | 3.5 | 0 | 0 | 0 | 0
5 | 29 | 2042 | 2042-05-29 | 2.8 | 1.9 | 2.9 | 1 | 3.5 | 0.6 | 0.5 | 5 | 29 | 2042 | 2042-05-29 | 0.5 | 4 | 6.5 | 0 | 4 | 0 | 1.5
5 | 30 | 2042 | 2042-05-30 | 3.3 | 2.2 | 3.7 | 1.1 | 4.4 | 1.1 | 1.3 | 5 | 30 | 2042 | 2042-05-30 | 3.5 | 4.5 | 6 | 3.5 | 10 | 0 | 3.5
5 | 31 | 2042 | 2042-05-31 | 3.2 | 3.3 | 4 | 1.1 | 4.1 | 0.9 | 1.8 | 5 | 31 | 2042 | 2042-05-31 | 7.5 | 5.5 | 8.5 | 4.5 | 6.5 | 2 | 0.5
6 | 1 | 2042 | 2042-06-01 | 4 | 3 | 3.3 | 0.9 | 4.6 | 0.8 | 1.4 | 6 | 1 | 2042 | 2042-06-01 | 6 | 3 | 5 | 0 | 6 | 0 | 3
6 | 2 | 2042 | 2042-06-02 | 4.8 | 3 | 3.2 | 1.1 | 4.1 | 1.1 | 1.2 | 6 | 2 | 2042 | 2042-06-02 | 0 | 0 | 0 | 0 | 0 | 0 | 0
6 | 3 | 2042 | 2042-06-03 | 4.7 | 2.5 | 2.6 | 1 | 4.9 | 1.2 | 1.3 | 6 | 3 | 2042 | 2042-06-03 | 0 | 5 | 7.5 | 0 | 0 | 0 | 0
6 | 4 | 2042 | 2042-06-04 | 3.7 | 1 | 1.8 | 1.1 | 5.1 | 0.8 | 1 | 6 | 4 | 2042 | 2042-06-04 | 0 | 4.5 | 4.5 | 0 | 2.5 | 0 | 0
6 | 5 | 2042 | 2042-06-05 | 4 | 1.6 | 2.2 | 0.8 | 4.6 | 0.4 | 0.8 | 6 | 5 | 2042 | 2042-06-05 | 0 | 4 | 6.5 | 1 | 4 | 0 | 1.5
6 | 6 | 2042 | 2042-06-06 | 4.2 | 1.3 | 2.5 | 0.8 | 4.4 | 0.3 | 0.7 | 6 | 6 | 2042 | 2042-06-06 | 0 | 2.5 | 2.5 | 0 | 0 | 0 | 0
6 | 7 | 2042 | 2042-06-07 | 3.7 | 1.2 | 1.9 | 0.1 | 2.6 | 0 | 0.6 | 6 | 7 | 2042 | 2042-06-07 | 0 | 1 | 3 | 0 | 0 | 0 | 0
6 | 8 | 2042 | 2042-06-08 | 1.9 | 1.1 | 1.6 | 0.1 | 2.2 | 0 | 0.2 | 6 | 8 | 2042 | 2042-06-08 | 0 | 3 | 5.5 | 0 | 0.5 | 0 | 0
6 | 9 | 2042 | 2042-06-09 | 1.7 | 1.2 | 1.7 | 0.4 | 2.3 | 0.1 | 0.3 | 6 | 9 | 2042 | 2042-06-09 | 4.5 | 4.5 | 7 | 6 | 9 | 0.5 | 1
6 | 10 | 2042 | 2042-06-10 | 1.7 | 0.8 | 0.8 | 0.3 | 1.6 | 0.1 | 0.4 | 6 | 10 | 2042 | 2042-06-10 | 11.5 | 4.5 | 10 | 2.5 | 14.5 | 1.5 | 7.5
6 | 11 | 2042 | 2042-06-11 | 1.3 | 0.4 | 0.5 | 0 | 1.1 | 0 | 0 | 6 | 11 | 2042 | 2042-06-11 | 5 | 2.5 | 6 | 0.5 | 1.5 | 0.5 | 3.5
6 | 12 | 2042 | 2042-06-12 | 1.9 | 1 | 1.1 | 0.2 | 1.6 | 0.2 | 0.1 | 6 | 12 | 2042 | 2042-06-12 | 3 | 5.5 | 3.5 | 0 | 0 | 0 | 2
6 | 13 | 2042 | 2042-06-13 | 1.6 | 1.2 | 1.4 | 0.1 | 2.4 | 0 | 0.2 | 6 | 13 | 2042 | 2042-06-13 | 0 | 2 | 3 | 0 | 0 | 0 | 0
6 | 14 | 2042 | 2042-06-14 | 1.6 | 0.8 | 1 | 0.3 | 1.7 | 0 | 0.1 | 6 | 14 | 2042 | 2042-06-14 | 4 | 1.5 | 3 | 0 | 4 | 0 | 0
6 | 15 | 2042 | 2042-06-15 | 0.8 | 0.9 | 1.2 | 0.1 | 1.3 | 0 | 0.1 | 6 | 15 | 2042 | 2042-06-15 | 3 | 3.5 | 4.5 | 0 | 5 | 0 | 0
6 | 16 | 2042 | 2042-06-16 | 1 | 0.5 | 1.5 | 0.2 | 1.3 | 0 | 0.3 | 6 | 16 | 2042 | 2042-06-16 | 0 | 0 | 0 | 0 | 5.5 | 0 | 0
6 | 17 | 2042 | 2042-06-17 | 2.5 | 0.4 | 1.2 | 0.4 | 1.6 | 0.2 | 0.5 | 6 | 17 | 2042 | 2042-06-17 | 4 | 0 | 0 | 0 | 0 | 0 | 0
6 | 18 | 2042 | 2042-06-18 | 1.7 | 0.3 | 0.9 | 0 | 1.7 | 0 | 0.2 | 6 | 18 | 2042 | 2042-06-18 | 0 | 0 | 0 | 0 | 0 | 0 | 0
6 | 19 | 2042 | 2042-06-19 | 0.9 | 0.7 | 1 | 0 | 1.8 | 0 | 0.4 | 6 | 19 | 2042 | 2042-06-19 | 0 | 0 | 0 | 0 | 0 | 0 | 0
6 | 20 | 2042 | 2042-06-20 | 1.3 | 0.7 | 0.8 | 0.2 | 1.4 | 0.2 | 0.4 | 6 | 20 | 2042 | 2042-06-20 | 0 | 0 | 0 | 0 | 0 | 0 | 0
6 | 21 | 2042 | 2042-06-21 | 1.9 | 0.6 | 0.8 | 0.1 | 1.4 | 0 | 0.2 | 6 | 21 | 2042 | 2042-06-21 | 0 | 0 | 0 | 0 | 0 | 0 | 0
6 | 22 | 2042 | 2042-06-22 | 1.5 | 0.2 | 0.7 | 0.2 | 1.6 | 0 | 0 | 6 | 22 | 2042 | 2042-06-22 | 0 | 0 | 0.5 | 0 | 0 | 0 | 0
6 | 23 | 2042 | 2042-06-23 | 1.1 | 0.3 | 0.8 | 0 | 1.2 | 0 | 0.1 | 6 | 23 | 2042 | 2042-06-23 | 0 | 0 | 0 | 0 | 0 | 0 | 0
6 | 24 | 2042 | 2042-06-24 | 0.9 | 0.6 | 0.8 | 0 | 1.6 | 0 | 0.2 | 6 | 24 | 2042 | 2042-06-24 | 0 | 0 | 0 | 0 | 0 | 0 | 0
6 | 25 | 2042 | 2042-06-25 | 1 | 0.4 | 0.7 | 0.1 | 1.7 | 0.3 | 0.5 | 6 | 25 | 2042 | 2042-06-25 | 0 | 0 | 0 | 0 | 0 | 0 | 0
6 | 26 | 2042 | 2042-06-26 | 1.3 | 0.2 | 0.4 | 0.1 | 0.8 | 0.3 | 0.3 | 6 | 26 | 2042 | 2042-06-26 | 0 | 0 | 3 | 0 | 0.5 | 0 | 0
6 | 27 | 2042 | 2042-06-27 | 0.6 | 0.4 | 0.3 | 0 | 0.9 | 0 | 0.2 | 6 | 27 | 2042 | 2042-06-27 | 0 | 0.5 | 6.5 | 0 | 0 | 0 | 0
6 | 28 | 2042 | 2042-06-28 | 0.3 | 0.3 | 0.5 | 0.1 | 0.5 | 0 | 0.1 | 6 | 28 | 2042 | 2042-06-28 | 0 | 1 | 6 | 0 | 0 | 0 | 0
6 | 29 | 2042 | 2042-06-29 | 0.3 | 0.2 | 0.4 | 0 | 0.3 | 0 | 0 | 6 | 29 | 2042 | 2042-06-29 | 0 | 0 | 0 | 0 | 0 | 0 | 0
6 | 30 | 2042 | 2042-06-30 | 0.4 | 0.2 | 0.3 | 0 | 0.3 | 0 | 0 | 6 | 30 | 2042 | 2042-06-30 | 0 | 0.5 | 0 | 0 | 0 | 0 | 0
7 | 1 | 2042 | 2042-07-01 | 0.2 | 0.2 | 0.6 | 0 | 0.7 | 0 | 0.1 | 7 | 1 | 2042 | 2042-07-01 | 0 | 0 | 0 | 0 | 0 | 0 | 0
7 | 2 | 2042 | 2042-07-02 | 0 | 0.2 | 0.5 | 0 | 0.4 | 0 | 0.1 | 7 | 2 | 2042 | 2042-07-02 | 1.5 | 1 | 3.5 | 0 | 0 | 0 | 0
7 | 3 | 2042 | 2042-07-03 | 0.2 | 0.4 | 0.2 | 0 | 0.2 | 0 | 0 | 7 | 3 | 2042 | 2042-07-03 | 3 | 0 | 0.5 | 0 | 5 | 0 | 0
7 | 4 | 2042 | 2042-07-04 | 0 | 0.2 | 0.5 | 0 | 0.2 | 0 | 0 | 7 | 4 | 2042 | 2042-07-04 | 0 | 0 | 0 | 0 | 0 | 0 | 0
7 | 5 | 2042 | 2042-07-05 | 0 | 0.2 | 0.3 | 0 | 0.1 | 0 | 0.1 | 7 | 5 | 2042 | 2042-07-05 | 0 | 0 | 0 | 0 | 0 | 0 | 0
7 | 6 | 2042 | 2042-07-06 | 0.2 | 0 | 0 | 0 | 0.1 | 0 | 0 | 7 | 6 | 2042 | 2042-07-06 | 0 | 0 | 0 | 0 | 0 | 0 | 0
7 | 7 | 2042 | 2042-07-07 | 0 | 0.1 | 0 | 0 | 0 | 0 | 0 | 7 | 7 | 2042 | 2042-07-07 | 0 | 0 | 0 | 0 | 0 | 0 | 0
7 | 8 | 2042 | 2042-07-08 | 0 | 0 | 0 | 0 | 0.1 | 0 | 0 | 7 | 8 | 2042 | 2042-07-08 | 0 | 0 | 0 | 0 | 0 | 0 | 0
7 | 9 | 2042 | 2042-07-09 | 0 | 0 | 0 | 0 | 0.2 | 0 | 0 | 7 | 9 | 2042 | 2042-07-09 | 0 | 0 | 0 | 0 | 0 | 0 | 0
7 | 10 | 2042 | 2042-07-10 | 0 | 0 | 0 | 0 | 0.1 | 0 | 0 | 7 | 10 | 2042 | 2042-07-10 | 0 | 0 | 0 | 0 | 0 | 0 | 0
7 | 11 | 2042 | 2042-07-11 | 0 | 0 | 0 | 0 | 0 | 0 | 0 | 7 | 11 | 2042 | 2042-07-11 | 0 | 0 | 0 | 0 | 0 | 0 | 0
7 | 12 | 2042 | 2042-07-12 | 0 | 0.1 | 0.2 | 0 | 0.1 | 0 | 0 | 7 | 12 | 2042 | 2042-07-12 | 0 | 0 | 0 | 0 | 0 | 0 | 0
7 | 13 | 2042 | 2042-07-13 | 0 | 0 | 0 | 0 | 0 | 0 | 0 | 7 | 13 | 2042 | 2042-07-13 | 0 | 0 | 0 | 0 | 0 | 0 | 0
7 | 14 | 2042 | 2042-07-14 | 0 | 0.1 | 0.1 | 0 | 0 | 0 | 0 | 7 | 14 | 2042 | 2042-07-14 | 0 | 0 | 0 | 0 | 0 | 0 | 0
7 | 15 | 2042 | 2042-07-15 | 0 | 0.1 | 0.1 | 0 | 0 | 0 | 0 | 7 | 15 | 2042 | 2042-07-15 | 0 | 0 | 0 | 0 | 0 | 0 | 0
7 | 16 | 2042 | 2042-07-16 | 0 | 0 | 0 | 0 | 0.1 | 0 | 0 | 7 | 16 | 2042 | 2042-07-16 | 0 | 0 | 0 | 0 | 0 | 0 | 0
7 | 17 | 2042 | 2042-07-17 | 0 | 0 | 0 | 0 | 0 | 0 | 0 | 7 | 17 | 2042 | 2042-07-17 | 0 | 0 | 0 | 0 | 0 | 0 | 0
7 | 18 | 2042 | 2042-07-18 | 0.2 | 0 | 0 | 0 | 0 | 0 | 0 | 7 | 18 | 2042 | 2042-07-18 | 0 | 0 | 0 | 0 | 0 | 0 | 0
7 | 19 | 2042 | 2042-07-19 | 0 | 0 | 0 | 0 | 0 | 0 | 0 | 7 | 19 | 2042 | 2042-07-19 | 0 | 0 | 2 | 0 | 0 | 0 | 0
7 | 20 | 2042 | 2042-07-20 | 0 | 0 | 0 | 0 | 0.1 | 0 | 0 | 7 | 20 | 2042 | 2042-07-20 | 0 | 0 | 0 | 0 | 0 | 0 | 0
7 | 21 | 2042 | 2042-07-21 | 0 | 0.1 | 0 | 0 | 0 | 0 | 0 | 7 | 21 | 2042 | 2042-07-21 | 0 | 0 | 0 | 0 | 0 | 0 | 0
7 | 22 | 2042 | 2042-07-22 | 0 | 0 | 0 | 0 | 0 | 0 | 0 | 7 | 22 | 2042 | 2042-07-22 | 0 | 0 | 0 | 0 | 0 | 0 | 0
7 | 23 | 2042 | 2042-07-23 | 0.2 | 0 | 0 | 0 | 0.1 | 0 | 0 | 7 | 23 | 2042 | 2042-07-23 | 0 | 0 | 0 | 0 | 0 | 0 | 0
7 | 24 | 2042 | 2042-07-24 | 0.2 | 0 | 0 | 0 | 0.1 | 0 | 0 | 7 | 24 | 2042 | 2042-07-24 | 0 | 0 | 0 | 0 | 0 | 0 | 0
7 | 25 | 2042 | 2042-07-25 | 0 | 0 | 0 | 0 | 0 | 0 | 0 | 7 | 25 | 2042 | 2042-07-25 | 0 | 0 | 0 | 0 | 0 | 0 | 0
7 | 26 | 2042 | 2042-07-26 | 0 | 0 | 0 | 0 | 0.2 | 0 | 0 | 7 | 26 | 2042 | 2042-07-26 | 0 | 0 | 0 | 0 | 0 | 0 | 0
7 | 27 | 2042 | 2042-07-27 | 0 | 0 | 0 | 0 | 0.1 | 0 | 0 | 7 | 27 | 2042 | 2042-07-27 | 0 | 0 | 0 | 0 | 0 | 0 | 0
7 | 28 | 2042 | 2042-07-28 | 0 | 0 | 0.1 | 0 | 0.1 | 0 | 0 | 7 | 28 | 2042 | 2042-07-28 | 0 | 0 | 0 | 0 | 0 | 0 | 0
7 | 29 | 2042 | 2042-07-29 | 0.1 | 0.1 | 0.1 | 0 | 0 | 0 | 0 | 7 | 29 | 2042 | 2042-07-29 | 0 | 0 | 0 | 0 | 0 | 0 | 0
7 | 30 | 2042 | 2042-07-30 | 0 | 0 | 0 | 0 | 0.2 | 0 | 0 | 7 | 30 | 2042 | 2042-07-30 | 0 | 0 | 0 | 0 | 0 | 0 | 0
7 | 31 | 2042 | 2042-07-31 | 0 | 0 | 0 | 0 | 0 | 0 | 0 | 7 | 31 | 2042 | 2042-07-31 | 0 | 0 | 0 | 0 | 0 | 0 | 0
8 | 1 | 2042 | 2042-08-01 | 0 | 0.1 | 0.1 | 0 | 0.2 | 0 | 0 | 8 | 1 | 2042 | 2042-08-01 | 0 | 0 | 0 | 0 | 0 | 0 | 0
8 | 2 | 2042 | 2042-08-02 | 0 | 0.3 | 0 | 0 | 0 | 0 | 0 | 8 | 2 | 2042 | 2042-08-02 | 0 | 0 | 0 | 0 | 0 | 0 | 0
8 | 3 | 2042 | 2042-08-03 | 0 | 0 | 0 | 0 | 0 | 0 | 0 | 8 | 3 | 2042 | 2042-08-03 | 0 | 0 | 0 | 0 | 0 | 0 | 0
8 | 4 | 2042 | 2042-08-04 | 0 | 0 | 0 | 0 | 0 | 0 | 0 | 8 | 4 | 2042 | 2042-08-04 | 0 | 0 | 0 | 0 | 0 | 0 | 0
8 | 5 | 2042 | 2042-08-05 | 0 | 0 | 0 | 0 | 0 | 0 | 0 | 8 | 5 | 2042 | 2042-08-05 | 0 | 0 | 0 | 0 | 0 | 0 | 0
8 | 6 | 2042 | 2042-08-06 | 0 | 0 | 0 | 0 | 0 | 0 | 0 | 8 | 6 | 2042 | 2042-08-06 | 0 | 0 | 0 | 0 | 0 | 0 | 0
8 | 7 | 2042 | 2042-08-07 | 0 | 0 | 0 | 0 | 0 | 0 | 0 | 8 | 7 | 2042 | 2042-08-07 | 0 | 0 | 0 | 0 | 0 | 0 | 0
8 | 8 | 2042 | 2042-08-08 | 0 | 0 | 0 | 0 | 0 | 0 | 0 | 8 | 8 | 2042 | 2042-08-08 | 0 | 0 | 0 | 0 | 0 | 0 | 0
8 | 9 | 2042 | 2042-08-09 | 0 | 0 | 0 | 0 | 0 | 0 | 0 | 8 | 9 | 2042 | 2042-08-09 | 0 | 0 | 0 | 0 | 0 | 0 | 0
8 | 10 | 2042 | 2042-08-10 | 0 | 0 | 0 | 0 | 0 | 0 | 0 | 8 | 10 | 2042 | 2042-08-10 | 0 | 0 | 0 | 0 | 0 | 0 | 0
8 | 11 | 2042 | 2042-08-11 | 0 | 0.1 | 0.1 | 0 | 0 | 0 | 0 | 8 | 11 | 2042 | 2042-08-11 | 0 | 0 | 0 | 0 | 0 | 0 | 0
8 | 12 | 2042 | 2042-08-12 | 0 | 0 | 0 | 0 | 0 | 0 | 0 | 8 | 12 | 2042 | 2042-08-12 | 0 | 0 | 0 | 0 | 0 | 0 | 0
8 | 13 | 2042 | 2042-08-13 | 0 | 0 | 0 | 0 | 0 | 0 | 0 | 8 | 13 | 2042 | 2042-08-13 | 0 | 0 | 0 | 0 | 0 | 0 | 0
8 | 14 | 2042 | 2042-08-14 | 0 | 0 | 0 | 0 | 0.1 | 0 | 0 | 8 | 14 | 2042 | 2042-08-14 | 0 | 0 | 0 | 0 | 0 | 0 | 0
8 | 15 | 2042 | 2042-08-15 | 0 | 0 | 0 | 0 | 0 | 0 | 0 | 8 | 15 | 2042 | 2042-08-15 | 0 | 0 | 0 | 0 | 0 | 0 | 0
8 | 16 | 2042 | 2042-08-16 | 0 | 0 | 0.1 | 0 | 0.1 | 0 | 0 | 8 | 16 | 2042 | 2042-08-16 | 0 | 0 | 0 | 0 | 0 | 0 | 0
8 | 17 | 2042 | 2042-08-17 | 0.1 | 0 | 0.1 | 0 | 0.3 | 0 | 0 | 8 | 17 | 2042 | 2042-08-17 | 0 | 0 | 0 | 0 | 0 | 0 | 0
8 | 18 | 2042 | 2042-08-18 | 0.2 | 0.1 | 0 | 0 | 0.1 | 0 | 0 | 8 | 18 | 2042 | 2042-08-18 | 0 | 0 | 0 | 0 | 0 | 0 | 0
8 | 19 | 2042 | 2042-08-19 | 0 | 0 | 0 | 0 | 0 | 0 | 0 | 8 | 19 | 2042 | 2042-08-19 | 0 | 0 | 0 | 0 | 0 | 0 | 0
8 | 20 | 2042 | 2042-08-20 | 0.1 | 0 | 0.1 | 0.1 | 0.4 | 0 | 0 | 8 | 20 | 2042 | 2042-08-20 | 0 | 0 | 0 | 0 | 0 | 0 | 0
8 | 21 | 2042 | 2042-08-21 | 0 | 0 | 0 | 0 | 0.1 | 0 | 0 | 8 | 21 | 2042 | 2042-08-21 | 0 | 0 | 0 | 0 | 0 | 0 | 0
8 | 22 | 2042 | 2042-08-22 | 0 | 0.1 | 0.1 | 0 | 0.1 | 0 | 0 | 8 | 22 | 2042 | 2042-08-22 | 0 | 0 | 0 | 0 | 0 | 0 | 0
8 | 23 | 2042 | 2042-08-23 | 0 | 0 | 0 | 0 | 0.4 | 0 | 0 | 8 | 23 | 2042 | 2042-08-23 | 0 | 0 | 0 | 0 | 0 | 0 | 0
8 | 24 | 2042 | 2042-08-24 | 0.2 | 0.1 | 0.2 | 0 | 0.6 | 0 | 0.3 | 8 | 24 | 2042 | 2042-08-24 | 0 | 0 | 1 | 0 | 0.5 | 0 | 0
8 | 25 | 2042 | 2042-08-25 | 0.1 | 0.2 | 0.3 | 0 | 0.5 | 0 | 0.1 | 8 | 25 | 2042 | 2042-08-25 | 1 | 3.5 | 6 | 1 | 3 | 0 | 0
8 | 26 | 2042 | 2042-08-26 | 0.7 | 0.1 | 0.1 | 0 | 1 | 0 | 0 | 8 | 26 | 2042 | 2042-08-26 | 4.5 | 0.5 | 1 | 0 | 2.5 | 0 | 0
8 | 27 | 2042 | 2042-08-27 | 0.5 | 0.2 | 0.1 | 0 | 0.4 | 0 | 0.2 | 8 | 27 | 2042 | 2042-08-27 | 3.5 | 0 | 0 | 0 | 0 | 0 | 0
8 | 28 | 2042 | 2042-08-28 | 0.3 | 0.2 | 0.1 | 0 | 0.2 | 0 | 0 | 8 | 28 | 2042 | 2042-08-28 | 4 | 0 | 0 | 0 | 0 | 0 | 0
8 | 29 | 2042 | 2042-08-29 | 0 | 0.1 | 0.2 | 0 | 0.4 | 0 | 0.1 | 8 | 29 | 2042 | 2042-08-29 | 0 | 0 | 0 | 0 | 0 | 0 | 0
8 | 30 | 2042 | 2042-08-30 | 0.3 | 0.2 | 0.2 | 0.1 | 0.4 | 0.2 | 0.2 | 8 | 30 | 2042 | 2042-08-30 | 0 | 0 | 0 | 0 | 1.5 | 0 | 0
8 | 31 | 2042 | 2042-08-31 | 0.8 | 0 | 0.4 | 0.1 | 1 | 0 | 0.2 | 8 | 31 | 2042 | 2042-08-31 | 0 | 0 | 0 | 0 | 0.5 | 0 | 0
9 | 1 | 2042 | 2042-09-01 | 0.6 | 0.1 | 0.1 | 0.1 | 0.7 | 0 | 0.1 | 9 | 1 | 2042 | 2042-09-01 | 1 | 0 | 0.5 | 0 | 0 | 0 | 0
9 | 2 | 2042 | 2042-09-02 | 0.6 | 0 | 0.1 | 0 | 0.2 | 0 | 0.1 | 9 | 2 | 2042 | 2042-09-02 | 0.5 | 0 | 0 | 0 | 0 | 0 | 0
9 | 3 | 2042 | 2042-09-03 | 0.7 | 0 | 0.1 | 0 | 0.1 | 0 | 0 | 9 | 3 | 2042 | 2042-09-03 | 2.5 | 0 | 0 | 0 | 0 | 0 | 0
9 | 4 | 2042 | 2042-09-04 | 0.2 | 0.1 | 0.1 | 0 | 0.3 | 0 | 0 | 9 | 4 | 2042 | 2042-09-04 | 0 | 1.5 | 1.5 | 0 | 0.5 | 0 | 0
9 | 5 | 2042 | 2042-09-05 | 0.2 | 0.2 | 0.3 | 0 | 0.4 | 0 | 0.1 | 9 | 5 | 2042 | 2042-09-05 | 0 | 0 | 0 | 0 | 0 | 0 | 0
9 | 6 | 2042 | 2042-09-06 | 1.4 | 0.3 | 0.5 | 0 | 1.1 | 0 | 0.3 | 9 | 6 | 2042 | 2042-09-06 | 0 | 0 | 0 | 0 | 0 | 0 | 0
9 | 7 | 2042 | 2042-09-07 | 1 | 0.1 | 0.6 | 0.3 | 1.7 | 0 | 0.2 | 9 | 7 | 2042 | 2042-09-07 | 0 | 0 | 0 | 0 | 0 | 0 | 0
9 | 8 | 2042 | 2042-09-08 | 1 | 0.2 | 0.5 | 0 | 0.9 | 0 | 0.1 | 9 | 8 | 2042 | 2042-09-08 | 0 | 0 | 0 | 0 | 0 | 0 | 0
9 | 9 | 2042 | 2042-09-09 | 0.1 | 0.2 | 0.4 | 0 | 0.1 | 0 | 0.1 | 9 | 9 | 2042 | 2042-09-09 | 0 | 0 | 0 | 0 | 0 | 0 | 0
9 | 10 | 2042 | 2042-09-10 | 0.4 | 0.2 | 0.5 | 0 | 0.4 | 0 | 0 | 9 | 10 | 2042 | 2042-09-10 | 2.5 | 0 | 0 | 0 | 2.5 | 0 | 0
9 | 11 | 2042 | 2042-09-11 | 0.9 | 0 | 0.4 | 0 | 1.2 | 0 | 0 | 9 | 11 | 2042 | 2042-09-11 | 7.5 | 0 | 0.5 | 0 | 8 | 0 | 0
9 | 12 | 2042 | 2042-09-12 | 1.5 | 0.1 | 0.4 | 0.1 | 1.2 | 0 | 0.3 | 9 | 12 | 2042 | 2042-09-12 | 6.5 | 1.5 | 1.5 | 0 | 8 | 0 | 4.5
9 | 13 | 2042 | 2042-09-13 | 1 | 0 | 0.2 | 0 | 0.4 | 0 | 0 | 9 | 13 | 2042 | 2042-09-13 | 3 | 0 | 0.5 | 0 | 9.5 | 0 | 4.5
9 | 14 | 2042 | 2042-09-14 | 0.5 | 0.2 | 0.5 | 0 | 1.1 | 0 | 0 | 9 | 14 | 2042 | 2042-09-14 | 5 | 3 | 0.5 | 1 | 5 | 0 | 4.5
9 | 15 | 2042 | 2042-09-15 | 1 | 0.5 | 0.6 | 0 | 0.9 | 0 | 0 | 9 | 15 | 2042 | 2042-09-15 | 4 | 2.5 | 3.5 | 1 | 7.5 | 0.5 | 4.5
9 | 16 | 2042 | 2042-09-16 | 1.5 | 0.4 | 0.6 | 0.1 | 1.8 | 0.2 | 0.3 | 9 | 16 | 2042 | 2042-09-16 | 4 | 2 | 3.5 | 1 | 7 | 0 | 3.5
9 | 17 | 2042 | 2042-09-17 | 2.4 | 0.7 | 1.2 | 0.6 | 2.5 | 0.1 | 0.9 | 9 | 17 | 2042 | 2042-09-17 | 3.5 | 4 | 8 | 5.5 | 8 | 0 | 7.5
9 | 18 | 2042 | 2042-09-18 | 2.3 | 1.3 | 1.2 | 0.2 | 1.9 | 0 | 0.9 | 9 | 18 | 2042 | 2042-09-18 | 4 | 5.5 | 9 | 2.5 | 5 | 0 | 4.5
9 | 19 | 2042 | 2042-09-19 | 2.2 | 0.8 | 0.6 | 0.7 | 2.8 | 0.1 | 0.8 | 9 | 19 | 2042 | 2042-09-19 | 8.5 | 5.5 | 7 | 3 | 7.5 | 0 | 1
9 | 20 | 2042 | 2042-09-20 | 2.8 | 1.2 | 1 | 0.6 | 2.9 | 0.7 | 1.4 | 9 | 20 | 2042 | 2042-09-20 | 8.5 | 3.5 | 1 | 0 | 7.5 | 0 | 1
9 | 21 | 2042 | 2042-09-21 | 4 | 1.3 | 1.3 | 1 | 3.2 | 0.5 | 1 | 9 | 21 | 2042 | 2042-09-21 | 3 | 0.5 | 0 | 0 | 0 | 0 | 2.5
9 | 22 | 2042 | 2042-09-22 | 2.8 | 1.3 | 1.6 | 0.7 | 3 | 0.3 | 1.1 | 9 | 22 | 2042 | 2042-09-22 | 3 | 0 | 0.5 | 0 | 0 | 0 | 0
9 | 23 | 2042 | 2042-09-23 | 3.9 | 1.1 | 1.5 | 0.7 | 2.6 | 0.2 | 1.1 | 9 | 23 | 2042 | 2042-09-23 | 6 | 6 | 3 | 2 | 11 | 0.5 | 6
9 | 24 | 2042 | 2042-09-24 | 3.6 | 1.2 | 0.9 | 0.9 | 2.5 | 0.2 | 0.9 | 9 | 24 | 2042 | 2042-09-24 | 12.5 | 6.5 | 7.5 | 6 | 13 | 1.5 | 6
9 | 25 | 2042 | 2042-09-25 | 3.6 | 1.2 | 1.5 | 0.5 | 3.2 | 0 | 0.9 | 9 | 25 | 2042 | 2042-09-25 | 10 | 7.5 | 5 | 3 | 7 | 0 | 4.5
9 | 26 | 2042 | 2042-09-26 | 3.4 | 1.7 | 1.1 | 0.4 | 2.8 | 0.1 | 1 | 9 | 26 | 2042 | 2042-09-26 | 6 | 4 | 4.5 | 0 | 2.5 | 0 | 2
9 | 27 | 2042 | 2042-09-27 | 3.4 | 1.2 | 1.5 | 0.6 | 2.8 | 0.4 | 1.1 | 9 | 27 | 2042 | 2042-09-27 | 2.5 | 3 | 0 | 0 | 0 | 0 | 0
9 | 28 | 2042 | 2042-09-28 | 4 | 1.2 | 1.7 | 0.8 | 3.7 | 0.8 | 1.4 | 9 | 28 | 2042 | 2042-09-28 | 1.5 | 0 | 0 | 1 | 4 | 0 | 0
9 | 29 | 2042 | 2042-09-29 | 4.6 | 2.3 | 2.4 | 1.1 | 4.2 | 0.4 | 1.9 | 9 | 29 | 2042 | 2042-09-29 | 6 | 0 | 3.5 | 1 | 5 | 0 | 1.5
9 | 30 | 2042 | 2042-09-30 | 4.9 | 2.1 | 2.2 | 1.8 | 4.5 | 1.2 | 2.8 | 9 | 30 | 2042 | 2042-09-30 | 9.5 | 3 | 2 | 5 | 3 | 4 | 5.5
10 | 1 | 2042 | 2042-10-01 | 4.5 | 3 | 3.1 | 1.3 | 3.6 | 0.4 | 2.7 | 10 | 1 | 2042 | 2042-10-01 | 9 | 0 | 3 | 5 | 7.5 | 0 | 0
10 | 2 | 2042 | 2042-10-02 | 5.9 | 2.6 | 2.7 | 2.2 | 3.8 | 1 | 2.9 | 10 | 2 | 2042 | 2042-10-02 | 0 | 8.5 | 6 | 0 | 0 | 0 | 0
10 | 3 | 2042 | 2042-10-03 | 4.7 | 3.2 | 3.1 | 1.6 | 3.8 | 0.7 | 2.2 | 10 | 3 | 2042 | 2042-10-03 | 11 | 14.5 | 16.5 | 12.5 | 12.5 | 8.5 | 15.5
10 | 4 | 2042 | 2042-10-04 | 4.8 | 3.5 | 3.9 | 1.6 | 4.1 | 0.4 | 2.6 | 10 | 4 | 2042 | 2042-10-04 | 10.5 | 13 | 9.5 | 8.5 | 8 | 6.5 | 9
10 | 5 | 2042 | 2042-10-05 | 5.1 | 4.2 | 2.7 | 1.9 | 4.5 | 1 | 2.7 | 10 | 5 | 2042 | 2042-10-05 | 18.5 | 12.5 | 17 | 11.5 | 19.5 | 7.5 | 18
10 | 6 | 2042 | 2042-10-06 | 4.7 | 3.2 | 2.3 | 1.9 | 3.4 | 1.1 | 2.6 | 10 | 6 | 2042 | 2042-10-06 | 15 | 12 | 8.5 | 12 | 11.5 | 10.5 | 5.5
10 | 7 | 2042 | 2042-10-07 | 4.9 | 3.3 | 3.4 | 1.7 | 4.7 | 0.7 | 2.4 | 10 | 7 | 2042 | 2042-10-07 | 12 | 10 | 12 | 10 | 14 | 7.5 | 11
10 | 8 | 2042 | 2042-10-08 | 6.3 | 4.3 | 3.3 | 2 | 5.5 | 1.4 | 3.1 | 10 | 8 | 2042 | 2042-10-08 | 16 | 7.5 | 7 | 10 | 5.5 | 5 | 8
10 | 9 | 2042 | 2042-10-09 | 4.7 | 3.4 | 3.4 | 2 | 4.6 | 0.7 | 2 | 10 | 9 | 2042 | 2042-10-09 | 14 | 3.5 | 7.5 | 9.5 | 7.5 | 8.5 | 8
10 | 10 | 2042 | 2042-10-10 | 4.4 | 3.6 | 2.8 | 1.8 | 4.8 | 0.8 | 2.6 | 10 | 10 | 2042 | 2042-10-10 | 11 | 6.5 | 9 | 10 | 17 | 7 | 7
10 | 11 | 2042 | 2042-10-11 | 5.6 | 3.8 | 2.8 | 2.2 | 3.6 | 0.9 | 2.6 | 10 | 11 | 2042 | 2042-10-11 | 17.5 | 10.5 | 10 | 11.5 | 17 | 9.5 | 11
10 | 12 | 2042 | 2042-10-12 | 7 | 3.7 | 3 | 2.1 | 6.2 | 0.9 | 4.6 | 10 | 12 | 2042 | 2042-10-12 | 14 | 8 | 11 | 6.5 | 8.5 | 3.5 | 8
10 | 13 | 2042 | 2042-10-13 | 9.1 | 5.5 | 4.5 | 3.6 | 8.7 | 2.1 | 4.4 | 10 | 13 | 2042 | 2042-10-13 | 17 | 4.5 | 8 | 9 | 15.5 | 8 | 9
10 | 14 | 2042 | 2042-10-14 | 10.4 | 5.9 | 5 | 4 | 8.4 | 3 | 5.4 | 10 | 14 | 2042 | 2042-10-14 | 21 | 9 | 3.5 | 14.5 | 19 | 11.5 | 13
10 | 15 | 2042 | 2042-10-15 | 11.1 | 6.6 | 6.1 | 5 | 8.3 | 3.2 | 5.8 | 10 | 15 | 2042 | 2042-10-15 | 19.5 | 11 | 4 | 11.5 | 13.5 | 8.5 | 14
10 | 16 | 2042 | 2042-10-16 | 11.3 | 5.5 | 6.6 | 4.9 | 8.7 | 3.2 | 6.5 | 10 | 16 | 2042 | 2042-10-16 | 15.5 | 6.5 | 3.5 | 10 | 14.5 | 8.5 | 11
10 | 17 | 2042 | 2042-10-17 | 11.4 | 6.7 | 6.9 | 6.2 | 9.3 | 4.8 | 7.8 | 10 | 17 | 2042 | 2042-10-17 | 13 | 6.5 | 5 | 14 | 14 | 12 | 11
10 | 18 | 2042 | 2042-10-18 | 11.8 | 6.2 | 6.5 | 6.4 | 9.1 | 5.1 | 7.9 | 10 | 18 | 2042 | 2042-10-18 | 11 | 7 | 8 | 12.5 | 7.5 | 6.5 | 11.5
10 | 19 | 2042 | 2042-10-19 | 11.7 | 6.6 | 6.2 | 5.1 | 8.8 | 4.2 | 7 | 10 | 19 | 2042 | 2042-10-19 | 10 | 9 | 10.5 | 7.5 | 6 | 5.5 | 11
10 | 20 | 2042 | 2042-10-20 | 11.2 | 6.2 | 6.6 | 5.5 | 8.2 | 3.7 | 6.1 | 10 | 20 | 2042 | 2042-10-20 | 10 | 12.5 | 12.5 | 8 | 3.5 | 6.5 | 11.5
10 | 21 | 2042 | 2042-10-21 | 11.3 | 5.9 | 6.1 | 4.3 | 10 | 3.5 | 7 | 10 | 21 | 2042 | 2042-10-21 | 10.5 | 11.5 | 13 | 9.5 | 8.5 | 8.5 | 8.5
10 | 22 | 2042 | 2042-10-22 | 13.2 | 6.8 | 7.4 | 5.1 | 9.1 | 4.7 | 8.6 | 10 | 22 | 2042 | 2042-10-22 | 8.5 | 13 | 13 | 9.5 | 12 | 8.5 | 9
10 | 23 | 2042 | 2042-10-23 | 13 | 6.5 | 8.5 | 6 | 9.4 | 4.4 | 8.6 | 10 | 23 | 2042 | 2042-10-23 | 6.5 | 13.5 | 13.5 | 9 | 10 | 5.5 | 11.5
10 | 24 | 2042 | 2042-10-24 | 15 | 8.4 | 8.8 | 7.7 | 10.4 | 6.2 | 11.3 | 10 | 24 | 2042 | 2042-10-24 | 11.5 | 7 | 6 | 8 | 13 | 4 | 12
10 | 25 | 2042 | 2042-10-25 | 16.6 | 9.4 | 10.4 | 8.6 | 13.1 | 7.4 | 11.6 | 10 | 25 | 2042 | 2042-10-25 | 14.5 | 2.5 | 7.5 | 7 | 12 | 1 | 16.5
10 | 26 | 2042 | 2042-10-26 | 16.9 | 9.5 | 10.9 | 9.6 | 13.9 | 9.2 | 12.5 | 10 | 26 | 2042 | 2042-10-26 | 11 | 5 | 3 | 3.5 | 3.5 | 0 | 4.5
10 | 27 | 2042 | 2042-10-27 | 18.4 | 8.7 | 10.3 | 10.4 | 13.3 | 9 | 13.4 | 10 | 27 | 2042 | 2042-10-27 | 5.5 | 13 | 15 | 3 | 1 | 3 | 11.5
10 | 28 | 2042 | 2042-10-28 | 17.2 | 9.5 | 10.9 | 9.9 | 12 | 8.4 | 13.1 | 10 | 28 | 2042 | 2042-10-28 | 12 | 6 | 8 | 10.5 | 8.5 | 6 | 6.5
10 | 29 | 2042 | 2042-10-29 | 17 | 10.1 | 11.4 | 11.3 | 13.9 | 9.8 | 15.4 | 10 | 29 | 2042 | 2042-10-29 | 19 | 7.5 | 12.5 | 11 | 15.5 | 7.5 | 15.5
10 | 30 | 2042 | 2042-10-30 | 19.4 | 9.8 | 10 | 11.5 | 13.9 | 9.3 | 14.3 | 10 | 30 | 2042 | 2042-10-30 | 21.5 | 11 | 11 | 11.5 | 18.5 | 8 | 17.5
10 | 31 | 2042 | 2042-10-31 | 17.1 | 7.5 | 9.3 | 9.8 | 12.3 | 8.8 | 12.4 | 10 | 31 | 2042 | 2042-10-31 | 21 | 7 | 8 | 8 | 10 | 6.5 | 8.5
11 | 1 | 2042 | 2042-11-01 | 16.9 | 7.9 | 9.4 | 9.7 | 11.4 | 8.9 | 12.8 | 11 | 1 | 2042 | 2042-11-01 | 15.5 | 3 | 2.5 | 1 | 5 | 0.5 | 4
11 | 2 | 2042 | 2042-11-02 | 16.3 | 10 | 10.5 | 9.9 | 11.6 | 9.6 | 12.9 | 11 | 2 | 2042 | 2042-11-02 | 7.5 | 3.5 | 3.5 | 4.5 | 7.5 | 0 | 2.5
11 | 3 | 2042 | 2042-11-03 | 18.3 | 9.2 | 11.4 | 10.4 | 12.6 | 9.3 | 13.2 | 11 | 3 | 2042 | 2042-11-03 | 15.5 | 7 | 10 | 5.5 | 14.5 | 5.5 | 7.5
11 | 4 | 2042 | 2042-11-04 | 18.6 | 10.7 | 11.7 | 11.7 | 16.1 | 10.7 | 14.5 | 11 | 4 | 2042 | 2042-11-04 | 10.5 | 5 | 6.5 | 5 | 6.5 | 2.5 | 3.5
11 | 5 | 2042 | 2042-11-05 | 19 | 9.8 | 11.6 | 13.5 | 15.1 | 11.5 | 15 | 11 | 5 | 2042 | 2042-11-05 | 17 | 7.5 | 12.5 | 8.5 | 17.5 | 6.5 | 12
11 | 6 | 2042 | 2042-11-06 | 19.5 | 10.2 | 11.7 | 11.9 | 15.1 | 10.9 | 15.8 | 11 | 6 | 2042 | 2042-11-06 | 21.5 | 10.5 | 15 | 14 | 20.5 | 9 | 16
11 | 7 | 2042 | 2042-11-07 | 19.5 | 11.2 | 12.8 | 12.3 | 14.9 | 10.2 | 15.9 | 11 | 7 | 2042 | 2042-11-07 | 26 | 16 | 18.5 | 18.5 | 26.5 | 15.5 | 19
11 | 8 | 2042 | 2042-11-08 | 19.3 | 11 | 12.3 | 12.8 | 15.5 | 11.5 | 15.5 | 11 | 8 | 2042 | 2042-11-08 | 26 | 20.5 | 21.5 | 20.5 | 27 | 19 | 25
11 | 9 | 2042 | 2042-11-09 | 18 | 11 | 12.2 | 12.9 | 13.8 | 10.7 | 16 | 11 | 9 | 2042 | 2042-11-09 | 31 | 21 | 25 | 28 | 22 | 22.5 | 27
11 | 10 | 2042 | 2042-11-10 | 19.4 | 11.5 | 12.5 | 13.1 | 14.5 | 11 | 16.5 | 11 | 10 | 2042 | 2042-11-10 | 26.5 | 17 | 15.5 | 23.5 | 28 | 23.5 | 25.5
11 | 11 | 2042 | 2042-11-11 | 21.9 | 12.4 | 12.6 | 14.4 | 15.2 | 13 | 16.6 | 11 | 11 | 2042 | 2042-11-11 | 30.5 | 19 | 15.5 | 25 | 30 | 32.5 | 27.5
11 | 12 | 2042 | 2042-11-12 | 21.5 | 12.9 | 13.5 | 14.1 | 16.9 | 12.2 | 16 | 11 | 12 | 2042 | 2042-11-12 | 29.5 | 18.5 | 15 | 33 | 31.5 | 29.5 | 31.5
11 | 13 | 2042 | 2042-11-13 | 20.6 | 12.2 | 14 | 15.3 | 17.1 | 13.8 | 17.9 | 11 | 13 | 2042 | 2042-11-13 | 28.5 | 18.5 | 16.5 | 32.5 | 24 | 30.5 | 32.5
11 | 14 | 2042 | 2042-11-14 | 21.4 | 12.3 | 13.8 | 14.1 | 15.9 | 11.6 | 16.7 | 11 | 14 | 2042 | 2042-11-14 | 25.5 | 8.5 | 13 | 22 | 17 | 19 | 29
11 | 15 | 2042 | 2042-11-15 | 22.4 | 13.3 | 14.1 | 14.3 | 18 | 13.4 | 16.6 | 11 | 15 | 2042 | 2042-11-15 | 22 | 8 | 10.5 | 17 | 16.5 | 20 | 23
11 | 16 | 2042 | 2042-11-16 | 21.1 | 12.9 | 13.5 | 13.2 | 17 | 13.6 | 17.6 | 11 | 16 | 2042 | 2042-11-16 | 22.5 | 8 | 11 | 19.5 | 17.5 | 16 | 16
11 | 17 | 2042 | 2042-11-17 | 22.5 | 13.4 | 15 | 14.9 | 17.1 | 13.5 | 17.7 | 11 | 17 | 2042 | 2042-11-17 | 26.5 | 18 | 13.5 | 25.5 | 24.5 | 23.5 | 22.5
11 | 18 | 2042 | 2042-11-18 | 21.6 | 13.1 | 15.3 | 15.7 | 19.5 | 13.5 | 18 | 11 | 18 | 2042 | 2042-11-18 | 30.5 | 20 | 17.5 | 28 | 28.5 | 31.5 | 27
11 | 19 | 2042 | 2042-11-19 | 22.9 | 13.9 | 15.7 | 15.5 | 18.9 | 13.4 | 19.6 | 11 | 19 | 2042 | 2042-11-19 | 29 | 19 | 18.5 | 29.5 | 28 | 29.5 | 28
11 | 20 | 2042 | 2042-11-20 | 23.4 | 13.9 | 14.5 | 15.2 | 18 | 14 | 18.7 | 11 | 20 | 2042 | 2042-11-20 | 26.5 | 20 | 20.5 | 34 | 26 | 33.5 | 29.5
11 | 21 | 2042 | 2042-11-21 | 25.3 | 14 | 15.2 | 17.3 | 20.9 | 16.6 | 18.8 | 11 | 21 | 2042 | 2042-11-21 | 24.5 | 13 | 18 | 31.5 | 18 | 29.5 | 30.5
11 | 22 | 2042 | 2042-11-22 | 25.2 | 14.4 | 14.9 | 16.7 | 19.7 | 15.6 | 18.8 | 11 | 22 | 2042 | 2042-11-22 | 16.5 | 10.5 | 15 | 19.5 | 16.5 | 17 | 32.5
11 | 23 | 2042 | 2042-11-23 | 23.7 | 13.2 | 15 | 15.9 | 19.4 | 15.3 | 18.6 | 11 | 23 | 2042 | 2042-11-23 | 22 | 13.5 | 20 | 14 | 17.5 | 12.5 | 26.5
11 | 24 | 2042 | 2042-11-24 | 23.9 | 14.1 | 16.1 | 17.1 | 20.3 | 15.6 | 20.6 | 11 | 24 | 2042 | 2042-11-24 | 25.5 | 14.5 | 21 | 18.5 | 24.5 | 15.5 | 23.5
11 | 25 | 2042 | 2042-11-25 | 24.5 | 14.5 | 16.7 | 17 | 20.1 | 16.3 | 22.4 | 11 | 25 | 2042 | 2042-11-25 | 29.5 | 15 | 21 | 25.5 | 22 | 21.5 | 26.5
11 | 26 | 2042 | 2042-11-26 | 25.1 | 16.3 | 18 | 17.8 | 20.3 | 16.3 | 21.6 | 11 | 26 | 2042 | 2042-11-26 | 28 | 6.5 | 13 | 20 | 15 | 14.5 | 26.5
11 | 27 | 2042 | 2042-11-27 | 28.8 | 18.7 | 19.4 | 20.1 | 24.7 | 18.9 | 23.9 | 11 | 27 | 2042 | 2042-11-27 | 23.5 | 7 | 8.5 | 10.5 | 15 | 6 | 19
11 | 28 | 2042 | 2042-11-28 | 26.9 | 17.6 | 18.2 | 19.6 | 23.6 | 18.6 | 23.1 | 11 | 28 | 2042 | 2042-11-28 | 24.5 | 12 | 12 | 12.5 | 18.5 | 10 | 24.5
11 | 29 | 2042 | 2042-11-29 | 27.4 | 17.3 | 16.9 | 18.3 | 20.9 | 17.2 | 22 | 11 | 29 | 2042 | 2042-11-29 | 23.5 | 12 | 15.5 | 19 | 26 | 17.5 | 18
11 | 30 | 2042 | 2042-11-30 | 27.5 | 16.5 | 16.6 | 18.7 | 20.8 | 17.8 | 23 | 11 | 30 | 2042 | 2042-11-30 | 22.5 | 13.5 | 17 | 16.5 | 23 | 17 | 20.5
12 | 1 | 2042 | 2042-12-01 | 25.4 | 17.3 | 17 | 17 | 18.9 | 17.3 | 23.5 | 12 | 1 | 2042 | 2042-12-01 | 30.5 | 19 | 21.5 | 23.5 | 24.5 | 19.5 | 24.5
12 | 2 | 2042 | 2042-12-02 | 26.4 | 19.2 | 17.8 | 20.2 | 21.5 | 19.5 | 24.3 | 12 | 2 | 2042 | 2042-12-02 | 28 | 22.5 | 22.5 | 24.5 | 27 | 21 | 23
12 | 3 | 2042 | 2042-12-03 | 28.6 | 18.1 | 17.4 | 20.1 | 23 | 18.8 | 26.3 | 12 | 3 | 2042 | 2042-12-03 | 36 | 24 | 22.5 | 28 | 33 | 24.5 | 24
12 | 4 | 2042 | 2042-12-04 | 27.5 | 18.6 | 18.2 | 19.5 | 21 | 19.2 | 25 | 12 | 4 | 2042 | 2042-12-04 | 36 | 26 | 23.5 | 27 | 37.5 | 29 | 30
12 | 5 | 2042 | 2042-12-05 | 27.4 | 18.8 | 18.6 | 20.9 | 20.8 | 20.6 | 25.1 | 12 | 5 | 2042 | 2042-12-05 | 41 | 25.5 | 23.5 | 35 | 43.5 | 32.5 | 32.5
12 | 6 | 2042 | 2042-12-06 | 29.4 | 17.8 | 18.5 | 23.6 | 24.7 | 22.9 | 26.2 | 12 | 6 | 2042 | 2042-12-06 | 44 | 29 | 28 | 34 | 37 | 33.5 | 30.5
12 | 7 | 2042 | 2042-12-07 | 29.2 | 16.9 | 18.6 | 22.3 | 23.6 | 21.7 | 25.9 | 12 | 7 | 2042 | 2042-12-07 | 35 | 28.5 | 29.5 | 33.5 | 35 | 32.5 | 32
12 | 8 | 2042 | 2042-12-08 | 29.5 | 16.9 | 17.8 | 20.9 | 23.3 | 19.4 | 25.9 | 12 | 8 | 2042 | 2042-12-08 | 34 | 24.5 | 23 | 34.5 | 27 | 31.5 | 30.5
12 | 9 | 2042 | 2042-12-09 | 29.3 | 16.6 | 17.1 | 19.5 | 23.6 | 18.9 | 24.7 | 12 | 9 | 2042 | 2042-12-09 | 30.5 | 19.5 | 21.5 | 35 | 25 | 33.5 | 27.5
12 | 10 | 2042 | 2042-12-10 | 29.7 | 15.8 | 16.8 | 20.4 | 24.6 | 19.2 | 24.4 | 12 | 10 | 2042 | 2042-12-10 | 27.5 | 16.5 | 16 | 25 | 22.5 | 24 | 30
12 | 11 | 2042 | 2042-12-11 | 31.1 | 16.5 | 17.5 | 21.8 | 25.1 | 21.4 | 24.5 | 12 | 11 | 2042 | 2042-12-11 | 30 | 13 | 16 | 22 | 21 | 19 | 28
12 | 12 | 2042 | 2042-12-12 | 30.7 | 17.8 | 18.9 | 24 | 28.8 | 23.5 | 26.4 | 12 | 12 | 2042 | 2042-12-12 | 31 | 17.5 | 23 | 19 | 24 | 16.5 | 18.5
12 | 13 | 2042 | 2042-12-13 | 32.7 | 17.5 | 18.7 | 23.2 | 27.2 | 23.2 | 27.4 | 12 | 13 | 2042 | 2042-12-13 | 36 | 10 | 16 | 12.5 | 14.5 | 9 | 14.5
12 | 14 | 2042 | 2042-12-14 | 29.9 | 16.5 | 18.1 | 23 | 25.5 | 22.5 | 26.6 | 12 | 14 | 2042 | 2042-12-14 | 28.5 | 7 | 16 | 11.5 | 11.5 | 7.5 | 24
12 | 15 | 2042 | 2042-12-15 | 30.6 | 16 | 17.8 | 23.8 | 25.5 | 22.4 | 25.5 | 12 | 15 | 2042 | 2042-12-15 | 26 | 14 | 18.5 | 16.5 | 21.5 | 14 | 21
12 | 16 | 2042 | 2042-12-16 | 32.7 | 17.4 | 18.3 | 24.3 | 27.6 | 22.6 | 28.6 | 12 | 16 | 2042 | 2042-12-16 | 21 | 9.5 | 15 | 13.5 | 11 | 10.5 | 23.5
12 | 17 | 2042 | 2042-12-17 | 32.8 | 16.4 | 18.2 | 23.7 | 27 | 21.8 | 28.3 | 12 | 17 | 2042 | 2042-12-17 | 21.5 | 9.5 | 14 | 12 | 19.5 | 9.5 | 26
12 | 18 | 2042 | 2042-12-18 | 31.2 | 16.9 | 17.7 | 23.3 | 24.4 | 21.1 | 26 | 12 | 18 | 2042 | 2042-12-18 | 19.5 | 11.5 | 13.5 | 9 | 18.5 | 8 | 17
12 | 19 | 2042 | 2042-12-19 | 30.5 | 17.1 | 18.1 | 23.4 | 25.6 | 21.6 | 25.9 | 12 | 19 | 2042 | 2042-12-19 | 21 | 13.5 | 15 | 14.5 | 18.5 | 12 | 21
12 | 20 | 2042 | 2042-12-20 | 31.7 | 18.2 | 19.3 | 25.1 | 26.6 | 23.1 | 28 | 12 | 20 | 2042 | 2042-12-20 | 24.5 | 13.5 | 20.5 | 12 | 19 | 10 | 18.5
12 | 21 | 2042 | 2042-12-21 | 68.81 | 41.69 | 40.78 | 58.15 | 59.53 | 60.73 | 56.55 | 12 | 21 | 2042 | 2042-12-21 | 28 | 21.5 | 26.5 | 20.5 | 27.5 | 18.5 | 26
12 | 22 | 2042 | 2042-12-22 | 32.4 | 18.6 | 20.3 | 27.2 | 27.4 | 24.6 | 29.5 | 12 | 22 | 2042 | 2042-12-22 | 32.5 | 18 | 20 | 22 | 27.5 | 20 | 30.5
12 | 23 | 2042 | 2042-12-23 | 33.7 | 20.2 | 21 | 27.5 | 28.3 | 25.6 | 31.1 | 12 | 23 | 2042 | 2042-12-23 | 28 | 16 | 17.5 | 20 | 19 | 18.5 | 27
12 | 24 | 2042 | 2042-12-24 | 34.8 | 19.3 | 20.5 | 28.8 | 30.1 | 27.6 | 31 | 12 | 24 | 2042 | 2042-12-24 | 27 | 22 | 19.5 | 22.5 | 25 | 24 | 26.5
12 | 25 | 2042 | 2042-12-25 | 34.8 | 20.3 | 20.2 | 27.8 | 27.7 | 27.1 | 30.1 | 12 | 25 | 2042 | 2042-12-25 | 30.5 | 25.5 | 21.5 | 27 | 28 | 24.5 | 26
12 | 26 | 2042 | 2042-12-26 | 32.6 | 19.4 | 19.7 | 24.6 | 25.8 | 24.1 | 28.2 | 12 | 26 | 2042 | 2042-12-26 | 35.5 | 21.5 | 22.5 | 25.5 | 27.5 | 21.5 | 27.5
12 | 27 | 2042 | 2042-12-27 | 33.6 | 20 | 19.3 | 25.4 | 25.5 | 24.3 | 28.7 | 12 | 27 | 2042 | 2042-12-27 | 31.5 | 21.5 | 22 | 27 | 27.5 | 26 | 28.5
12 | 28 | 2042 | 2042-12-28 | 32.6 | 19.1 | 18.6 | 24.2 | 25.9 | 24.4 | 27.5 | 12 | 28 | 2042 | 2042-12-28 | 32.5 | 20.5 | 20.5 | 26 | 27.5 | 25 | 33
12 | 29 | 2042 | 2042-12-29 | 31.7 | 17.9 | 17.9 | 23.1 | 25.8 | 22 | 27.4 | 12 | 29 | 2042 | 2042-12-29 | 31 | 14.5 | 14.5 | 13.5 | 18.5 | 12 | 16.5
12 | 30 | 2042 | 2042-12-30 | 31.9 | 18.9 | 17.9 | 22.6 | 25.1 | 23.2 | 26.2 | 12 | 30 | 2042 | 2042-12-30 | 29 | 20 | 22 | 18.5 | 23.5 | 18 | 18.5
12 | 31 | 2042 | 2042-12-31 | 32.1 | 18.2 | 19.1 | 24.3 | 25.8 | 23 | 26.7 | 12 | 31 | 2042 | 2042-12-31 | 35 | 24 | 25 | 31 | 33 | 28.5 | 27.5
1 | 1 | 2043 | 2043-01-01 | 32.6 | 18.9 | 19.5 | 25.9 | 25.1 | 24.2 | 28.4 | 1 | 1 | 2043 | 2043-01-01 | 46.5 | 24 | 25.5 | 29.5 | 32 | 26.5 | 32
1 | 2 | 2043 | 2043-01-02 | 33.7 | 19.5 | 19.7 | 27.3 | 26.4 | 24.8 | 28.8 | 1 | 2 | 2043 | 2043-01-02 | 44 | 20 | 25.5 | 29 | 25.5 | 30 | 33.5
1 | 3 | 2043 | 2043-01-03 | 34.6 | 18.6 | 19.6 | 25.8 | 26.5 | 25.3 | 28.6 | 1 | 3 | 2043 | 2043-01-03 | 38 | 10 | 15.5 | 16.5 | 17 | 14 | 20.5
1 | 4 | 2043 | 2043-01-04 | 34.4 | 19.1 | 19.7 | 26.3 | 27.6 | 24.6 | 29.6 | 1 | 4 | 2043 | 2043-01-04 | 31.5 | 10 | 15 | 13.5 | 19.5 | 9.5 | 15
1 | 5 | 2043 | 2043-01-05 | 34.5 | 20.1 | 20.3 | 28 | 28 | 26.1 | 30.3 | 1 | 5 | 2043 | 2043-01-05 | 29 | 15 | 17 | 15.5 | 20.5 | 15 | 23
1 | 6 | 2043 | 2043-01-06 | 33.6 | 20 | 20.2 | 27.9 | 28.2 | 25.4 | 29.3 | 1 | 6 | 2043 | 2043-01-06 | 24.5 | 19.5 | 21.5 | 14.5 | 25.5 | 11 | 22
1 | 7 | 2043 | 2043-01-07 | 32 | 19.5 | 19.5 | 26.7 | 26.1 | 23.7 | 28.5 | 1 | 7 | 2043 | 2043-01-07 | 31 | 23.5 | 25 | 23 | 30.5 | 21 | 22.5
1 | 8 | 2043 | 2043-01-08 | 31.9 | 19.2 | 19.3 | 26.1 | 25.7 | 23.4 | 27.9 | 1 | 8 | 2043 | 2043-01-08 | 31.5 | 24 | 22 | 27 | 27.5 | 26.5 | 29.5
1 | 9 | 2043 | 2043-01-09 | 32.5 | 18.7 | 19.3 | 25.5 | 26 | 22.9 | 28.5 | 1 | 9 | 2043 | 2043-01-09 | 19.5 | 13 | 16 | 25.5 | 18 | 25.5 | 26
1 | 10 | 2043 | 2043-01-10 | 32.2 | 19.4 | 19.4 | 24.7 | 25.9 | 23.1 | 27.1 | 1 | 10 | 2043 | 2043-01-10 | 21.5 | 10.5 | 13.5 | 16.5 | 17 | 14.5 | 27.5
1 | 11 | 2043 | 2043-01-11 | 31.6 | 18.4 | 18.2 | 24.9 | 24.9 | 23.8 | 28.2 | 1 | 11 | 2043 | 2043-01-11 | 26 | 16.5 | 15 | 28 | 26.5 | 25 | 24
1 | 12 | 2043 | 2043-01-12 | 32.9 | 19.2 | 18.9 | 26.1 | 27.2 | 23.7 | 26.6 | 1 | 12 | 2043 | 2043-01-12 | 28 | 18.5 | 18 | 27.5 | 24.5 | 26 | 26.5
1 | 13 | 2043 | 2043-01-13 | 34.1 | 20 | 19.1 | 25.4 | 27.1 | 23.7 | 27.6 | 1 | 13 | 2043 | 2043-01-13 | 34.5 | 19.5 | 19 | 28.5 | 27.5 | 28 | 33.5
1 | 14 | 2043 | 2043-01-14 | 33.1 | 21.1 | 20.3 | 26.5 | 25.6 | 25.6 | 28.9 | 1 | 14 | 2043 | 2043-01-14 | 30 | 20.5 | 21 | 29.5 | 29 | 29 | 29.5
1 | 15 | 2043 | 2043-01-15 | 33.5 | 21 | 20.4 | 24.9 | 25.5 | 24 | 27 | 1 | 15 | 2043 | 2043-01-15 | 33 | 23.5 | 25.5 | 32 | 29 | 30.5 | 29.5
1 | 16 | 2043 | 2043-01-16 | 31.9 | 20.3 | 19.9 | 23.9 | 23.9 | 22.8 | 27 | 1 | 16 | 2043 | 2043-01-16 | 25 | 21 | 22 | 31 | 31 | 29 | 30
1 | 17 | 2043 | 2043-01-17 | 31.2 | 18.2 | 18.3 | 21.4 | 21.6 | 20.9 | 24.9 | 1 | 17 | 2043 | 2043-01-17 | 20 | 13.5 | 16 | 27 | 23 | 21.5 | 24
1 | 18 | 2043 | 2043-01-18 | 30.3 | 15.7 | 17.4 | 19.6 | 19.9 | 18.4 | 24.1 | 1 | 18 | 2043 | 2043-01-18 | 24.5 | 12 | 16.5 | 16.5 | 25.5 | 12 | 25
1 | 19 | 2043 | 2043-01-19 | 29.7 | 16.5 | 17 | 20.8 | 21.2 | 18.1 | 23.2 | 1 | 19 | 2043 | 2043-01-19 | 24.5 | 13 | 18.5 | 14.5 | 17 | 9.5 | 23
1 | 20 | 2043 | 2043-01-20 | 30.9 | 17.4 | 17.5 | 21.5 | 23.3 | 20.1 | 23.6 | 1 | 20 | 2043 | 2043-01-20 | 20.5 | 21 | 22.5 | 23.5 | 22.5 | 21 | 24.5
1 | 21 | 2043 | 2043-01-21 | 30.6 | 16.5 | 17.7 | 22.3 | 24.3 | 20.2 | 23.8 | 1 | 21 | 2043 | 2043-01-21 | 26.5 | 24 | 23.5 | 23.5 | 25.5 | 21.5 | 24.5
1 | 22 | 2043 | 2043-01-22 | 29.5 | 17.7 | 17.9 | 20.1 | 22.6 | 18.4 | 24.2 | 1 | 22 | 2043 | 2043-01-22 | 31.5 | 20 | 18.5 | 22.5 | 26 | 19 | 26
1 | 23 | 2043 | 2043-01-23 | 30.2 | 19.3 | 18.6 | 21.4 | 23.7 | 19.6 | 24 | 1 | 23 | 2043 | 2043-01-23 | 27 | 20 | 13.5 | 13 | 15.5 | 12.5 | 16.5
1 | 24 | 2043 | 2043-01-24 | 32.7 | 20.1 | 18.5 | 23.1 | 25.3 | 21.4 | 25.3 | 1 | 24 | 2043 | 2043-01-24 | 23.5 | 19.5 | 19 | 15.5 | 21.5 | 15 | 23.5
1 | 25 | 2043 | 2043-01-25 | 32.7 | 20.6 | 20.1 | 23.9 | 25.9 | 21.5 | 25.5 | 1 | 25 | 2043 | 2043-01-25 | 26 | 17.5 | 20 | 21 | 18.5 | 22.5 | 23.5
1 | 26 | 2043 | 2043-01-26 | 31.6 | 19.6 | 18.2 | 22.7 | 23.9 | 21 | 25 | 1 | 26 | 2043 | 2043-01-26 | 25 | 17 | 20.5 | 20.5 | 17 | 26.5 | 30
1 | 27 | 2043 | 2043-01-27 | 30.8 | 16.1 | 16.9 | 20.2 | 22.1 | 19.4 | 22.5 | 1 | 27 | 2043 | 2043-01-27 | 22.5 | 23 | 22.5 | 20.5 | 12 | 20 | 26
1 | 28 | 2043 | 2043-01-28 | 30.2 | 15.3 | 16.4 | 20.2 | 22.9 | 18.2 | 22.5 | 1 | 28 | 2043 | 2043-01-28 | 26 | 20 | 15.5 | 26 | 25 | 25 | 27
1 | 29 | 2043 | 2043-01-29 | 29.5 | 16 | 15.9 | 20.9 | 23.1 | 19 | 23.3 | 1 | 29 | 2043 | 2043-01-29 | 30.5 | 22.5 | 16.5 | 29 | 30 | 28 | 27.5
1 | 30 | 2043 | 2043-01-30 | 30.7 | 16.6 | 16.4 | 20.3 | 22 | 18.5 | 24.3 | 1 | 30 | 2043 | 2043-01-30 | 30 | 23 | 20.5 | 29.5 | 23.5 | 28.5 | 33
1 | 31 | 2043 | 2043-01-31 | 29.5 | 16.7 | 16.6 | 20.2 | 22.6 | 19 | 22.6 | 1 | 31 | 2043 | 2043-01-31 | 28.5 | 17 | 18.5 | 29 | 17.5 | 27.5 | 29.5
2 | 1 | 2043 | 2043-02-01 | 29.6 | 16.7 | 17.1 | 21.1 | 22.7 | 19.1 | 22.5 | 2 | 1 | 2043 | 2043-02-01 | 23 | 15 | 14 | 28.5 | 13 | 26 | 28
2 | 2 | 2043 | 2043-02-02 | 30.6 | 17.4 | 17.9 | 22.8 | 24.1 | 20.3 | 24.1 | 2 | 2 | 2043 | 2043-02-02 | 19 | 17 | 18.5 | 16.5 | 15.5 | 14.5 | 25.5
2 | 3 | 2043 | 2043-02-03 | 31.9 | 17.9 | 18.8 | 24.8 | 25.6 | 22.1 | 24.7 | 2 | 3 | 2043 | 2043-02-03 | 19.5 | 31 | 25.5 | 21.5 | 22 | 20.5 | 26
2 | 4 | 2043 | 2043-02-04 | 30.6 | 17.3 | 18.3 | 25.1 | 25.9 | 22.6 | 24.8 | 2 | 4 | 2043 | 2043-02-04 | 26.5 | 39.5 | 33.5 | 32 | 31 | 30 | 30
2 | 5 | 2043 | 2043-02-05 | 29.9 | 16.7 | 17.3 | 23.2 | 24.9 | 20.3 | 23.2 | 2 | 5 | 2043 | 2043-02-05 | 34 | 35.5 | 34.5 | 38.5 | 34.5 | 38.5 | 40
2 | 6 | 2043 | 2043-02-06 | 31.1 | 17.6 | 17.9 | 23 | 24.3 | 20.6 | 23.2 | 2 | 6 | 2043 | 2043-02-06 | 40 | 31.5 | 34 | 45.5 | 38 | 42 | 48
2 | 7 | 2043 | 2043-02-07 | 31.7 | 16.7 | 18.1 | 23.4 | 23.9 | 21 | 23.6 | 2 | 7 | 2043 | 2043-02-07 | 43 | 33 | 33 | 48 | 40 | 44.5 | 51
2 | 8 | 2043 | 2043-02-08 | 28.5 | 16.8 | 17.6 | 22 | 23.2 | 19.8 | 24.1 | 2 | 8 | 2043 | 2043-02-08 | 39.5 | 30 | 30.5 | 42.5 | 34 | 39.5 | 43
2 | 9 | 2043 | 2043-02-09 | 27.1 | 14.9 | 16.7 | 20.4 | 23.1 | 19 | 22 | 2 | 9 | 2043 | 2043-02-09 | 31 | 34.5 | 30.5 | 37 | 35 | 37.5 | 36.5
2 | 10 | 2043 | 2043-02-10 | 27.7 | 16.3 | 17 | 20.9 | 22.9 | 17.5 | 22.1 | 2 | 10 | 2043 | 2043-02-10 | 39 | 35 | 36 | 37.5 | 38 | 35 | 38
2 | 11 | 2043 | 2043-02-11 | 26.9 | 16.6 | 16.9 | 19.5 | 21.8 | 17.3 | 20.4 | 2 | 11 | 2043 | 2043-02-11 | 34 | 36.5 | 30.5 | 33 | 24.5 | 31 | 44.5
2 | 12 | 2043 | 2043-02-12 | 25.6 | 17.1 | 17.3 | 20.1 | 21 | 18.5 | 20.7 | 2 | 12 | 2043 | 2043-02-12 | 28 | 33 | 26 | 28.5 | 20 | 27 | 37
2 | 13 | 2043 | 2043-02-13 | 26 | 16.9 | 17.6 | 19.9 | 21.9 | 16.8 | 21 | 2 | 13 | 2043 | 2043-02-13 | 24.5 | 28.5 | 26 | 27 | 20 | 25.5 | 34
2 | 14 | 2043 | 2043-02-14 | 26.8 | 15.6 | 16.8 | 19.2 | 22.3 | 17.6 | 19.9 | 2 | 14 | 2043 | 2043-02-14 | 21.5 | 29.5 | 24 | 33.5 | 28.5 | 32 | 30.5
2 | 15 | 2043 | 2043-02-15 | 26.8 | 15.7 | 17 | 20.5 | 22 | 18.7 | 20.2 | 2 | 15 | 2043 | 2043-02-15 | 25 | 22.5 | 23.5 | 29.5 | 24 | 27 | 30
2 | 16 | 2043 | 2043-02-16 | 25.8 | 16.2 | 17.4 | 21.4 | 22.9 | 19 | 21.6 | 2 | 16 | 2043 | 2043-02-16 | 28 | 24 | 24.5 | 27.5 | 24.5 | 31 | 28
2 | 17 | 2043 | 2043-02-17 | 25.8 | 16.7 | 17.8 | 22.2 | 22.6 | 19.7 | 22.1 | 2 | 17 | 2043 | 2043-02-17 | 30 | 24.5 | 25 | 29.5 | 30 | 27.5 | 27
2 | 18 | 2043 | 2043-02-18 | 26.4 | 16.1 | 17 | 19.5 | 20.2 | 17.9 | 20.8 | 2 | 18 | 2043 | 2043-02-18 | 31 | 29.5 | 24.5 | 32 | 27 | 31 | 37
2 | 19 | 2043 | 2043-02-19 | 24.7 | 15.5 | 15.9 | 19.2 | 20.3 | 17.3 | 20.6 | 2 | 19 | 2043 | 2043-02-19 | 32 | 25 | 23 | 26.5 | 30 | 28.5 | 40
2 | 20 | 2043 | 2043-02-20 | 23.4 | 14.2 | 15.2 | 18.4 | 19.7 | 16.7 | 19.4 | 2 | 20 | 2043 | 2043-02-20 | 31 | 22.5 | 23 | 29.5 | 26 | 30 | 39
2 | 21 | 2043 | 2043-02-21 | 23.2 | 14.6 | 16 | 17.2 | 19.7 | 15.5 | 17.9 | 2 | 21 | 2043 | 2043-02-21 | 33 | 22.5 | 24 | 33.5 | 34.5 | 36.5 | 33
2 | 22 | 2043 | 2043-02-22 | 21.6 | 16.9 | 17.2 | 18.5 | 20.9 | 16.2 | 19 | 2 | 22 | 2043 | 2043-02-22 | 35.5 | 23 | 26.5 | 30 | 32 | 30.5 | 37
2 | 23 | 2043 | 2043-02-23 | 23 | 16.9 | 17.8 | 17.9 | 21.2 | 16.3 | 19.3 | 2 | 23 | 2043 | 2043-02-23 | 29 | 21 | 22.5 | 24 | 22 | 27 | 37.5
2 | 24 | 2043 | 2043-02-24 | 24 | 16 | 16.9 | 18.7 | 20.5 | 16.2 | 18.1 | 2 | 24 | 2043 | 2043-02-24 | 25.5 | 21.5 | 22 | 31.5 | 28 | 33 | 33
2 | 25 | 2043 | 2043-02-25 | 24.5 | 15.6 | 17.4 | 18.4 | 22.1 | 16.6 | 18.6 | 2 | 25 | 2043 | 2043-02-25 | 34 | 26 | 23.5 | 35.5 | 45.5 | 33 | 35
2 | 26 | 2043 | 2043-02-26 | 23.4 | 16.9 | 17.5 | 18.6 | 22.4 | 16.4 | 20.1 | 2 | 26 | 2043 | 2043-02-26 | 42.5 | 27 | 25 | 39.5 | 44 | 38.5 | 38.5
2 | 27 | 2043 | 2043-02-27 | 24 | 15.9 | 17.8 | 18.4 | 20.8 | 15.7 | 20.5 | 2 | 27 | 2043 | 2043-02-27 | 28 | 22 | 24.5 | 37.5 | 43.5 | 36.5 | 31.5
2 | 28 | 2043 | 2043-02-28 | 23 | 15.7 | 17.1 | 17.5 | 19.2 | 16.7 | 18.5 | 2 | 28 | 2043 | 2043-02-28 | 31.5 | 23.5 | 24.5 | 39 | 46 | 34.5 | 41
3 | 1 | 2043 | 2043-03-01 | 22.2 | 14.4 | 15 | 16.1 | 18.7 | 14.8 | 17.2 | 3 | 1 | 2043 | 2043-03-01 | 34 | 23.5 | 22.5 | 41 | 35.5 | 40.5 | 38.5
3 | 2 | 2043 | 2043-03-02 | 22.6 | 14.8 | 15.5 | 15.4 | 18.3 | 13.2 | 17.6 | 3 | 2 | 2043 | 2043-03-02 | 36.5 | 25 | 19 | 39 | 37 | 40 | 34
3 | 3 | 2043 | 2043-03-03 | 21.8 | 13.8 | 15 | 14.6 | 18.3 | 12.7 | 17.4 | 3 | 3 | 2043 | 2043-03-03 | 38 | 23 | 24 | 40 | 43 | 38 | 39
3 | 4 | 2043 | 2043-03-04 | 20.8 | 14.3 | 14.8 | 13.6 | 17.2 | 11.7 | 17 | 3 | 4 | 2043 | 2043-03-04 | 37.5 | 23 | 28 | 48.5 | 43.5 | 43 | 43
3 | 5 | 2043 | 2043-03-05 | 20.3 | 14 | 13.7 | 13.5 | 16.7 | 11.9 | 17.3 | 3 | 5 | 2043 | 2043-03-05 | 30.5 | 22.5 | 26 | 48.5 | 41.5 | 45.5 | 41.5
3 | 6 | 2043 | 2043-03-06 | 20.8 | 12.8 | 14.1 | 13.9 | 16.3 | 12.2 | 16.1 | 3 | 6 | 2043 | 2043-03-06 | 21 | 26.5 | 24.5 | 39 | 35 | 36.5 | 33.5
3 | 7 | 2043 | 2043-03-07 | 20.2 | 12.2 | 14.6 | 13.4 | 16.6 | 10.6 | 15.5 | 3 | 7 | 2043 | 2043-03-07 | 29 | 21 | 24.5 | 28.5 | 33.5 | 26 | 29.5
3 | 8 | 2043 | 2043-03-08 | 19.3 | 11.7 | 13.8 | 13.2 | 16.6 | 11.3 | 15.2 | 3 | 8 | 2043 | 2043-03-08 | 33.5 | 23 | 27.5 | 29.5 | 32.5 | 28.5 | 36.5
3 | 9 | 2043 | 2043-03-09 | 17.8 | 12.9 | 14.2 | 12.8 | 16.3 | 10.3 | 15.1 | 3 | 9 | 2043 | 2043-03-09 | 35.5 | 24.5 | 25.5 | 35.5 | 34.5 | 33.5 | 39
3 | 10 | 2043 | 2043-03-10 | 19 | 11.9 | 13.5 | 12.7 | 14.9 | 10.3 | 13.9 | 3 | 10 | 2043 | 2043-03-10 | 31 | 23 | 23 | 32.5 | 34.5 | 30 | 38.5
3 | 11 | 2043 | 2043-03-11 | 19.1 | 12.7 | 13.5 | 12.7 | 16.6 | 10.9 | 14.6 | 3 | 11 | 2043 | 2043-03-11 | 30 | 20.5 | 24 | 36.5 | 30.5 | 34 | 40.5
3 | 12 | 2043 | 2043-03-12 | 19.8 | 13.3 | 13.7 | 13.9 | 17.1 | 11 | 14.4 | 3 | 12 | 2043 | 2043-03-12 | 25 | 19.5 | 19 | 27 | 21.5 | 27 | 25.5
3 | 13 | 2043 | 2043-03-13 | 20.7 | 13.3 | 14.7 | 14 | 18.3 | 11.6 | 15.3 | 3 | 13 | 2043 | 2043-03-13 | 27 | 18 | 21 | 22 | 28.5 | 21.5 | 22
3 | 14 | 2043 | 2043-03-14 | 21.3 | 13.2 | 15.4 | 15 | 19.8 | 12.7 | 16 | 3 | 14 | 2043 | 2043-03-14 | 30.5 | 16.5 | 16.5 | 26.5 | 25 | 21.5 | 28
3 | 15 | 2043 | 2043-03-15 | 21.5 | 13.6 | 14.5 | 15 | 18.9 | 12.5 | 15.7 | 3 | 15 | 2043 | 2043-03-15 | 24 | 12 | 14.5 | 24 | 21.5 | 23 | 22.5
3 | 16 | 2043 | 2043-03-16 | 20.6 | 12.8 | 13.1 | 14.9 | 17.9 | 12 | 15 | 3 | 16 | 2043 | 2043-03-16 | 21 | 12.5 | 7 | 25.5 | 19 | 23 | 23.5
3 | 17 | 2043 | 2043-03-17 | 19.8 | 11.5 | 13.6 | 14.2 | 18.1 | 11.4 | 14 | 3 | 17 | 2043 | 2043-03-17 | 20 | 12 | 8.5 | 21.5 | 23.5 | 19.5 | 20.5
3 | 18 | 2043 | 2043-03-18 | 19.3 | 12.4 | 14.2 | 13.8 | 16.8 | 10.8 | 15.1 | 3 | 18 | 2043 | 2043-03-18 | 19.5 | 11.5 | 0 | 20.5 | 26 | 19.5 | 17
3 | 19 | 2043 | 2043-03-19 | 19.4 | 12.2 | 13.8 | 13.3 | 16.3 | 11.3 | 14.7 | 3 | 19 | 2043 | 2043-03-19 | 17 | 7.5 | 0 | 18.5 | 21.5 | 14 | 14
3 | 20 | 2043 | 2043-03-20 | 19.4 | 12 | 14.1 | 13.6 | 16.5 | 11 | 14.9 | 3 | 20 | 2043 | 2043-03-20 | 16 | 6 | 0 | 13.5 | 16.5 | 11 | 11.5
3 | 21 | 2043 | 2043-03-21 | 18.4 | 12.4 | 15.1 | 13.9 | 18.4 | 10.8 | 15.2 | 3 | 21 | 2043 | 2043-03-21 | 14.5 | 12 | 12 | 11 | 12.5 | 9.5 | 9
3 | 22 | 2043 | 2043-03-22 | 19.7 | 13.1 | 15.2 | 14.3 | 20.9 | 12.4 | 16 | 3 | 22 | 2043 | 2043-03-22 | 12 | 8.5 | 12.5 | 7.5 | 17.5 | 2.5 | 9
3 | 23 | 2043 | 2043-03-23 | 19.4 | 11.9 | 13.9 | 13.6 | 19.9 | 11.8 | 15.4 | 3 | 23 | 2043 | 2043-03-23 | 16 | 9 | 10 | 9 | 17 | 5.5 | 11.5
3 | 24 | 2043 | 2043-03-24 | 17.2 | 11.1 | 12.9 | 12.8 | 16.6 | 10.6 | 14.8 | 3 | 24 | 2043 | 2043-03-24 | 17 | 13 | 14.5 | 14 | 15 | 10.5 | 12
3 | 25 | 2043 | 2043-03-25 | 16.3 | 11.8 | 13.4 | 11.7 | 15.8 | 10.1 | 13 | 3 | 25 | 2043 | 2043-03-25 | 15.5 | 12 | 14 | 8.5 | 15.5 | 5.5 | 14.5
3 | 26 | 2043 | 2043-03-26 | 15.2 | 11 | 12.4 | 10.3 | 15 | 8.9 | 12.7 | 3 | 26 | 2043 | 2043-03-26 | 13 | 10 | 12 | 13.5 | 18.5 | 8.5 | 15
3 | 27 | 2043 | 2043-03-27 | 14.1 | 10.4 | 11.1 | 9.7 | 14.1 | 8.3 | 12.1 | 3 | 27 | 2043 | 2043-03-27 | 16.5 | 7.5 | 10 | 18 | 18.5 | 15.5 | 16
3 | 28 | 2043 | 2043-03-28 | 15.4 | 11.6 | 12.8 | 10.5 | 14.8 | 8.9 | 12.6 | 3 | 28 | 2043 | 2043-03-28 | 18.5 | 8 | 11 | 13.5 | 14.5 | 9 | 15
3 | 29 | 2043 | 2043-03-29 | 16.2 | 12.5 | 14 | 12 | 16.7 | 10.2 | 12.7 | 3 | 29 | 2043 | 2043-03-29 | 18.5 | 9.5 | 13 | 14.5 | 17 | 11 | 10.5
3 | 30 | 2043 | 2043-03-30 | 15.5 | 11.5 | 12.7 | 10.7 | 15.2 | 9.3 | 13 | 3 | 30 | 2043 | 2043-03-30 | 18.5 | 10.5 | 11 | 12.5 | 17.5 | 9 | 13.5
3 | 31 | 2043 | 2043-03-31 | 14.9 | 12.2 | 12.8 | 10 | 14.5 | 8.9 | 12.1 | 3 | 31 | 2043 | 2043-03-31 | 16 | 11.5 | 10 | 9.5 | 12 | 5.5 | 12
4 | 1 | 2043 | 2043-04-01 | 14.4 | 11.6 | 12 | 9.5 | 15 | 7.7 | 10.9 | 4 | 1 | 2043 | 2043-04-01 | 13 | 7 | 2.5 | 7.5 | 10.5 | 5 | 8
4 | 2 | 2043 | 2043-04-02 | 13.7 | 10.1 | 10.4 | 7.4 | 12.2 | 6.6 | 9.5 | 4 | 2 | 2043 | 2043-04-02 | 12.5 | 4.5 | 2 | 6.5 | 10.5 | 4.5 | 1.5
4 | 3 | 2043 | 2043-04-03 | 11.9 | 10.2 | 10.5 | 6.8 | 11.6 | 4.9 | 8.7 | 4 | 3 | 2043 | 2043-04-03 | 9.5 | 7.5 | 10 | 4.5 | 11 | 2 | 5
4 | 4 | 2043 | 2043-04-04 | 12 | 11.1 | 12.2 | 7.7 | 13.6 | 5.6 | 10.4 | 4 | 4 | 2043 | 2043-04-04 | 11 | 4 | 12 | 6.5 | 8.5 | 4.5 | 8.5
4 | 5 | 2043 | 2043-04-05 | 14.4 | 11.4 | 13.2 | 9.9 | 16.3 | 8 | 11.2 | 4 | 5 | 2043 | 2043-04-05 | 10 | 6.5 | 11.5 | 5 | 14.5 | 2.5 | 8
4 | 6 | 2043 | 2043-04-06 | 17 | 11.9 | 14 | 11.4 | 17.2 | 9.1 | 12.7 | 4 | 6 | 2043 | 2043-04-06 | 18.5 | 10.5 | 14.5 | 13 | 13 | 11.5 | 13.5
4 | 7 | 2043 | 2043-04-07 | 17 | 11.7 | 12.7 | 12.1 | 16.4 | 9.6 | 12.9 | 4 | 7 | 2043 | 2043-04-07 | 7.5 | 10 | 13.5 | 6.5 | 9 | 5.5 | 10.5
4 | 8 | 2043 | 2043-04-08 | 16.2 | 12.2 | 12.8 | 11.1 | 15.1 | 9.4 | 12.1 | 4 | 8 | 2043 | 2043-04-08 | 8 | 12 | 11 | 8.5 | 10.5 | 7 | 10.5
4 | 9 | 2043 | 2043-04-09 | 16.8 | 11.2 | 13 | 11.4 | 15 | 9.4 | 12.1 | 4 | 9 | 2043 | 2043-04-09 | 14 | 9.5 | 7.5 | 12 | 16.5 | 10.5 | 11.5
4 | 10 | 2043 | 2043-04-10 | 15.8 | 10.2 | 11.9 | 10.7 | 15 | 9.1 | 10.5 | 4 | 10 | 2043 | 2043-04-10 | 15 | 12 | 15 | 13.5 | 19.5 | 11 | 10
4 | 11 | 2043 | 2043-04-11 | 14.2 | 10.1 | 11.7 | 9.3 | 15.4 | 7.4 | 9.5 | 4 | 11 | 2043 | 2043-04-11 | 15 | 13.5 | 12 | 10.5 | 13 | 11 | 12
4 | 12 | 2043 | 2043-04-12 | 14.5 | 9.9 | 11.4 | 9.1 | 14.8 | 7.3 | 10.4 | 4 | 12 | 2043 | 2043-04-12 | 14.5 | 10 | 9.5 | 8.5 | 14.5 | 9.5 | 11.5
4 | 13 | 2043 | 2043-04-13 | 13.5 | 10.2 | 11.7 | 8.4 | 14.2 | 6.5 | 9.9 | 4 | 13 | 2043 | 2043-04-13 | 15 | 12 | 14 | 12 | 14 | 9.5 | 13
4 | 14 | 2043 | 2043-04-14 | 13 | 8.7 | 10.5 | 7.6 | 13.2 | 5.7 | 7.5 | 4 | 14 | 2043 | 2043-04-14 | 17.5 | 12.5 | 16 | 15.5 | 17.5 | 14 | 13.5
4 | 15 | 2043 | 2043-04-15 | 13 | 8.8 | 9.9 | 7.5 | 12.3 | 5.7 | 8.4 | 4 | 15 | 2043 | 2043-04-15 | 17.5 | 11 | 13.5 | 13.5 | 19 | 9 | 17.5
4 | 16 | 2043 | 2043-04-16 | 13.6 | 8.3 | 9.7 | 8 | 13.7 | 5.9 | 8.5 | 4 | 16 | 2043 | 2043-04-16 | 13.5 | 13 | 13 | 8.5 | 12 | 8 | 6
4 | 17 | 2043 | 2043-04-17 | 13.2 | 7.2 | 9.3 | 8.3 | 13.5 | 5.8 | 9 | 4 | 17 | 2043 | 2043-04-17 | 11.5 | 6.5 | 6 | 4 | 4 | 2.5 | 4.5
4 | 18 | 2043 | 2043-04-18 | 12.8 | 8.2 | 9.9 | 8.6 | 13.2 | 6.2 | 8.6 | 4 | 18 | 2043 | 2043-04-18 | 7 | 5.5 | 6 | 0.5 | 1.5 | 0 | 1
4 | 19 | 2043 | 2043-04-19 | 13.8 | 9.1 | 11 | 8.8 | 13.1 | 5.9 | 8.2 | 4 | 19 | 2043 | 2043-04-19 | 0.5 | 7 | 7.5 | 0 | 0 | 0 | 0
4 | 20 | 2043 | 2043-04-20 | 13.5 | 7.6 | 10 | 8.3 | 12.9 | 6.3 | 8.6 | 4 | 20 | 2043 | 2043-04-20 | 8 | 10 | 7.5 | 5.5 | 9 | 3 | 0
4 | 21 | 2043 | 2043-04-21 | 12.7 | 7 | 9.4 | 6.9 | 11.8 | 5.1 | 7.6 | 4 | 21 | 2043 | 2043-04-21 | 7.5 | 9 | 10.5 | 5.5 | 12 | 4 | 1.5
4 | 22 | 2043 | 2043-04-22 | 11.2 | 6.7 | 8 | 6.4 | 12 | 4.3 | 5.9 | 4 | 22 | 2043 | 2043-04-22 | 10.5 | 9 | 13 | 5.5 | 8 | 2 | 6
4 | 23 | 2043 | 2043-04-23 | 11.7 | 6.4 | 8.2 | 6.9 | 12.3 | 5 | 6.5 | 4 | 23 | 2043 | 2043-04-23 | 1.5 | 6 | 4.5 | 0 | 0 | 0 | 0
4 | 24 | 2043 | 2043-04-24 | 12.5 | 7.4 | 9 | 7.1 | 11.5 | 5.2 | 7.7 | 4 | 24 | 2043 | 2043-04-24 | 4 | 9.5 | 11 | 4 | 4.5 | 2.5 | 1.5
4 | 25 | 2043 | 2043-04-25 | 11.5 | 7.8 | 9.9 | 7.6 | 12.9 | 5.3 | 8 | 4 | 25 | 2043 | 2043-04-25 | 12 | 13 | 8 | 8 | 10.5 | 3.5 | 7
4 | 26 | 2043 | 2043-04-26 | 13.1 | 7.8 | 9.9 | 8.2 | 12.3 | 5.5 | 8 | 4 | 26 | 2043 | 2043-04-26 | 8 | 9.5 | 9 | 3.5 | 7 | 0 | 0
4 | 27 | 2043 | 2043-04-27 | 11.8 | 7.5 | 9.5 | 7.8 | 12.2 | 5.9 | 8.7 | 4 | 27 | 2043 | 2043-04-27 | 12.5 | 11 | 16 | 10.5 | 13.5 | 8.5 | 12
4 | 28 | 2043 | 2043-04-28 | 12.2 | 8.9 | 9.9 | 7 | 12.6 | 5.9 | 8.2 | 4 | 28 | 2043 | 2043-04-28 | 19.5 | 13 | 15.5 | 17 | 20 | 11.5 | 12.5
4 | 29 | 2043 | 2043-04-29 | 12.1 | 8.5 | 9.9 | 6.7 | 12.5 | 5.9 | 8.5 | 4 | 29 | 2043 | 2043-04-29 | 22 | 10 | 6.5 | 15.5 | 18 | 12.5 | 7.5
4 | 30 | 2043 | 2043-04-30 | 11.2 | 7.8 | 9.2 | 6.5 | 11.8 | 4.9 | 7.5 | 4 | 30 | 2043 | 2043-04-30 | 18 | 9.5 | 5.5 | 16 | 18.5 | 11.5 | 10.5
5 | 1 | 2043 | 2043-05-01 | 9.3 | 7.3 | 8.5 | 4.8 | 9.3 | 3.7 | 5.8 | 5 | 1 | 2043 | 2043-05-01 | 18.5 | 6 | 11.5 | 13 | 15.5 | 6.5 | 11.5
5 | 2 | 2043 | 2043-05-02 | 7.6 | 6.3 | 7.1 | 4.3 | 8.8 | 2.8 | 4.9 | 5 | 2 | 2043 | 2043-05-02 | 15.5 | 6.5 | 12.5 | 7 | 13.5 | 6.5 | 5
5 | 3 | 2043 | 2043-05-03 | 6.3 | 4.8 | 5.2 | 3.6 | 6.9 | 2.4 | 4.2 | 5 | 3 | 2043 | 2043-05-03 | 9.5 | 5 | 11 | 6.5 | 6.5 | 2 | 5.5
5 | 4 | 2043 | 2043-05-04 | 5.2 | 3.7 | 3.7 | 2.3 | 6.4 | 1.7 | 2.4 | 5 | 4 | 2043 | 2043-05-04 | 6.5 | 8 | 8.5 | 3.5 | 4 | 0 | 2
5 | 5 | 2043 | 2043-05-05 | 7.1 | 4 | 5.1 | 3.2 | 7.7 | 2.2 | 3.4 | 5 | 5 | 2043 | 2043-05-05 | 3 | 5 | 6 | 0 | 1 | 0 | 0
5 | 6 | 2043 | 2043-05-06 | 7.9 | 4.6 | 6.9 | 3.7 | 6.8 | 3.1 | 4.4 | 5 | 6 | 2043 | 2043-05-06 | 1.5 | 2 | 3 | 0.5 | 2.5 | 0 | 0
5 | 7 | 2043 | 2043-05-07 | 6.3 | 5.3 | 7.1 | 3.2 | 7.5 | 2.5 | 4.1 | 5 | 7 | 2043 | 2043-05-07 | 3.5 | 3 | 2 | 0 | 1 | 0 | 0
5 | 8 | 2043 | 2043-05-08 | 5.9 | 4.4 | 5.5 | 3.3 | 6.3 | 1.9 | 4 | 5 | 8 | 2043 | 2043-05-08 | 4 | 1.5 | 2 | 0 | 2 | 0 | 0
5 | 9 | 2043 | 2043-05-09 | 6.6 | 3.8 | 4.6 | 2.9 | 6.9 | 2.3 | 4 | 5 | 9 | 2043 | 2043-05-09 | 4.5 | 0 | 0 | 0 | 5.5 | 0 | 0
5 | 10 | 2043 | 2043-05-10 | 6.2 | 5.1 | 5.5 | 2.9 | 7 | 1.8 | 3.8 | 5 | 10 | 2043 | 2043-05-10 | 5.5 | 0 | 0 | 0 | 1.5 | 0 | 0
5 | 11 | 2043 | 2043-05-11 | 6.3 | 4.2 | 5.1 | 2.9 | 6.4 | 1.7 | 2.9 | 5 | 11 | 2043 | 2043-05-11 | 0 | 0 | 0 | 0 | 0 | 0 | 0
5 | 12 | 2043 | 2043-05-12 | 5.7 | 4 | 5.2 | 3.2 | 7.4 | 2.1 | 3.6 | 5 | 12 | 2043 | 2043-05-12 | 0 | 4 | 3 | 0 | 0 | 0 | 0
5 | 13 | 2043 | 2043-05-13 | 7.2 | 4 | 6.2 | 4 | 7.4 | 3.1 | 4.2 | 5 | 13 | 2043 | 2043-05-13 | 0 | 7.5 | 5 | 0 | 1 | 0 | 0
5 | 14 | 2043 | 2043-05-14 | 6.5 | 3.5 | 5.3 | 3.3 | 6.7 | 2.3 | 3.2 | 5 | 14 | 2043 | 2043-05-14 | 0 | 5.5 | 8.5 | 1 | 5 | 0 | 0.5
5 | 15 | 2043 | 2043-05-15 | 5.2 | 3.1 | 4 | 2.4 | 5.2 | 1.4 | 2.4 | 5 | 15 | 2043 | 2043-05-15 | 5.5 | 2 | 6 | 4.5 | 5 | 1 | 10
5 | 16 | 2043 | 2043-05-16 | 3.9 | 3.5 | 4 | 1.4 | 4 | 1.2 | 1.7 | 5 | 16 | 2043 | 2043-05-16 | 11 | 2.5 | 4.5 | 4.5 | 3.5 | 3 | 0.5
5 | 17 | 2043 | 2043-05-17 | 3.1 | 3.2 | 3.8 | 0.9 | 3.6 | 0.4 | 1.8 | 5 | 17 | 2043 | 2043-05-17 | 10 | 4.5 | 4 | 4.5 | 7.5 | 3.5 | 0
5 | 18 | 2043 | 2043-05-18 | 4.2 | 3.6 | 4 | 1.6 | 4.7 | 0.9 | 2.1 | 5 | 18 | 2043 | 2043-05-18 | 10.5 | 1.5 | 3.5 | 4.5 | 7.5 | 1.5 | 6.5
5 | 19 | 2043 | 2043-05-19 | 4.7 | 3 | 4.3 | 2.5 | 6.1 | 1.7 | 2.7 | 5 | 19 | 2043 | 2043-05-19 | 6.5 | 0.5 | 0.5 | 3.5 | 12.5 | 0 | 0
5 | 20 | 2043 | 2043-05-20 | 5.2 | 3.4 | 4.5 | 2.2 | 5.5 | 1.2 | 2.2 | 5 | 20 | 2043 | 2043-05-20 | 4.5 | 4.5 | 7 | 4 | 12.5 | 1.5 | 2
5 | 21 | 2043 | 2043-05-21 | 5.3 | 3.5 | 4.9 | 2 | 6 | 1.4 | 2.5 | 5 | 21 | 2043 | 2043-05-21 | 9 | 4 | 5 | 8 | 13 | 6 | 2.5
5 | 22 | 2043 | 2043-05-22 | 7.3 | 4.3 | 5.4 | 3.8 | 7.5 | 2.1 | 3.8 | 5 | 22 | 2043 | 2043-05-22 | 5 | 0.5 | 1 | 4.5 | 5.5 | 0 | 0
5 | 23 | 2043 | 2043-05-23 | 7.5 | 3.2 | 5 | 3.8 | 6.7 | 2.5 | 2.6 | 5 | 23 | 2043 | 2043-05-23 | 5 | 0 | 0 | 0 | 0 | 0 | 0
5 | 24 | 2043 | 2043-05-24 | 6.3 | 2 | 3.2 | 2.4 | 5.2 | 1.4 | 2.3 | 5 | 24 | 2043 | 2043-05-24 | 9 | 2.5 | 6 | 0.5 | 2.5 | 0 | 0
5 | 25 | 2043 | 2043-05-25 | 3.6 | 1.8 | 2.1 | 1.2 | 4.4 | 0.9 | 1.1 | 5 | 25 | 2043 | 2043-05-25 | 5.5 | 6 | 8.5 | 1.5 | 10.5 | 0 | 1
5 | 26 | 2043 | 2043-05-26 | 2.5 | 2.5 | 2.3 | 0.7 | 3.4 | 0.2 | 0.6 | 5 | 26 | 2043 | 2043-05-26 | 2 | 2.5 | 3.5 | 2.5 | 7 | 0 | 0
5 | 27 | 2043 | 2043-05-27 | 2.8 | 2.5 | 3.1 | 0.8 | 4.3 | 0.2 | 1 | 5 | 27 | 2043 | 2043-05-27 | 4.5 | 0 | 0 | 0 | 0.5 | 0 | 0
5 | 28 | 2043 | 2043-05-28 | 3.6 | 2.5 | 4.1 | 0.9 | 5.2 | 0.6 | 1 | 5 | 28 | 2043 | 2043-05-28 | 0 | 0.5 | 2 | 0 | 0 | 0 | 0
5 | 29 | 2043 | 2043-05-29 | 5 | 3 | 4.3 | 1.8 | 5.6 | 1.4 | 1.5 | 5 | 29 | 2043 | 2043-05-29 | 0 | 1 | 1 | 0 | 0 | 0 | 0
5 | 30 | 2043 | 2043-05-30 | 5.1 | 2.8 | 3.8 | 2 | 5.8 | 1.8 | 1.5 | 5 | 30 | 2043 | 2043-05-30 | 0 | 0 | 0 | 0 | 0.5 | 0 | 0
5 | 31 | 2043 | 2043-05-31 | 5.8 | 2.8 | 3.6 | 2 | 5.4 | 1.9 | 1.5 | 5 | 31 | 2043 | 2043-05-31 | 0 | 0 | 0 | 0 | 0 | 0 | 0
6 | 1 | 2043 | 2043-06-01 | 4.6 | 1.9 | 2.4 | 1.3 | 4.7 | 0.4 | 1.3 | 6 | 1 | 2043 | 2043-06-01 | 0 | 0 | 0 | 0 | 0 | 0 | 0
6 | 2 | 2043 | 2043-06-02 | 3.4 | 1.3 | 1.5 | 0.6 | 4.8 | 0.2 | 1.4 | 6 | 2 | 2043 | 2043-06-02 | 0 | 0 | 0.5 | 0 | 0 | 0 | 0
6 | 3 | 2043 | 2043-06-03 | 4.4 | 1.8 | 2.5 | 1.5 | 4.5 | 1.1 | 1 | 6 | 3 | 2043 | 2043-06-03 | 0 | 1 | 1.5 | 0 | 0 | 0 | 0
6 | 4 | 2043 | 2043-06-04 | 3.9 | 2.3 | 2.6 | 1.6 | 4.5 | 0.7 | 1.2 | 6 | 4 | 2043 | 2043-06-04 | 2 | 3 | 4.5 | 0 | 0 | 0 | 0
6 | 5 | 2043 | 2043-06-05 | 3.8 | 1.6 | 2 | 0.8 | 3.1 | 0.2 | 0.7 | 6 | 5 | 2043 | 2043-06-05 | 0 | 2.5 | 6.5 | 0 | 0 | 0 | 0
6 | 6 | 2043 | 2043-06-06 | 2.4 | 2 | 2 | 0 | 2.6 | 0 | 0.3 | 6 | 6 | 2043 | 2043-06-06 | 7.5 | 3 | 7.5 | 2 | 6.5 | 0.5 | 1.5
6 | 7 | 2043 | 2043-06-07 | 2.7 | 1.6 | 1.5 | 0.2 | 2.2 | 0 | 0.3 | 6 | 7 | 2043 | 2043-06-07 | 13.5 | 4.5 | 9 | 6 | 12.5 | 3.5 | 8.5
6 | 8 | 2043 | 2043-06-08 | 2.8 | 1.1 | 1.6 | 0.2 | 2.7 | 0.1 | 0.4 | 6 | 8 | 2043 | 2043-06-08 | 9 | 2 | 3 | 2 | 9.5 | 0 | 3
6 | 9 | 2043 | 2043-06-09 | 2.3 | 1.3 | 1.7 | 0.5 | 2.6 | 0.2 | 0.3 | 6 | 9 | 2043 | 2043-06-09 | 6 | 3.5 | 2 | 0 | 0.5 | 0 | 0
6 | 10 | 2043 | 2043-06-10 | 1.8 | 0.7 | 1.5 | 0.2 | 2.5 | 0 | 0 | 6 | 10 | 2043 | 2043-06-10 | 0 | 0 | 0 | 0 | 0 | 0 | 0
6 | 11 | 2043 | 2043-06-11 | 2.1 | 0.9 | 1.6 | 0.2 | 2.5 | 0.4 | 0.3 | 6 | 11 | 2043 | 2043-06-11 | 0 | 0 | 0 | 0 | 0 | 0 | 0
6 | 12 | 2043 | 2043-06-12 | 2.5 | 1.1 | 1.5 | 0.2 | 3.4 | 0.2 | 0.5 | 6 | 12 | 2043 | 2043-06-12 | 0 | 0 | 0 | 0 | 0 | 0 | 0
6 | 13 | 2043 | 2043-06-13 | 3.7 | 1.6 | 2.3 | 0.6 | 3.5 | 0.3 | 0.5 | 6 | 13 | 2043 | 2043-06-13 | 0 | 0 | 0 | 0 | 0 | 0 | 0
6 | 14 | 2043 | 2043-06-14 | 2.4 | 0.8 | 1.5 | 0.3 | 1.7 | 0.1 | 0.1 | 6 | 14 | 2043 | 2043-06-14 | 0 | 0 | 2 | 0 | 0 | 0 | 0
6 | 15 | 2043 | 2043-06-15 | 2.3 | 0.4 | 1.6 | 0.4 | 1.9 | 0.3 | 0.2 | 6 | 15 | 2043 | 2043-06-15 | 0 | 0 | 1 | 0 | 0 | 0 | 0
6 | 16 | 2043 | 2043-06-16 | 2 | 0.3 | 0.8 | 0.8 | 2.1 | 0.6 | 0.3 | 6 | 16 | 2043 | 2043-06-16 | 0 | 0 | 0 | 0 | 0 | 0 | 0
6 | 17 | 2043 | 2043-06-17 | 2.2 | 0.6 | 0.9 | 0.1 | 1.5 | 0 | 0.2 | 6 | 17 | 2043 | 2043-06-17 | 0 | 0 | 0 | 0 | 0 | 0 | 0
6 | 18 | 2043 | 2043-06-18 | 2.5 | 0.8 | 1.1 | 0.4 | 1.9 | 0.1 | 0.1 | 6 | 18 | 2043 | 2043-06-18 | 0 | 0 | 0 | 0 | 0 | 0 | 0
6 | 19 | 2043 | 2043-06-19 | 1.5 | 1.3 | 1.3 | 0.1 | 1.8 | 0 | 0.5 | 6 | 19 | 2043 | 2043-06-19 | 1.5 | 1 | 2 | 0 | 1.5 | 0 | 0
6 | 20 | 2043 | 2043-06-20 | 2 | 1 | 1.6 | 0.1 | 2.5 | 0 | 0.5 | 6 | 20 | 2043 | 2043-06-20 | 9.5 | 2.5 | 3.5 | 1 | 5.5 | 1 | 0
6 | 21 | 2043 | 2043-06-21 | 1.9 | 0.6 | 1.1 | 0.1 | 1.6 | 0 | 0.3 | 6 | 21 | 2043 | 2043-06-21 | 9.5 | 0 | 1 | 1.5 | 6 | 0 | 0
6 | 22 | 2043 | 2043-06-22 | 2 | 0.3 | 0.6 | 0.1 | 1.4 | 0 | 0.2 | 6 | 22 | 2043 | 2043-06-22 | 6.5 | 1 | 2.5 | 0 | 0 | 0 | 0
6 | 23 | 2043 | 2043-06-23 | 1.1 | 0.3 | 0.7 | 0.1 | 1.4 | 0 | 0.3 | 6 | 23 | 2043 | 2043-06-23 | 2 | 1 | 2.5 | 0 | 0.5 | 0 | 0
6 | 24 | 2043 | 2043-06-24 | 0.8 | 0.3 | 1 | 0.1 | 1.4 | 0 | 0.3 | 6 | 24 | 2043 | 2043-06-24 | 5 | 1 | 1 | 0 | 1.5 | 0 | 0
6 | 25 | 2043 | 2043-06-25 | 0.8 | 0.4 | 0.6 | 0 | 0.9 | 0.1 | 0 | 6 | 25 | 2043 | 2043-06-25 | 0 | 1 | 1.5 | 0 | 1.5 | 0 | 0
6 | 26 | 2043 | 2043-06-26 | 0.6 | 0.6 | 0.7 | 0 | 0.8 | 0 | 0 | 6 | 26 | 2043 | 2043-06-26 | 0 | 0 | 0 | 0 | 3 | 0 | 0
6 | 27 | 2043 | 2043-06-27 | 0.7 | 0.4 | 0.5 | 0 | 0.2 | 0 | 0 | 6 | 27 | 2043 | 2043-06-27 | 6 | 0 | 0 | 0 | 6 | 0 | 0
6 | 28 | 2043 | 2043-06-28 | 0.1 | 0.2 | 0.3 | 0 | 0.6 | 0 | 0 | 6 | 28 | 2043 | 2043-06-28 | 2.5 | 0 | 0 | 0 | 7 | 0 | 1
6 | 29 | 2043 | 2043-06-29 | 0.4 | 0.4 | 0.3 | 0 | 0.3 | 0 | 0 | 6 | 29 | 2043 | 2043-06-29 | 0 | 0 | 0 | 0 | 0 | 0 | 0
6 | 30 | 2043 | 2043-06-30 | 0.2 | 0.1 | 0.2 | 0 | 0.3 | 0 | 0 | 6 | 30 | 2043 | 2043-06-30 | 0 | 0 | 0 | 0 | 0 | 0 | 0
7 | 1 | 2043 | 2043-07-01 | 0.2 | 0.2 | 0.1 | 0 | 0.1 | 0 | 0 | 7 | 1 | 2043 | 2043-07-01 | 0 | 0 | 0 | 0 | 0 | 0 | 0
7 | 2 | 2043 | 2043-07-02 | 0.1 | 0.1 | 0 | 0 | 0.4 | 0 | 0 | 7 | 2 | 2043 | 2043-07-02 | 0 | 0.5 | 2.5 | 0 | 0 | 0 | 0
7 | 3 | 2043 | 2043-07-03 | 0.1 | 0.1 | 0.2 | 0 | 0.8 | 0 | 0 | 7 | 3 | 2043 | 2043-07-03 | 0 | 0 | 0 | 0 | 1 | 0 | 0
7 | 4 | 2043 | 2043-07-04 | 0.1 | 0.2 | 0.4 | 0 | 0.9 | 0 | 0 | 7 | 4 | 2043 | 2043-07-04 | 0 | 0 | 0 | 0 | 0 | 0 | 0
7 | 5 | 2043 | 2043-07-05 | 0.2 | 0.5 | 0.3 | 0 | 0.8 | 0 | 0.1 | 7 | 5 | 2043 | 2043-07-05 | 0 | 0 | 0 | 0 | 0 | 0 | 0
7 | 6 | 2043 | 2043-07-06 | 0.1 | 0.4 | 0.3 | 0 | 0.2 | 0 | 0 | 7 | 6 | 2043 | 2043-07-06 | 0 | 0 | 2.5 | 0 | 0 | 0 | 0
7 | 7 | 2043 | 2043-07-07 | 0.1 | 0.5 | 0.4 | 0 | 0.1 | 0 | 0 | 7 | 7 | 2043 | 2043-07-07 | 0 | 0 | 0 | 0 | 0 | 0 | 0
7 | 8 | 2043 | 2043-07-08 | 0.1 | 0 | 0.2 | 0 | 0.3 | 0 | 0 | 7 | 8 | 2043 | 2043-07-08 | 0 | 0 | 0 | 0 | 0 | 0 | 0
7 | 9 | 2043 | 2043-07-09 | 0 | 0.1 | 0 | 0 | 0.4 | 0 | 0 | 7 | 9 | 2043 | 2043-07-09 | 0 | 0 | 0 | 0 | 0 | 0 | 0
7 | 10 | 2043 | 2043-07-10 | 0.2 | 0.2 | 0 | 0 | 0.2 | 0 | 0.1 | 7 | 10 | 2043 | 2043-07-10 | 0 | 0 | 0 | 0 | 0 | 0 | 0
7 | 11 | 2043 | 2043-07-11 | 0 | 0.1 | 0 | 0 | 0 | 0 | 0 | 7 | 11 | 2043 | 2043-07-11 | 0 | 0 | 0 | 0 | 0 | 0 | 0
7 | 12 | 2043 | 2043-07-12 | 0 | 0 | 0.1 | 0 | 0.2 | 0 | 0 | 7 | 12 | 2043 | 2043-07-12 | 0 | 0 | 0 | 0 | 0 | 0 | 0
7 | 13 | 2043 | 2043-07-13 | 0 | 0 | 0 | 0 | 0.2 | 0 | 0 | 7 | 13 | 2043 | 2043-07-13 | 0 | 0 | 0 | 0 | 0 | 0 | 0
7 | 14 | 2043 | 2043-07-14 | 0 | 0 | 0 | 0 | 0.7 | 0 | 0 | 7 | 14 | 2043 | 2043-07-14 | 0 | 0 | 0 | 0 | 0 | 0 | 0
7 | 15 | 2043 | 2043-07-15 | 0 | 0 | 0 | 0 | 0 | 0 | 0 | 7 | 15 | 2043 | 2043-07-15 | 0 | 0 | 0 | 0 | 0 | 0 | 0
7 | 16 | 2043 | 2043-07-16 | 0 | 0 | 0 | 0 | 0 | 0 | 0 | 7 | 16 | 2043 | 2043-07-16 | 0 | 0 | 0 | 0 | 0 | 0 | 0
7 | 17 | 2043 | 2043-07-17 | 0.1 | 0 | 0 | 0 | 0.5 | 0 | 0 | 7 | 17 | 2043 | 2043-07-17 | 0 | 0 | 0 | 0 | 0 | 0 | 0
7 | 18 | 2043 | 2043-07-18 | 0.1 | 0 | 0.1 | 0 | 0 | 0 | 0 | 7 | 18 | 2043 | 2043-07-18 | 0 | 0 | 0 | 0 | 0 | 0 | 0
7 | 19 | 2043 | 2043-07-19 | 0 | 0.1 | 0 | 0 | 0 | 0 | 0 | 7 | 19 | 2043 | 2043-07-19 | 0 | 0 | 0 | 0 | 2 | 0 | 0
7 | 20 | 2043 | 2043-07-20 | 0 | 0 | 0 | 0 | 0 | 0 | 0 | 7 | 20 | 2043 | 2043-07-20 | 0 | 0 | 0 | 0 | 0 | 0 | 0
7 | 21 | 2043 | 2043-07-21 | 0 | 0 | 0 | 0 | 0 | 0 | 0 | 7 | 21 | 2043 | 2043-07-21 | 0 | 0 | 0 | 0 | 0 | 0 | 0
7 | 22 | 2043 | 2043-07-22 | 0 | 0 | 0 | 0 | 0 | 0 | 0 | 7 | 22 | 2043 | 2043-07-22 | 0 | 0 | 0 | 0 | 0 | 0 | 0
7 | 23 | 2043 | 2043-07-23 | 0 | 0.1 | 0 | 0 | 0 | 0 | 0 | 7 | 23 | 2043 | 2043-07-23 | 0 | 0 | 0 | 0 | 0 | 0 | 0
7 | 24 | 2043 | 2043-07-24 | 0 | 0 | 0 | 0 | 0 | 0 | 0 | 7 | 24 | 2043 | 2043-07-24 | 0 | 0 | 0 | 0 | 0 | 0 | 0
7 | 25 | 2043 | 2043-07-25 | 0 | 0 | 0 | 0 | 0 | 0 | 0 | 7 | 25 | 2043 | 2043-07-25 | 0 | 0 | 0 | 0 | 0 | 0 | 0
7 | 26 | 2043 | 2043-07-26 | 0 | 0 | 0 | 0 | 0 | 0 | 0 | 7 | 26 | 2043 | 2043-07-26 | 0 | 0 | 0 | 0 | 0 | 0 | 0
7 | 27 | 2043 | 2043-07-27 | 0 | 0 | 0 | 0 | 0 | 0 | 0 | 7 | 27 | 2043 | 2043-07-27 | 0 | 0 | 0 | 0 | 0 | 0 | 0
7 | 28 | 2043 | 2043-07-28 | 0 | 0 | 0 | 0 | 0 | 0 | 0 | 7 | 28 | 2043 | 2043-07-28 | 0 | 0 | 0 | 0 | 0 | 0 | 0
7 | 29 | 2043 | 2043-07-29 | 0 | 0 | 0 | 0 | 0 | 0 | 0 | 7 | 29 | 2043 | 2043-07-29 | 0 | 0 | 0 | 0 | 0 | 0 | 0
7 | 30 | 2043 | 2043-07-30 | 0 | 0 | 0 | 0 | 0 | 0 | 0 | 7 | 30 | 2043 | 2043-07-30 | 0 | 0 | 0 | 0 | 0 | 0 | 0
7 | 31 | 2043 | 2043-07-31 | 0 | 0 | 0 | 0 | 0 | 0 | 0 | 7 | 31 | 2043 | 2043-07-31 | 0 | 0 | 0 | 0 | 0 | 0 | 0
8 | 1 | 2043 | 2043-08-01 | 0 | 0 | 0 | 0 | 0 | 0 | 0 | 8 | 1 | 2043 | 2043-08-01 | 0 | 0 | 0 | 0 | 0 | 0 | 0
8 | 2 | 2043 | 2043-08-02 | 0 | 0 | 0 | 0 | 0 | 0 | 0 | 8 | 2 | 2043 | 2043-08-02 | 0 | 0 | 0 | 0 | 0 | 0 | 0
8 | 3 | 2043 | 2043-08-03 | 0.2 | 0.1 | 0.1 | 0 | 0 | 0 | 0 | 8 | 3 | 2043 | 2043-08-03 | 0 | 0 | 0 | 0 | 0 | 0 | 0
8 | 4 | 2043 | 2043-08-04 | 0 | 0.1 | 0.2 | 0 | 0.1 | 0 | 0 | 8 | 4 | 2043 | 2043-08-04 | 0 | 0 | 0 | 0 | 0 | 0 | 0
8 | 5 | 2043 | 2043-08-05 | 0 | 0 | 0 | 0 | 0 | 0 | 0 | 8 | 5 | 2043 | 2043-08-05 | 0 | 0 | 0 | 0 | 0 | 0 | 0
8 | 6 | 2043 | 2043-08-06 | 0 | 0 | 0 | 0 | 0 | 0 | 0 | 8 | 6 | 2043 | 2043-08-06 | 0 | 0 | 0 | 0 | 0 | 0 | 0
8 | 7 | 2043 | 2043-08-07 | 0 | 0 | 0 | 0 | 0 | 0 | 0 | 8 | 7 | 2043 | 2043-08-07 | 0 | 0 | 0 | 0 | 0 | 0 | 0
8 | 8 | 2043 | 2043-08-08 | 0 | 0 | 0 | 0 | 0 | 0 | 0 | 8 | 8 | 2043 | 2043-08-08 | 0 | 0 | 0 | 0 | 0 | 0 | 0
8 | 9 | 2043 | 2043-08-09 | 0 | 0 | 0 | 0 | 0 | 0 | 0 | 8 | 9 | 2043 | 2043-08-09 | 0 | 0 | 0 | 0 | 0 | 0 | 0
8 | 10 | 2043 | 2043-08-10 | 0 | 0 | 0 | 0 | 0 | 0 | 0 | 8 | 10 | 2043 | 2043-08-10 | 0 | 0 | 0 | 0 | 0 | 0 | 0
8 | 11 | 2043 | 2043-08-11 | 0 | 0 | 0 | 0 | 0 | 0 | 0 | 8 | 11 | 2043 | 2043-08-11 | 0 | 0 | 0 | 0 | 0 | 0 | 0
8 | 12 | 2043 | 2043-08-12 | 0 | 0.1 | 0 | 0 | 0.1 | 0 | 0 | 8 | 12 | 2043 | 2043-08-12 | 0 | 0 | 0 | 0 | 0 | 0 | 0
8 | 13 | 2043 | 2043-08-13 | 0 | 0 | 0 | 0 | 0 | 0 | 0 | 8 | 13 | 2043 | 2043-08-13 | 0 | 0 | 0 | 0 | 0 | 0 | 0
8 | 14 | 2043 | 2043-08-14 | 0 | 0 | 0.1 | 0 | 0 | 0 | 0 | 8 | 14 | 2043 | 2043-08-14 | 0 | 0 | 0 | 0 | 0 | 0 | 0
8 | 15 | 2043 | 2043-08-15 | 0 | 0 | 0.1 | 0 | 0 | 0 | 0 | 8 | 15 | 2043 | 2043-08-15 | 0 | 0 | 0 | 0 | 0 | 0 | 0
8 | 16 | 2043 | 2043-08-16 | 0.1 | 0 | 0.1 | 0 | 0 | 0 | 0 | 8 | 16 | 2043 | 2043-08-16 | 0 | 0 | 0 | 0 | 0 | 0 | 0
8 | 17 | 2043 | 2043-08-17 | 0.1 | 0 | 0 | 0 | 0.1 | 0 | 0 | 8 | 17 | 2043 | 2043-08-17 | 0 | 0 | 0 | 0 | 0 | 0 | 0
8 | 18 | 2043 | 2043-08-18 | 0 | 0 | 0 | 0 | 0.1 | 0 | 0 | 8 | 18 | 2043 | 2043-08-18 | 0 | 0 | 0 | 0 | 0 | 0 | 0
8 | 19 | 2043 | 2043-08-19 | 0 | 0 | 0 | 0 | 0 | 0 | 0 | 8 | 19 | 2043 | 2043-08-19 | 0 | 0 | 0 | 0 | 0 | 0 | 0
8 | 20 | 2043 | 2043-08-20 | 0 | 0 | 0 | 0 | 0 | 0 | 0 | 8 | 20 | 2043 | 2043-08-20 | 0 | 0 | 0 | 0 | 0 | 0 | 0
8 | 21 | 2043 | 2043-08-21 | 0 | 0 | 0 | 0 | 0 | 0 | 0 | 8 | 21 | 2043 | 2043-08-21 | 0 | 0 | 0 | 0 | 0 | 0 | 0
8 | 22 | 2043 | 2043-08-22 | 0 | 0 | 0 | 0 | 0 | 0 | 0 | 8 | 22 | 2043 | 2043-08-22 | 0 | 0 | 0 | 0 | 0 | 0 | 0
8 | 23 | 2043 | 2043-08-23 | 0 | 0 | 0 | 0 | 0.3 | 0 | 0 | 8 | 23 | 2043 | 2043-08-23 | 0 | 0 | 0 | 0 | 0 | 0 | 0
8 | 24 | 2043 | 2043-08-24 | 0 | 0.3 | 0.2 | 0 | 0.2 | 0 | 0.1 | 8 | 24 | 2043 | 2043-08-24 | 0 | 0 | 0 | 0 | 0 | 0 | 0
8 | 25 | 2043 | 2043-08-25 | 0.2 | 0.1 | 0.1 | 0 | 0.1 | 0 | 0 | 8 | 25 | 2043 | 2043-08-25 | 0 | 0 | 0 | 0 | 0 | 0 | 0
8 | 26 | 2043 | 2043-08-26 | 0 | 0.2 | 0.2 | 0 | 0 | 0 | 0 | 8 | 26 | 2043 | 2043-08-26 | 0 | 0 | 0 | 0 | 0 | 0 | 0
8 | 27 | 2043 | 2043-08-27 | 0.3 | 0 | 0 | 0 | 0.1 | 0 | 0 | 8 | 27 | 2043 | 2043-08-27 | 0 | 0 | 0 | 0 | 0 | 0 | 0
8 | 28 | 2043 | 2043-08-28 | 0.7 | 0.3 | 0 | 0 | 0.2 | 0.1 | 0.2 | 8 | 28 | 2043 | 2043-08-28 | 0 | 0 | 0 | 0 | 0 | 0 | 0
8 | 29 | 2043 | 2043-08-29 | 0.3 | 0.2 | 0 | 0 | 0.2 | 0 | 0 | 8 | 29 | 2043 | 2043-08-29 | 0 | 0 | 0 | 0 | 0 | 0 | 0
8 | 30 | 2043 | 2043-08-30 | 0 | 0.1 | 0 | 0 | 0.4 | 0 | 0 | 8 | 30 | 2043 | 2043-08-30 | 0 | 0 | 0 | 0 | 0 | 0 | 0
8 | 31 | 2043 | 2043-08-31 | 0.3 | 0.1 | 0.1 | 0 | 0.7 | 0 | 0 | 8 | 31 | 2043 | 2043-08-31 | 0 | 0 | 0 | 0 | 0 | 0 | 0
9 | 1 | 2043 | 2043-09-01 | 0.8 | 0.1 | 0.3 | 0 | 0.7 | 0 | 0 | 9 | 1 | 2043 | 2043-09-01 | 0 | 0 | 0 | 0 | 0 | 0 | 0
9 | 2 | 2043 | 2043-09-02 | 0.9 | 0.2 | 0.5 | 0 | 0.5 | 0 | 0.1 | 9 | 2 | 2043 | 2043-09-02 | 0 | 0 | 0 | 0 | 0 | 0 | 0
9 | 3 | 2043 | 2043-09-03 | 0.5 | 0 | 0.2 | 0 | 0.4 | 0 | 0 | 9 | 3 | 2043 | 2043-09-03 | 0 | 0 | 0 | 0 | 0 | 0 | 0
9 | 4 | 2043 | 2043-09-04 | 0.4 | 0.2 | 0.2 | 0 | 0.4 | 0 | 0 | 9 | 4 | 2043 | 2043-09-04 | 0 | 0 | 0 | 0 | 0 | 0 | 0
9 | 5 | 2043 | 2043-09-05 | 0.7 | 0.1 | 0.1 | 0 | 0.7 | 0 | 0 | 9 | 5 | 2043 | 2043-09-05 | 0 | 0 | 0 | 0 | 0 | 0 | 0
9 | 6 | 2043 | 2043-09-06 | 0.9 | 0.3 | 0.4 | 0.1 | 1.3 | 0 | 0.5 | 9 | 6 | 2043 | 2043-09-06 | 0 | 0 | 0 | 0 | 0 | 0 | 0
9 | 7 | 2043 | 2043-09-07 | 1.3 | 0.3 | 0.9 | 0 | 1.3 | 0 | 0.5 | 9 | 7 | 2043 | 2043-09-07 | 0 | 0 | 0 | 0 | 0 | 0 | 0
9 | 8 | 2043 | 2043-09-08 | 1.5 | 0.4 | 1.6 | 0 | 2 | 0 | 0.6 | 9 | 8 | 2043 | 2043-09-08 | 2.5 | 0 | 0 | 0 | 1 | 0 | 0
9 | 9 | 2043 | 2043-09-09 | 1.7 | 0.4 | 0.7 | 0.3 | 1 | 0.1 | 0.6 | 9 | 9 | 2043 | 2043-09-09 | 0 | 0 | 0.5 | 0 | 1.5 | 0 | 0
9 | 10 | 2043 | 2043-09-10 | 1.8 | 0.6 | 0.8 | 0.6 | 1.9 | 0.4 | 0.7 | 9 | 10 | 2043 | 2043-09-10 | 4.5 | 0 | 0 | 0 | 1 | 0 | 0
9 | 11 | 2043 | 2043-09-11 | 2 | 0.3 | 0.8 | 0.1 | 1.5 | 0.1 | 1 | 9 | 11 | 2043 | 2043-09-11 | 2.5 | 0 | 0.5 | 0 | 2 | 0 | 0
9 | 12 | 2043 | 2043-09-12 | 1.8 | 0.3 | 0.7 | 0.2 | 1.3 | 0.1 | 0.8 | 9 | 12 | 2043 | 2043-09-12 | 0 | 0 | 0 | 0 | 0 | 0 | 0
9 | 13 | 2043 | 2043-09-13 | 1 | 0.5 | 0.7 | 0 | 1.2 | 0 | 0.2 | 9 | 13 | 2043 | 2043-09-13 | 0 | 0 | 0 | 0 | 0 | 0 | 0
9 | 14 | 2043 | 2043-09-14 | 1.6 | 0.4 | 0.5 | 0.3 | 1 | 0.1 | 1 | 9 | 14 | 2043 | 2043-09-14 | 0 | 0 | 0 | 0 | 0 | 0 | 0
9 | 15 | 2043 | 2043-09-15 | 1 | 0.4 | 0.3 | 0.1 | 0.5 | 0 | 0.4 | 9 | 15 | 2043 | 2043-09-15 | 0 | 0.5 | 3.5 | 0 | 0 | 0 | 1
9 | 16 | 2043 | 2043-09-16 | 1.5 | 0.3 | 1.2 | 0 | 1.2 | 0 | 0.1 | 9 | 16 | 2043 | 2043-09-16 | 5 | 0.5 | 0.5 | 4.5 | 5.5 | 1.5 | 2.5
9 | 17 | 2043 | 2043-09-17 | 2.4 | 0.6 | 1.1 | 0.3 | 1.8 | 0.2 | 0.4 | 9 | 17 | 2043 | 2043-09-17 | 5.5 | 0 | 3.5 | 1.5 | 11 | 0 | 7
9 | 18 | 2043 | 2043-09-18 | 2.7 | 1.4 | 1.7 | 0.4 | 2.9 | 0.3 | 1.3 | 9 | 18 | 2043 | 2043-09-18 | 4.5 | 0 | 2.5 | 0 | 7.5 | 0 | 2.5
9 | 19 | 2043 | 2043-09-19 | 2.8 | 1.8 | 2.2 | 0.3 | 2.9 | 0.1 | 0.4 | 9 | 19 | 2043 | 2043-09-19 | 7.5 | 4.5 | 5 | 0 | 4 | 0 | 1.5
9 | 20 | 2043 | 2043-09-20 | 2.7 | 1.5 | 1.5 | 0.7 | 2.3 | 0.3 | 0.6 | 9 | 20 | 2043 | 2043-09-20 | 8.5 | 0 | 0 | 0 | 5 | 0 | 0
9 | 21 | 2043 | 2043-09-21 | 2.5 | 1.6 | 1.9 | 0.5 | 1.7 | 0.3 | 1.1 | 9 | 21 | 2043 | 2043-09-21 | 6.5 | 0 | 2 | 0 | 3 | 0 | 0
9 | 22 | 2043 | 2043-09-22 | 2.8 | 1 | 1.2 | 0.3 | 1.3 | 0.2 | 0.9 | 9 | 22 | 2043 | 2043-09-22 | 5.5 | 0 | 1 | 0 | 5.5 | 0 | 2
9 | 23 | 2043 | 2043-09-23 | 3.3 | 1.2 | 1.7 | 0.2 | 1.7 | 0 | 1.1 | 9 | 23 | 2043 | 2043-09-23 | 2 | 1 | 4.5 | 0 | 2.5 | 0 | 3
9 | 24 | 2043 | 2043-09-24 | 3.8 | 1.6 | 2.6 | 0.9 | 2.9 | 0.4 | 1.1 | 9 | 24 | 2043 | 2043-09-24 | 0 | 0 | 0 | 0 | 0 | 0 | 0
9 | 25 | 2043 | 2043-09-25 | 2.8 | 1.6 | 2 | 0.5 | 2.1 | 0.3 | 1 | 9 | 25 | 2043 | 2043-09-25 | 4.5 | 0.5 | 2 | 1.5 | 3.5 | 0 | 0
9 | 26 | 2043 | 2043-09-26 | 3.2 | 1.1 | 2.3 | 0.3 | 2 | 0.1 | 0.5 | 9 | 26 | 2043 | 2043-09-26 | 9 | 3 | 0 | 0 | 0 | 0 | 0
9 | 27 | 2043 | 2043-09-27 | 3.1 | 1.1 | 1.4 | 0.3 | 3 | 0.2 | 1 | 9 | 27 | 2043 | 2043-09-27 | 7.5 | 6.5 | 5.5 | 4.5 | 9 | 0.5 | 5
9 | 28 | 2043 | 2043-09-28 | 4 | 2 | 1.7 | 0.8 | 3.7 | 0.5 | 1.5 | 9 | 28 | 2043 | 2043-09-28 | 16.5 | 6.5 | 8.5 | 13 | 16 | 13 | 16
9 | 29 | 2043 | 2043-09-29 | 5.5 | 2.6 | 2.4 | 1.9 | 4.9 | 1 | 2.4 | 9 | 29 | 2043 | 2043-09-29 | 21 | 6 | 11 | 20.5 | 19 | 17 | 17.5
9 | 30 | 2043 | 2043-09-30 | 5.5 | 3.2 | 3.2 | 2.3 | 5.2 | 1.1 | 3.4 | 9 | 30 | 2043 | 2043-09-30 | 20 | 12 | 14 | 19.5 | 20 | 17.5 | 14.5
10 | 1 | 2043 | 2043-10-01 | 6.4 | 3.8 | 3.5 | 3 | 5.9 | 1.8 | 3.2 | 10 | 1 | 2043 | 2043-10-01 | 19.5 | 11.5 | 13.5 | 13.5 | 20 | 10 | 17
10 | 2 | 2043 | 2043-10-02 | 6.3 | 3.5 | 4 | 3.2 | 6 | 2 | 3.6 | 10 | 2 | 2043 | 2043-10-02 | 20.5 | 8 | 13 | 13.5 | 19.5 | 9.5 | 16
10 | 3 | 2043 | 2043-10-03 | 6 | 3.5 | 3.3 | 2.5 | 4.8 | 1.6 | 3.2 | 10 | 3 | 2043 | 2043-10-03 | 8.5 | 3.5 | 9.5 | 6.5 | 11.5 | 6 | 9.5
10 | 4 | 2043 | 2043-10-04 | 6.1 | 3.7 | 4.1 | 1.7 | 3.8 | 0.7 | 2.8 | 10 | 4 | 2043 | 2043-10-04 | 14 | 8 | 6.5 | 5 | 15 | 5 | 10
10 | 5 | 2043 | 2043-10-05 | 6.3 | 4.9 | 4.1 | 1.7 | 4.8 | 0.8 | 2.7 | 10 | 5 | 2043 | 2043-10-05 | 15.5 | 7 | 9 | 6 | 15.5 | 2.5 | 6.5
10 | 6 | 2043 | 2043-10-06 | 6 | 5.3 | 3.7 | 2.2 | 5.6 | 1.2 | 2.9 | 10 | 6 | 2043 | 2043-10-06 | 17.5 | 9.5 | 11 | 6 | 11 | 5 | 11.5
10 | 7 | 2043 | 2043-10-07 | 8.2 | 4.8 | 4.4 | 3.1 | 7 | 2 | 3.1 | 10 | 7 | 2043 | 2043-10-07 | 12.5 | 3 | 10.5 | 2.5 | 5 | 0 | 7.5
10 | 8 | 2043 | 2043-10-08 | 7.9 | 4.7 | 4.4 | 3 | 6.3 | 2.1 | 3.6 | 10 | 8 | 2043 | 2043-10-08 | 14.5 | 12 | 15 | 6.5 | 11 | 6 | 6
10 | 9 | 2043 | 2043-10-09 | 7 | 4.7 | 4.4 | 2 | 4.5 | 1.3 | 3.5 | 10 | 9 | 2043 | 2043-10-09 | 25.5 | 15.5 | 19 | 20 | 24 | 17.5 | 19
10 | 10 | 2043 | 2043-10-10 | 8.8 | 4.3 | 4.9 | 2.7 | 6.5 | 1.4 | 4.6 | 10 | 10 | 2043 | 2043-10-10 | 26.5 | 17 | 18.5 | 22 | 25 | 17 | 22.5
10 | 11 | 2043 | 2043-10-11 | 9.8 | 5.3 | 5.1 | 3.8 | 9.2 | 2.4 | 4.5 | 10 | 11 | 2043 | 2043-10-11 | 24 | 13 | 9.5 | 17.5 | 22.5 | 14.5 | 19
10 | 12 | 2043 | 2043-10-12 | 11.2 | 6.6 | 6.2 | 4.9 | 8.3 | 3.3 | 5.5 | 10 | 12 | 2043 | 2043-10-12 | 20 | 12.5 | 12 | 17 | 17 | 16.5 | 18
10 | 13 | 2043 | 2043-10-13 | 12.2 | 7.4 | 6.4 | 5.5 | 10 | 3.6 | 6.2 | 10 | 13 | 2043 | 2043-10-13 | 15.5 | 8.5 | 8.5 | 11.5 | 9 | 9.5 | 12
10 | 14 | 2043 | 2043-10-14 | 11.8 | 7.5 | 6.4 | 6.5 | 10.4 | 4.4 | 6.5 | 10 | 14 | 2043 | 2043-10-14 | 13 | 10 | 12.5 | 9 | 13.5 | 6.5 | 12.5
10 | 15 | 2043 | 2043-10-15 | 11 | 7.4 | 6.8 | 6 | 8.3 | 4.1 | 7.4 | 10 | 15 | 2043 | 2043-10-15 | 15 | 8.5 | 11 | 12 | 9 | 10.5 | 14
10 | 16 | 2043 | 2043-10-16 | 11.6 | 5.8 | 6 | 5.4 | 8.4 | 3.7 | 7.3 | 10 | 16 | 2043 | 2043-10-16 | 3 | 3 | 9 | 6.5 | 0 | 3 | 8.5
10 | 17 | 2043 | 2043-10-17 | 9.7 | 5.3 | 4.8 | 4.9 | 7.4 | 3.6 | 5.5 | 10 | 17 | 2043 | 2043-10-17 | 12.5 | 6 | 9.5 | 5 | 13.5 | 4 | 6.5
10 | 18 | 2043 | 2043-10-18 | 8.5 | 5 | 4 | 3.5 | 5.4 | 2.9 | 5.2 | 10 | 18 | 2043 | 2043-10-18 | 12 | 8 | 13.5 | 8.5 | 13 | 5.5 | 9
10 | 19 | 2043 | 2043-10-19 | 8.6 | 5.6 | 5.1 | 4.1 | 6.1 | 3 | 4.9 | 10 | 19 | 2043 | 2043-10-19 | 16.5 | 9.5 | 14.5 | 13 | 17.5 | 12.5 | 13
10 | 20 | 2043 | 2043-10-20 | 10.1 | 5 | 5.4 | 4.5 | 6.7 | 3.9 | 4.4 | 10 | 20 | 2043 | 2043-10-20 | 23 | 9.5 | 15 | 12.5 | 14.5 | 12 | 17
10 | 21 | 2043 | 2043-10-21 | 10.7 | 5.8 | 6.1 | 3.7 | 7.6 | 2.7 | 5.4 | 10 | 21 | 2043 | 2043-10-21 | 20.5 | 5 | 7 | 7.5 | 5.5 | 6 | 17.5
10 | 22 | 2043 | 2043-10-22 | 10.9 | 5.2 | 5.6 | 3.7 | 7.7 | 2.5 | 6.7 | 10 | 22 | 2043 | 2043-10-22 | 7 | 6.5 | 6.5 | 0 | 4.5 | 0 | 2.5
10 | 23 | 2043 | 2043-10-23 | 12 | 5.5 | 6.2 | 5.4 | 8.3 | 3.1 | 7.3 | 10 | 23 | 2043 | 2043-10-23 | 15 | 9.5 | 13.5 | 11.5 | 15.5 | 11 | 12.5
10 | 24 | 2043 | 2043-10-24 | 11.6 | 6.2 | 7.6 | 6.1 | 11 | 4 | 8.7 | 10 | 24 | 2043 | 2043-10-24 | 19 | 9.5 | 10.5 | 8.5 | 11.5 | 7.5 | 13.5
10 | 25 | 2043 | 2043-10-25 | 12.9 | 7 | 8 | 6.6 | 10.1 | 5 | 8.8 | 10 | 25 | 2043 | 2043-10-25 | 15 | 5 | 13 | 1 | 2.5 | 4 | 6.5
10 | 26 | 2043 | 2043-10-26 | 14.9 | 7.2 | 8.3 | 7.8 | 10.4 | 6.3 | 9.4 | 10 | 26 | 2043 | 2043-10-26 | 17.5 | 12 | 15 | 15.5 | 23 | 14.5 | 13
10 | 27 | 2043 | 2043-10-27 | 13.6 | 7.1 | 8 | 8.1 | 11.6 | 6.4 | 10.7 | 10 | 27 | 2043 | 2043-10-27 | 25 | 13.5 | 15.5 | 23.5 | 25 | 22.5 | 20
10 | 28 | 2043 | 2043-10-28 | 15.6 | 7.6 | 9.8 | 8 | 12.4 | 6.1 | 11.2 | 10 | 28 | 2043 | 2043-10-28 | 31 | 17.5 | 21.5 | 20.5 | 24.5 | 21.5 | 21
10 | 29 | 2043 | 2043-10-29 | 15.2 | 7.6 | 8.6 | 8.5 | 10.2 | 6.8 | 10.7 | 10 | 29 | 2043 | 2043-10-29 | 36.5 | 19.5 | 22 | 33.5 | 31.5 | 32.5 | 32
10 | 30 | 2043 | 2043-10-30 | 16.6 | 6.7 | 7.7 | 9.3 | 10.4 | 7.7 | 11.8 | 10 | 30 | 2043 | 2043-10-30 | 36 | 20.5 | 20 | 31 | 31 | 30.5 | 33.5
10 | 31 | 2043 | 2043-10-31 | 16.7 | 8.8 | 10.2 | 10.3 | 12.9 | 9.4 | 12.9 | 10 | 31 | 2043 | 2043-10-31 | 30.5 | 19 | 20 | 29 | 20 | 27.5 | 28.5
11 | 1 | 2043 | 2043-11-01 | 17.9 | 9.5 | 10.6 | 12.8 | 16 | 11.6 | 14 | 11 | 1 | 2043 | 2043-11-01 | 28 | 17.5 | 15.5 | 24 | 25 | 25 | 24.5
11 | 2 | 2043 | 2043-11-02 | 17.1 | 8.7 | 10.6 | 11.6 | 12.6 | 10 | 13.8 | 11 | 2 | 2043 | 2043-11-02 | 24.5 | 15.5 | 13 | 23.5 | 19.5 | 25.5 | 23
11 | 3 | 2043 | 2043-11-03 | 16 | 8.5 | 9.3 | 10.6 | 10.8 | 9.1 | 13.4 | 11 | 3 | 2043 | 2043-11-03 | 22.5 | 13.5 | 17 | 19.5 | 11.5 | 20 | 21
11 | 4 | 2043 | 2043-11-04 | 15.5 | 6.8 | 8.8 | 9.2 | 11.2 | 8.7 | 12.2 | 11 | 4 | 2043 | 2043-11-04 | 19 | 12.5 | 17.5 | 15 | 10 | 17 | 20
11 | 5 | 2043 | 2043-11-05 | 16.8 | 9.5 | 10.2 | 11.7 | 13.1 | 9.6 | 13.6 | 11 | 5 | 2043 | 2043-11-05 | 19.5 | 14.5 | 16.5 | 12.5 | 10 | 16 | 20
11 | 6 | 2043 | 2043-11-06 | 18.2 | 10.6 | 11.3 | 12.9 | 14.6 | 11.3 | 15.8 | 11 | 6 | 2043 | 2043-11-06 | 21.5 | 13.5 | 13.5 | 18 | 20.5 | 19.5 | 17.5
11 | 7 | 2043 | 2043-11-07 | 19 | 11.2 | 12.4 | 13.3 | 16.3 | 12.1 | 17 | 11 | 7 | 2043 | 2043-11-07 | 23.5 | 14.5 | 15.5 | 20 | 23 | 21 | 21.5
11 | 8 | 2043 | 2043-11-08 | 20.9 | 12.2 | 14.1 | 14.8 | 18.5 | 13.6 | 18.2 | 11 | 8 | 2043 | 2043-11-08 | 18 | 15 | 16.5 | 20.5 | 13 | 20.5 | 22
11 | 9 | 2043 | 2043-11-09 | 20.8 | 13.9 | 14.9 | 15.7 | 18.1 | 13.9 | 18.2 | 11 | 9 | 2043 | 2043-11-09 | 20.5 | 8 | 11.5 | 14 | 9 | 20 | 20
11 | 10 | 2043 | 2043-11-10 | 22 | 14.6 | 14.4 | 15.4 | 18 | 14.5 | 18.9 | 11 | 10 | 2043 | 2043-11-10 | 15 | 8.5 | 12 | 14.5 | 8.5 | 16.5 | 13.5
11 | 11 | 2043 | 2043-11-11 | 21.8 | 13.7 | 13.8 | 16.3 | 17.3 | 13 | 19.1 | 11 | 11 | 2043 | 2043-11-11 | 22 | 12 | 10 | 18 | 17 | 24 | 19
11 | 12 | 2043 | 2043-11-12 | 21.5 | 14.6 | 15.7 | 15.3 | 17.8 | 13.4 | 18.2 | 11 | 12 | 2043 | 2043-11-12 | 22 | 11 | 13.5 | 23.5 | 12 | 24.5 | 22
11 | 13 | 2043 | 2043-11-13 | 21.5 | 14.6 | 15.7 | 16.3 | 19 | 14.9 | 19.7 | 11 | 13 | 2043 | 2043-11-13 | 17.5 | 10 | 10.5 | 20.5 | 16 | 25 | 24.5
11 | 14 | 2043 | 2043-11-14 | 21.4 | 14.9 | 15 | 17.2 | 19.2 | 16.2 | 19.9 | 11 | 14 | 2043 | 2043-11-14 | 22.5 | 12.5 | 15.5 | 20 | 19 | 20.5 | 19
11 | 15 | 2043 | 2043-11-15 | 22.3 | 14 | 15.2 | 17.8 | 18.7 | 17.5 | 19.7 | 11 | 15 | 2043 | 2043-11-15 | 18 | 8.5 | 10.5 | 13.5 | 13 | 14.5 | 19
11 | 16 | 2043 | 2043-11-16 | 23.6 | 13.7 | 15.5 | 18.3 | 18.7 | 16.2 | 20 | 11 | 16 | 2043 | 2043-11-16 | 19 | 7.5 | 14 | 11.5 | 17.5 | 12.5 | 20.5
11 | 17 | 2043 | 2043-11-17 | 24.2 | 13.5 | 14.7 | 17 | 19.8 | 15.2 | 19.1 | 11 | 17 | 2043 | 2043-11-17 | 19.5 | 5.5 | 8.5 | 6 | 11 | 8 | 8.5
11 | 18 | 2043 | 2043-11-18 | 25.1 | 14.3 | 14.9 | 17.3 | 20.4 | 15.1 | 17.7 | 11 | 18 | 2043 | 2043-11-18 | 22.5 | 10 | 11 | 9 | 12 | 10 | 18.5
11 | 19 | 2043 | 2043-11-19 | 25.1 | 15.5 | 16.7 | 16.7 | 19.5 | 15.9 | 20.4 | 11 | 19 | 2043 | 2043-11-19 | 15.5 | 12 | 17.5 | 17 | 17 | 15 | 17.5
11 | 20 | 2043 | 2043-11-20 | 26.8 | 15.6 | 16.9 | 18 | 20.7 | 16.2 | 22 | 11 | 20 | 2043 | 2043-11-20 | 26 | 17.5 | 21 | 25.5 | 30 | 25 | 22.5
11 | 21 | 2043 | 2043-11-21 | 26.1 | 15.5 | 16.3 | 19.1 | 20.8 | 17.4 | 20.2 | 11 | 21 | 2043 | 2043-11-21 | 30.5 | 19.5 | 23.5 | 27 | 29.5 | 27.5 | 26.5
11 | 22 | 2043 | 2043-11-22 | 26.4 | 14.1 | 16 | 18.1 | 22.7 | 16 | 21 | 11 | 22 | 2043 | 2043-11-22 | 41 | 27 | 28 | 34 | 38 | 32 | 41
11 | 23 | 2043 | 2043-11-23 | 25.8 | 13.9 | 15.8 | 17.3 | 22.6 | 14.5 | 20.7 | 11 | 23 | 2043 | 2043-11-23 | 26 | 11 | 17.5 | 22.5 | 16.5 | 21 | 30.5
11 | 24 | 2043 | 2043-11-24 | 26.1 | 15.3 | 15.9 | 17.4 | 22.9 | 17.1 | 20.8 | 11 | 24 | 2043 | 2043-11-24 | 22 | 11.5 | 16.5 | 13.5 | 20 | 14 | 20.5
11 | 25 | 2043 | 2043-11-25 | 27.6 | 16.4 | 17.5 | 19.7 | 24.4 | 18.3 | 21.8 | 11 | 25 | 2043 | 2043-11-25 | 29.5 | 18 | 20 | 21 | 26.5 | 23 | 27
11 | 26 | 2043 | 2043-11-26 | 27.3 | 18.4 | 15.9 | 20.5 | 21.9 | 17.9 | 23 | 11 | 26 | 2043 | 2043-11-26 | 30.5 | 19.5 | 21.5 | 22 | 29.5 | 22 | 31.5
11 | 27 | 2043 | 2043-11-27 | 25 | 15.2 | 14.9 | 16.8 | 19.2 | 16.7 | 21.4 | 11 | 27 | 2043 | 2043-11-27 | 29.5 | 21.5 | 20.5 | 24 | 34.5 | 23.5 | 25
11 | 28 | 2043 | 2043-11-28 | 23.4 | 15.3 | 15 | 14.5 | 17.7 | 14.2 | 19.7 | 11 | 28 | 2043 | 2043-11-28 | 34.5 | 24 | 24 | 35.5 | 38 | 34 | 35.5
11 | 29 | 2043 | 2043-11-29 | 25.7 | 15.2 | 15.5 | 16.3 | 19.7 | 15.1 | 21.2 | 11 | 29 | 2043 | 2043-11-29 | 44.5 | 27.5 | 31 | 39 | 49 | 37.5 | 38
11 | 30 | 2043 | 2043-11-30 | 25.8 | 16.4 | 17.3 | 17 | 20.7 | 15.5 | 21.9 | 11 | 30 | 2043 | 2043-11-30 | 41.5 | 25 | 29.5 | 33.5 | 46 | 32.5 | 38
12 | 1 | 2043 | 2043-12-01 | 26.8 | 16.9 | 16.4 | 18.6 | 21.7 | 16.5 | 23.2 | 12 | 1 | 2043 | 2043-12-01 | 30.5 | 22.5 | 24 | 31 | 40.5 | 34.5 | 36
12 | 2 | 2043 | 2043-12-02 | 27.7 | 13.7 | 15.6 | 18.1 | 21.3 | 16.3 | 23 | 12 | 2 | 2043 | 2043-12-02 | 26 | 17.5 | 21 | 36 | 32 | 33 | 33.5
12 | 3 | 2043 | 2043-12-03 | 25.7 | 13.7 | 15.3 | 18.9 | 21.2 | 17.3 | 22.3 | 12 | 3 | 2043 | 2043-12-03 | 27 | 8.5 | 13 | 26.5 | 20.5 | 30.5 | 32.5
12 | 4 | 2043 | 2043-12-04 | 27.8 | 14.4 | 16.1 | 19.6 | 22.5 | 18.2 | 23 | 12 | 4 | 2043 | 2043-12-04 | 30 | 13.5 | 13 | 20 | 24 | 24 | 30
12 | 5 | 2043 | 2043-12-05 | 28.6 | 14.9 | 16.2 | 19.8 | 23.3 | 17.7 | 23.5 | 12 | 5 | 2043 | 2043-12-05 | 27 | 15 | 15 | 26 | 22.5 | 25.5 | 24
12 | 6 | 2043 | 2043-12-06 | 28.9 | 15.4 | 17.4 | 21.1 | 24 | 18.1 | 23.8 | 12 | 6 | 2043 | 2043-12-06 | 21 | 14 | 13.5 | 28 | 18.5 | 29.5 | 20
12 | 7 | 2043 | 2043-12-07 | 29.7 | 16.6 | 16.8 | 20.9 | 23.7 | 19.3 | 25 | 12 | 7 | 2043 | 2043-12-07 | 20.5 | 12 | 14 | 23 | 18 | 25 | 21.5
12 | 8 | 2043 | 2043-12-08 | 29.1 | 16.2 | 18.2 | 22.3 | 23.8 | 20.4 | 25.1 | 12 | 8 | 2043 | 2043-12-08 | 23.5 | 17.5 | 16 | 21 | 20.5 | 23 | 26.5
12 | 9 | 2043 | 2043-12-09 | 30.6 | 16.1 | 17.1 | 22.5 | 24.5 | 21.9 | 26.2 | 12 | 9 | 2043 | 2043-12-09 | 27 | 21 | 18.5 | 23.5 | 21.5 | 24.5 | 29
12 | 10 | 2043 | 2043-12-10 | 31.1 | 16.6 | 17.5 | 23.3 | 25.1 | 22.3 | 25.3 | 12 | 10 | 2043 | 2043-12-10 | 27 | 18 | 18 | 26 | 24 | 26.5 | 26.5
12 | 11 | 2043 | 2043-12-11 | 30.3 | 17.2 | 18.9 | 21 | 23.9 | 19.7 | 26.5 | 12 | 11 | 2043 | 2043-12-11 | 22.5 | 12.5 | 15.5 | 20 | 20.5 | 21 | 26
12 | 12 | 2043 | 2043-12-12 | 30.7 | 16.8 | 18.3 | 21.9 | 25.2 | 20.1 | 26.2 | 12 | 12 | 2043 | 2043-12-12 | 21 | 11.5 | 16.5 | 13 | 19 | 13.5 | 30
12 | 13 | 2043 | 2043-12-13 | 29.8 | 15.2 | 16.8 | 20.7 | 24.3 | 19.8 | 25.1 | 12 | 13 | 2043 | 2043-12-13 | 25.5 | 14.5 | 19.5 | 19.5 | 26.5 | 19.5 | 27.5
12 | 14 | 2043 | 2043-12-14 | 30.2 | 15.8 | 17.5 | 21.7 | 24.7 | 21.1 | 24.4 | 12 | 14 | 2043 | 2043-12-14 | 27 | 17 | 23.5 | 24.5 | 31.5 | 24 | 32
12 | 15 | 2043 | 2043-12-15 | 29.6 | 16.8 | 18.1 | 22.3 | 25.8 | 22 | 26.5 | 12 | 15 | 2043 | 2043-12-15 | 34.5 | 20 | 25 | 26 | 31.5 | 31.5 | 35
12 | 16 | 2043 | 2043-12-16 | 31.7 | 17.6 | 18.7 | 22.8 | 25.2 | 21.2 | 26.6 | 12 | 16 | 2043 | 2043-12-16 | 36 | 19 | 23.5 | 27 | 29 | 35.5 | 35.5
12 | 17 | 2043 | 2043-12-17 | 31.7 | 16.9 | 19.6 | 23.3 | 25.9 | 22.2 | 27 | 12 | 17 | 2043 | 2043-12-17 | 34 | 17.5 | 22.5 | 32.5 | 28 | 33.5 | 33.5
12 | 18 | 2043 | 2043-12-18 | 31.2 | 16.8 | 18.8 | 22.6 | 26.1 | 21.8 | 27.3 | 12 | 18 | 2043 | 2043-12-18 | 31 | 14.5 | 20.5 | 27.5 | 27.5 | 25 | 32
12 | 19 | 2043 | 2043-12-19 | 30 | 16.9 | 18.1 | 23.3 | 24.8 | 22.8 | 26.6 | 12 | 19 | 2043 | 2043-12-19 | 25 | 13.5 | 13 | 16 | 13.5 | 14 | 30.5
12 | 20 | 2043 | 2043-12-20 | 30.6 | 16.2 | 17.2 | 21.5 | 25.2 | 20.5 | 26.5 | 12 | 20 | 2043 | 2043-12-20 | 18 | 17 | 13 | 1.5 | 9 | 1 | 17.5
12 | 21 | 2043 | 2043-12-21 | 68.81 | 41.69 | 40.78 | 58.15 | 59.53 | 60.73 | 56.55 | 12 | 21 | 2043 | 2043-12-21 | 18.5 | 19.5 | 18.5 | 11 | 16 | 10.5 | 12
12 | 22 | 2043 | 2043-12-22 | 30.8 | 16.8 | 17.7 | 22.3 | 24.1 | 20.4 | 27 | 12 | 22 | 2043 | 2043-12-22 | 18.5 | 22 | 19 | 19 | 25.5 | 21.5 | 21
12 | 23 | 2043 | 2043-12-23 | 31.5 | 18.2 | 18.2 | 24 | 26.5 | 21.8 | 27.4 | 12 | 23 | 2043 | 2043-12-23 | 29 | 23.5 | 21 | 23 | 29 | 23.5 | 23.5
12 | 24 | 2043 | 2043-12-24 | 32.3 | 18.5 | 18.9 | 24.9 | 26.9 | 23 | 27.6 | 12 | 24 | 2043 | 2043-12-24 | 36.5 | 23.5 | 24.5 | 28.5 | 31.5 | 27 | 26
12 | 25 | 2043 | 2043-12-25 | 32.2 | 17.5 | 18.7 | 24.9 | 25.8 | 23.2 | 27.8 | 12 | 25 | 2043 | 2043-12-25 | 34.5 | 23.5 | 24 | 32 | 29.5 | 31 | 25
12 | 26 | 2043 | 2043-12-26 | 31.7 | 18 | 18.3 | 24.5 | 25.6 | 23.2 | 26.5 | 12 | 26 | 2043 | 2043-12-26 | 35.5 | 24 | 25 | 29.5 | 32 | 28 | 29
12 | 27 | 2043 | 2043-12-27 | 31.5 | 18.1 | 17.3 | 23.6 | 24.9 | 22 | 25.4 | 12 | 27 | 2043 | 2043-12-27 | 34 | 19.5 | 21 | 23.5 | 26.5 | 25 | 28
12 | 28 | 2043 | 2043-12-28 | 30.9 | 16.3 | 17.2 | 21.7 | 24.6 | 20.9 | 24.9 | 12 | 28 | 2043 | 2043-12-28 | 27 | 19 | 19.5 | 24.5 | 23.5 | 27 | 27
12 | 29 | 2043 | 2043-12-29 | 31.5 | 17.3 | 17 | 22.1 | 26.6 | 20.4 | 26.7 | 12 | 29 | 2043 | 2043-12-29 | 27 | 14 | 14 | 26.5 | 30.5 | 28.5 | 24.5
12 | 30 | 2043 | 2043-12-30 | 32.7 | 18.5 | 17.5 | 25.3 | 26.8 | 23.6 | 26.8 | 12 | 30 | 2043 | 2043-12-30 | 25.5 | 13 | 16.5 | 23 | 28 | 22 | 24
12 | 31 | 2043 | 2043-12-31 | 32.4 | 18.9 | 18.7 | 24.2 | 27.8 | 22.8 | 27.4 | 12 | 31 | 2043 | 2043-12-31 | 26.5 | 9.5 | 12.5 | 14 | 17.5 | 12 | 16
1 | 1 | 2044 | 2044-01-01 | 32.5 | 18.8 | 18.7 | 24.7 | 25.2 | 23.4 | 27.3 | 1 | 1 | 2044 | 2044-01-01 | 20 | 13.5 | 15.5 | 11.5 | 19 | 13.5 | 12.5
1 | 2 | 2044 | 2044-01-02 | 32.7 | 19.5 | 19.1 | 25.4 | 25.8 | 24.5 | 26.8 | 1 | 2 | 2044 | 2044-01-02 | 26 | 15 | 18.5 | 16 | 21.5 | 15.5 | 22.5
1 | 3 | 2044 | 2044-01-03 | 32.8 | 19.6 | 19.9 | 25.6 | 27 | 24.3 | 28.2 | 1 | 3 | 2044 | 2044-01-03 | 26.5 | 7.5 | 16.5 | 8.5 | 12 | 7.5 | 19
1 | 4 | 2044 | 2044-01-04 | 33.7 | 19.1 | 19.4 | 26.1 | 26.5 | 24.1 | 27.7 | 1 | 4 | 2044 | 2044-01-04 | 23.5 | 15 | 20 | 19.5 | 21.5 | 19.5 | 18.5
1 | 5 | 2044 | 2044-01-05 | 33.5 | 18.1 | 18.9 | 25.7 | 26.5 | 24.2 | 27.6 | 1 | 5 | 2044 | 2044-01-05 | 27 | 14.5 | 17.5 | 19 | 24 | 18 | 21.5
1 | 6 | 2044 | 2044-01-06 | 32.4 | 18.7 | 18 | 23.6 | 25.8 | 22.6 | 26.7 | 1 | 6 | 2044 | 2044-01-06 | 27.5 | 16 | 12.5 | 9 | 17.5 | 12.5 | 17
1 | 7 | 2044 | 2044-01-07 | 32 | 17.1 | 17.3 | 22.7 | 23.8 | 20.7 | 25.7 | 1 | 7 | 2044 | 2044-01-07 | 23.5 | 13.5 | 17.5 | 10.5 | 20.5 | 11.5 | 17
1 | 8 | 2044 | 2044-01-08 | 30.6 | 16.2 | 16.7 | 21.4 | 23.3 | 19.6 | 23.1 | 1 | 8 | 2044 | 2044-01-08 | 27.5 | 23 | 27 | 22.5 | 28.5 | 21.5 | 25
1 | 9 | 2044 | 2044-01-09 | 29.5 | 16.6 | 17.7 | 22.1 | 22.8 | 20 | 24.9 | 1 | 9 | 2044 | 2044-01-09 | 38 | 22 | 26 | 24.5 | 30.5 | 25 | 28.5
1 | 10 | 2044 | 2044-01-10 | 29.6 | 17.9 | 17.8 | 21.6 | 22.5 | 19.8 | 24.9 | 1 | 10 | 2044 | 2044-01-10 | 33.5 | 17.5 | 20 | 18.5 | 18.5 | 18.5 | 28
1 | 11 | 2044 | 2044-01-11 | 30.6 | 19.6 | 18.4 | 22.5 | 23 | 19.8 | 26.6 | 1 | 11 | 2044 | 2044-01-11 | 28.5 | 19.5 | 19.5 | 17.5 | 24 | 20.5 | 22
1 | 12 | 2044 | 2044-01-12 | 31.6 | 18.7 | 17.8 | 22.8 | 23.4 | 21.1 | 25.8 | 1 | 12 | 2044 | 2044-01-12 | 29.5 | 29 | 26 | 20.5 | 24.5 | 22.5 | 25.5
1 | 13 | 2044 | 2044-01-13 | 31.8 | 17 | 17 | 22.5 | 24.1 | 20.3 | 24.9 | 1 | 13 | 2044 | 2044-01-13 | 34 | 42 | 29.5 | 36.5 | 29 | 35.5 | 34
1 | 14 | 2044 | 2044-01-14 | 31.8 | 16.9 | 17.4 | 23.7 | 24 | 21.5 | 25.3 | 1 | 14 | 2044 | 2044-01-14 | 41.5 | 43 | 29 | 37.5 | 36.5 | 37 | 43
1 | 15 | 2044 | 2044-01-15 | 31.4 | 16.7 | 16.9 | 23.1 | 23.3 | 21.4 | 24.3 | 1 | 15 | 2044 | 2044-01-15 | 33 | 29 | 25 | 25.5 | 28.5 | 29 | 40.5
1 | 16 | 2044 | 2044-01-16 | 30.1 | 15.3 | 16.1 | 20.5 | 22.3 | 19.1 | 22.4 | 1 | 16 | 2044 | 2044-01-16 | 34.5 | 36 | 25.5 | 35.5 | 33.5 | 33.5 | 42
1 | 17 | 2044 | 2044-01-17 | 29.5 | 15.4 | 16.1 | 19.8 | 21.6 | 18.4 | 22.4 | 1 | 17 | 2044 | 2044-01-17 | 40 | 36.5 | 27.5 | 28.5 | 29 | 28.5 | 41
1 | 18 | 2044 | 2044-01-18 | 30.3 | 17.5 | 17.2 | 21.8 | 22.9 | 19.9 | 23.8 | 1 | 18 | 2044 | 2044-01-18 | 36.5 | 19.5 | 20.5 | 21.5 | 21.5 | 25.5 | 28.5
1 | 19 | 2044 | 2044-01-19 | 31.9 | 17.1 | 17.4 | 22.4 | 24.3 | 19.5 | 25.4 | 1 | 19 | 2044 | 2044-01-19 | 31.5 | 18.5 | 17.5 | 26 | 15.5 | 30 | 23.5
1 | 20 | 2044 | 2044-01-20 | 32.3 | 17.4 | 17.5 | 23.8 | 24.5 | 21.8 | 25.6 | 1 | 20 | 2044 | 2044-01-20 | 24 | 15.5 | 16.5 | 26.5 | 18.5 | 28 | 23
1 | 21 | 2044 | 2044-01-21 | 31.2 | 18.3 | 17.8 | 22.7 | 24.9 | 21 | 25.3 | 1 | 21 | 2044 | 2044-01-21 | 26 | 12.5 | 16.5 | 21.5 | 18 | 22 | 28
1 | 22 | 2044 | 2044-01-22 | 31.6 | 17.9 | 18 | 23.8 | 25 | 21.2 | 26.2 | 1 | 22 | 2044 | 2044-01-22 | 28 | 12 | 13.5 | 14.5 | 16.5 | 12 | 25.5
1 | 23 | 2044 | 2044-01-23 | 31.8 | 18.3 | 18.2 | 23.6 | 25.2 | 21.4 | 25.4 | 1 | 23 | 2044 | 2044-01-23 | 22.5 | 7 | 10.5 | 8.5 | 15.5 | 8 | 20.5
1 | 24 | 2044 | 2044-01-24 | 32 | 19.9 | 18.9 | 25.4 | 26.9 | 23.8 | 26.4 | 1 | 24 | 2044 | 2044-01-24 | 21.5 | 14.5 | 13.5 | 11 | 17 | 13 | 16
1 | 25 | 2044 | 2044-01-25 | 33.6 | 20.8 | 20 | 28.3 | 28.6 | 26.2 | 28.7 | 1 | 25 | 2044 | 2044-01-25 | 18.5 | 13 | 13.5 | 12.5 | 11.5 | 14.5 | 16.5
1 | 26 | 2044 | 2044-01-26 | 34.7 | 21.4 | 20.9 | 27.7 | 29 | 26.3 | 28.4 | 1 | 26 | 2044 | 2044-01-26 | 25.5 | 11 | 14 | 15.5 | 20 | 16 | 20.5
1 | 27 | 2044 | 2044-01-27 | 34.3 | 21.2 | 20.5 | 26.8 | 26.3 | 24.8 | 28.6 | 1 | 27 | 2044 | 2044-01-27 | 23.5 | 14 | 15.5 | 14.5 | 19 | 14.5 | 23.5
1 | 28 | 2044 | 2044-01-28 | 32.5 | 19.6 | 19.5 | 25.3 | 25.4 | 23.5 | 27.6 | 1 | 28 | 2044 | 2044-01-28 | 25 | 14.5 | 12.5 | 14 | 20.5 | 13 | 20.5
1 | 29 | 2044 | 2044-01-29 | 31.3 | 19 | 18.3 | 23.3 | 25.5 | 21.8 | 26.2 | 1 | 29 | 2044 | 2044-01-29 | 23 | 18 | 17.5 | 19.5 | 20.5 | 18 | 23.5
1 | 30 | 2044 | 2044-01-30 | 29.8 | 18.2 | 17.9 | 23 | 25.4 | 20.6 | 26.6 | 1 | 30 | 2044 | 2044-01-30 | 21 | 16 | 15.5 | 15.5 | 17.5 | 14 | 22
1 | 31 | 2044 | 2044-01-31 | 30.8 | 19 | 18 | 24.3 | 24.3 | 21.6 | 26.4 | 1 | 31 | 2044 | 2044-01-31 | 19 | 5.5 | 7.5 | 0 | 7 | 0 | 12
2 | 1 | 2044 | 2044-02-01 | 30 | 18 | 17.7 | 23.4 | 23 | 21.1 | 25 | 2 | 1 | 2044 | 2044-02-01 | 18 | 18 | 21.5 | 13 | 15.5 | 12.5 | 17.5
2 | 2 | 2044 | 2044-02-02 | 28.4 | 17.6 | 18.1 | 21.2 | 22.8 | 19.3 | 23.2 | 2 | 2 | 2044 | 2044-02-02 | 32.5 | 21.5 | 24 | 27.5 | 33.5 | 26.5 | 28.5
2 | 3 | 2044 | 2044-02-03 | 28.1 | 15.7 | 16.7 | 19.8 | 22 | 18.9 | 22.6 | 2 | 3 | 2044 | 2044-02-03 | 30.5 | 25 | 25.5 | 27 | 34 | 27 | 28
2 | 4 | 2044 | 2044-02-04 | 28.5 | 14.8 | 16.2 | 20.3 | 21.8 | 17.3 | 22.1 | 2 | 4 | 2044 | 2044-02-04 | 29 | 25 | 23 | 25 | 33.5 | 26 | 30.5
2 | 5 | 2044 | 2044-02-05 | 28.7 | 16 | 17.3 | 21.4 | 22.6 | 18.5 | 22.2 | 2 | 5 | 2044 | 2044-02-05 | 23 | 22.5 | 15.5 | 15 | 17 | 16.5 | 21
2 | 6 | 2044 | 2044-02-06 | 28.8 | 15.6 | 16.9 | 22.4 | 22 | 19.3 | 22.7 | 2 | 6 | 2044 | 2044-02-06 | 15 | 19.5 | 15.5 | 8 | 11.5 | 13 | 13
2 | 7 | 2044 | 2044-02-07 | 27.4 | 15.4 | 16.4 | 20.2 | 21.1 | 17.9 | 22.8 | 2 | 7 | 2044 | 2044-02-07 | 17 | 15.5 | 16.5 | 12 | 13 | 13 | 13.5
2 | 8 | 2044 | 2044-02-08 | 26.8 | 15.4 | 16.3 | 19.7 | 21.6 | 16.8 | 22.2 | 2 | 8 | 2044 | 2044-02-08 | 24 | 22 | 22.5 | 23 | 28.5 | 23 | 22
2 | 9 | 2044 | 2044-02-09 | 26.2 | 15.3 | 16.3 | 19.5 | 21.6 | 16.1 | 20.8 | 2 | 9 | 2044 | 2044-02-09 | 27.5 | 24 | 22.5 | 22.5 | 27 | 23 | 22.5
2 | 10 | 2044 | 2044-02-10 | 26.7 | 14.9 | 15.5 | 18.7 | 21.3 | 16.3 | 20.3 | 2 | 10 | 2044 | 2044-02-10 | 26 | 20.5 | 23.5 | 20.5 | 24.5 | 21.5 | 21
2 | 11 | 2044 | 2044-02-11 | 25.6 | 14.5 | 14.7 | 16.4 | 19.7 | 15.2 | 19 | 2 | 11 | 2044 | 2044-02-11 | 22.5 | 18.5 | 18.5 | 16.5 | 23 | 15.5 | 18
2 | 12 | 2044 | 2044-02-12 | 24.8 | 13.8 | 15 | 16.5 | 19.8 | 14.6 | 18.7 | 2 | 12 | 2044 | 2044-02-12 | 26.5 | 16.5 | 19 | 19 | 24 | 19 | 21
2 | 13 | 2044 | 2044-02-13 | 24.4 | 13.9 | 15.3 | 17.3 | 20.5 | 14.1 | 19 | 2 | 13 | 2044 | 2044-02-13 | 23.5 | 16.5 | 22.5 | 15.5 | 15.5 | 16 | 23.5
2 | 14 | 2044 | 2044-02-14 | 24.7 | 14.2 | 14.5 | 17.9 | 20.9 | 14.9 | 18.4 | 2 | 14 | 2044 | 2044-02-14 | 25 | 15 | 19.5 | 16.5 | 20.5 | 16.5 | 18.5
2 | 15 | 2044 | 2044-02-15 | 24.9 | 14.8 | 15.2 | 17.8 | 20.6 | 16.5 | 19.3 | 2 | 15 | 2044 | 2044-02-15 | 24 | 17.5 | 21.5 | 18 | 23 | 17.5 | 22.5
2 | 16 | 2044 | 2044-02-16 | 24 | 15.2 | 15.6 | 16.6 | 20.1 | 15.2 | 18.3 | 2 | 16 | 2044 | 2044-02-16 | 26 | 19 | 23.5 | 18 | 24.5 | 19 | 24.5
2 | 17 | 2044 | 2044-02-17 | 23.4 | 14.7 | 15.5 | 17.6 | 19.7 | 15.1 | 18 | 2 | 17 | 2044 | 2044-02-17 | 32.5 | 24 | 24.5 | 25 | 32.5 | 23.5 | 26
2 | 18 | 2044 | 2044-02-18 | 24.3 | 15.4 | 16.5 | 18.2 | 20.2 | 15.9 | 18.2 | 2 | 18 | 2044 | 2044-02-18 | 33.5 | 23 | 24.5 | 25.5 | 33 | 24 | 28
2 | 19 | 2044 | 2044-02-19 | 25 | 15.6 | 16.6 | 17.8 | 20.9 | 16.9 | 18.9 | 2 | 19 | 2044 | 2044-02-19 | 29.5 | 21.5 | 22 | 24 | 26.5 | 24.5 | 28
2 | 20 | 2044 | 2044-02-20 | 22.4 | 14.7 | 15.2 | 15.5 | 19 | 14.9 | 17.5 | 2 | 20 | 2044 | 2044-02-20 | 32.5 | 19.5 | 18 | 21 | 25.5 | 23 | 27.5
2 | 21 | 2044 | 2044-02-21 | 20.7 | 13.4 | 13.9 | 14.4 | 17.9 | 13 | 15.5 | 2 | 21 | 2044 | 2044-02-21 | 27 | 20 | 19.5 | 19.5 | 17 | 20 | 24.5
2 | 22 | 2044 | 2044-02-22 | 21.4 | 13.5 | 14.6 | 14.5 | 20 | 12.5 | 16.1 | 2 | 22 | 2044 | 2044-02-22 | 23.5 | 19 | 18.5 | 12 | 15.5 | 14.5 | 19
2 | 23 | 2044 | 2044-02-23 | 23.2 | 14.7 | 15.6 | 15.5 | 19.2 | 13.3 | 17.2 | 2 | 23 | 2044 | 2044-02-23 | 21.5 | 16.5 | 21.5 | 12 | 21.5 | 12.5 | 17
2 | 24 | 2044 | 2044-02-24 | 22.3 | 14.5 | 15.3 | 16 | 19.7 | 14 | 16.6 | 2 | 24 | 2044 | 2044-02-24 | 29.5 | 20.5 | 22.5 | 21 | 27.5 | 22 | 22.5
2 | 25 | 2044 | 2044-02-25 | 21.5 | 13.9 | 15.5 | 16 | 19.6 | 13.9 | 16.8 | 2 | 25 | 2044 | 2044-02-25 | 24 | 20 | 19.5 | 17 | 17.5 | 17 | 20
2 | 26 | 2044 | 2044-02-26 | 21 | 14.2 | 15.9 | 15.3 | 18.9 | 13.4 | 17.5 | 2 | 26 | 2044 | 2044-02-26 | 23.5 | 14.5 | 16 | 15 | 19.5 | 15 | 16.5
2 | 27 | 2044 | 2044-02-27 | 20.7 | 14.3 | 15.1 | 15.4 | 18.2 | 13.1 | 17.2 | 2 | 27 | 2044 | 2044-02-27 | 20 | 17.5 | 17 | 11 | 13.5 | 12 | 15
2 | 28 | 2044 | 2044-02-28 | 20.9 | 14.2 | 15.3 | 15.3 | 18.7 | 13.5 | 16.9 | 2 | 28 | 2044 | 2044-02-28 | 17 | 17.5 | 21 | 11.5 | 12 | 9.5 | 11.5
2 | 29 | 2044 | 2044-02-29 | 21.7 | 15.2 | 15.3 | 15.2 | 19.2 | 13.1 | 16.9 | 2 | 29 | 2044 | 2044-02-29 | 23 | 17.5 | 22 | 19 | 29.5 | 19 | 23
3 | 1 | 2044 | 2044-03-01 | 23 | 16.1 | 16.8 | 16.7 | 20.4 | 14.2 | 18.7 | 3 | 1 | 2044 | 2044-03-01 | 27.5 | 18.5 | 20.5 | 20 | 24 | 19.5 | 19
3 | 2 | 2044 | 2044-03-02 | 23.2 | 15.8 | 17.1 | 16.8 | 21.4 | 14.7 | 18.4 | 3 | 2 | 2044 | 2044-03-02 | 21 | 15.5 | 15.5 | 13 | 17.5 | 14.5 | 13
3 | 3 | 2044 | 2044-03-03 | 23.8 | 14.2 | 16 | 16.9 | 20.7 | 14.4 | 18.3 | 3 | 3 | 2044 | 2044-03-03 | 17 | 16.5 | 21 | 7.5 | 17.5 | 8.5 | 13.5
3 | 4 | 2044 | 2044-03-04 | 22.8 | 14.7 | 15.1 | 15.6 | 19.4 | 13.6 | 17 | 3 | 4 | 2044 | 2044-03-04 | 20 | 16 | 19 | 16 | 16 | 15.5 | 18.5
3 | 5 | 2044 | 2044-03-05 | 21 | 14.2 | 14.8 | 13.8 | 17.8 | 11.1 | 16.3 | 3 | 5 | 2044 | 2044-03-05 | 13.5 | 14.5 | 16 | 11 | 10.5 | 12 | 15
3 | 6 | 2044 | 2044-03-06 | 19.5 | 12.4 | 13.5 | 12.8 | 16.5 | 9.8 | 14.6 | 3 | 6 | 2044 | 2044-03-06 | 12.5 | 18 | 23 | 13 | 12.5 | 13 | 13
3 | 7 | 2044 | 2044-03-07 | 19 | 11.9 | 13.5 | 12.9 | 15.8 | 10 | 14 | 3 | 7 | 2044 | 2044-03-07 | 28.5 | 20 | 25.5 | 19 | 26 | 18.5 | 24
3 | 8 | 2044 | 2044-03-08 | 18.6 | 12 | 12.6 | 13.2 | 15.9 | 10.4 | 14.6 | 3 | 8 | 2044 | 2044-03-08 | 22.5 | 23.5 | 26.5 | 21 | 25 | 19.5 | 23.5
3 | 9 | 2044 | 2044-03-09 | 17.7 | 11.8 | 11.8 | 11.6 | 14.7 | 9.2 | 14.7 | 3 | 9 | 2044 | 2044-03-09 | 26.5 | 23 | 23 | 17.5 | 26 | 18.5 | 21.5
3 | 10 | 2044 | 2044-03-10 | 17.9 | 11.9 | 12.4 | 11.2 | 13.9 | 8.8 | 13.2 | 3 | 10 | 2044 | 2044-03-10 | 21 | 17.5 | 18 | 11.5 | 19 | 11.5 | 18
3 | 11 | 2044 | 2044-03-11 | 17.3 | 11.2 | 12.6 | 11.3 | 15 | 8.4 | 13.3 | 3 | 11 | 2044 | 2044-03-11 | 16.5 | 16.5 | 22 | 15.5 | 21 | 15 | 15.5
3 | 12 | 2044 | 2044-03-12 | 16.6 | 11.2 | 11.5 | 11 | 14.6 | 7.7 | 12.7 | 3 | 12 | 2044 | 2044-03-12 | 26 | 18.5 | 20 | 19.5 | 24 | 18.5 | 19.5
3 | 13 | 2044 | 2044-03-13 | 16.2 | 11.6 | 12 | 10.6 | 14.3 | 7.4 | 12.5 | 3 | 13 | 2044 | 2044-03-13 | 20.5 | 25 | 23.5 | 21.5 | 19 | 22 | 26
3 | 14 | 2044 | 2044-03-14 | 15 | 12.2 | 12 | 10 | 14.1 | 7.7 | 12.4 | 3 | 14 | 2044 | 2044-03-14 | 21 | 28.5 | 24 | 32.5 | 34 | 32 | 29
3 | 15 | 2044 | 2044-03-15 | 14.6 | 11.9 | 12.3 | 10.1 | 13.9 | 8 | 11.8 | 3 | 15 | 2044 | 2044-03-15 | 26.5 | 21.5 | 22 | 33.5 | 37.5 | 32.5 | 28.5
3 | 16 | 2044 | 2044-03-16 | 15.9 | 10.9 | 12.6 | 10.3 | 14.4 | 7.7 | 12 | 3 | 16 | 2044 | 2044-03-16 | 21 | 17.5 | 21 | 28 | 34 | 25.5 | 22.5
3 | 17 | 2044 | 2044-03-17 | 16.3 | 11.5 | 13.4 | 11.4 | 15.5 | 8.4 | 12.9 | 3 | 17 | 2044 | 2044-03-17 | 16 | 19 | 20 | 19.5 | 26 | 19 | 19.5
3 | 18 | 2044 | 2044-03-18 | 16.1 | 11.5 | 13.5 | 11.7 | 15.4 | 9.1 | 13.3 | 3 | 18 | 2044 | 2044-03-18 | 21 | 18.5 | 18 | 17.5 | 23.5 | 16.5 | 16.5
3 | 19 | 2044 | 2044-03-19 | 15.8 | 11.2 | 12.8 | 11.2 | 14.9 | 8.9 | 12.7 | 3 | 19 | 2044 | 2044-03-19 | 17.5 | 15 | 15.5 | 13 | 16.5 | 12.5 | 14
3 | 20 | 2044 | 2044-03-20 | 15.4 | 10.1 | 12 | 10.2 | 14.5 | 8.5 | 12.4 | 3 | 20 | 2044 | 2044-03-20 | 20 | 15.5 | 15 | 11.5 | 16.5 | 11 | 11.5
3 | 21 | 2044 | 2044-03-21 | 15.1 | 10.2 | 11.6 | 10.6 | 15.7 | 8.1 | 11.7 | 3 | 21 | 2044 | 2044-03-21 | 19.5 | 17 | 16 | 13 | 16 | 12.5 | 13.5
3 | 22 | 2044 | 2044-03-22 | 15.1 | 10.1 | 11.5 | 11 | 16.2 | 8.6 | 12 | 3 | 22 | 2044 | 2044-03-22 | 16 | 17.5 | 15 | 9.5 | 12.5 | 9 | 11
3 | 23 | 2044 | 2044-03-23 | 14.1 | 9.9 | 11.4 | 10.6 | 15.4 | 8.5 | 12.1 | 3 | 23 | 2044 | 2044-03-23 | 15.5 | 16.5 | 17 | 14 | 21.5 | 15.5 | 19.5
3 | 24 | 2044 | 2044-03-24 | 14.1 | 10.9 | 11.9 | 10.3 | 15.3 | 9.4 | 11.7 | 3 | 24 | 2044 | 2044-03-24 | 23.5 | 19.5 | 19 | 15.5 | 24.5 | 14.5 | 18.5
3 | 25 | 2044 | 2044-03-25 | 13.3 | 10.6 | 11.3 | 9.5 | 14.3 | 8.1 | 10.7 | 3 | 25 | 2044 | 2044-03-25 | 29 | 15 | 19.5 | 19 | 29.5 | 19.5 | 22
3 | 26 | 2044 | 2044-03-26 | 12.6 | 9.2 | 10.7 | 8.6 | 12.1 | 7.3 | 10.5 | 3 | 26 | 2044 | 2044-03-26 | 23 | 16 | 16.5 | 15.5 | 23.5 | 16 | 17.5
3 | 27 | 2044 | 2044-03-27 | 13.1 | 9.4 | 10.9 | 9.1 | 13.4 | 7.3 | 10.5 | 3 | 27 | 2044 | 2044-03-27 | 21.5 | 13 | 16.5 | 13 | 20 | 14.5 | 12.5
3 | 28 | 2044 | 2044-03-28 | 13.9 | 9.6 | 11.3 | 9.7 | 15 | 8.1 | 11.1 | 3 | 28 | 2044 | 2044-03-28 | 14 | 10.5 | 13 | 10 | 15.5 | 10.5 | 8.5
3 | 29 | 2044 | 2044-03-29 | 14.6 | 9.8 | 10.5 | 9.6 | 13.8 | 7.5 | 10.5 | 3 | 29 | 2044 | 2044-03-29 | 14.5 | 11.5 | 14 | 8 | 10.5 | 8.5 | 6
3 | 30 | 2044 | 2044-03-30 | 13.3 | 9.4 | 10.9 | 8.5 | 13 | 6.5 | 9.7 | 3 | 30 | 2044 | 2044-03-30 | 16.5 | 16 | 19 | 13 | 15 | 12 | 15.5
3 | 31 | 2044 | 2044-03-31 | 11.2 | 8.7 | 9.7 | 7 | 12.3 | 5.3 | 8.2 | 3 | 31 | 2044 | 2044-03-31 | 25.5 | 16.5 | 17 | 17 | 27.5 | 18.5 | 15.5
4 | 1 | 2044 | 2044-04-01 | 12 | 8.8 | 10.1 | 7.5 | 13.2 | 5 | 8.8 | 4 | 1 | 2044 | 2044-04-01 | 27 | 19 | 21 | 21.5 | 27.5 | 22 | 23
4 | 2 | 2044 | 2044-04-02 | 12.7 | 9.6 | 10.7 | 8.4 | 14.1 | 6.1 | 9.9 | 4 | 2 | 2044 | 2044-04-02 | 27 | 18 | 20.5 | 16.5 | 23 | 18.5 | 24.5
4 | 3 | 2044 | 2044-04-03 | 13.6 | 10 | 10.4 | 8.4 | 13.9 | 6.5 | 9.5 | 4 | 3 | 2044 | 2044-04-03 | 23 | 19.5 | 22.5 | 16 | 27 | 20.5 | 20
4 | 4 | 2044 | 2044-04-04 | 13.6 | 10 | 10 | 8.5 | 14.6 | 6.7 | 10.1 | 4 | 4 | 2044 | 2044-04-04 | 19 | 15.5 | 19 | 15.5 | 22.5 | 15.5 | 17
4 | 5 | 2044 | 2044-04-05 | 14.2 | 9.6 | 10 | 9.5 | 14.2 | 7.5 | 10.3 | 4 | 5 | 2044 | 2044-04-05 | 20.5 | 18 | 17 | 12 | 16 | 13 | 19
4 | 6 | 2044 | 2044-04-06 | 13.3 | 9.2 | 10.3 | 9.2 | 13.3 | 6.6 | 9.3 | 4 | 6 | 2044 | 2044-04-06 | 18 | 13.5 | 14 | 8 | 16 | 7.5 | 10.5
4 | 7 | 2044 | 2044-04-07 | 13.4 | 9 | 10.2 | 9.1 | 14.2 | 6.5 | 9.2 | 4 | 7 | 2044 | 2044-04-07 | 14 | 15.5 | 15.5 | 8.5 | 12.5 | 10 | 8
4 | 8 | 2044 | 2044-04-08 | 12.7 | 9.6 | 9.1 | 8.2 | 13 | 5.9 | 8.8 | 4 | 8 | 2044 | 2044-04-08 | 11 | 12.5 | 13 | 6.5 | 12.5 | 7.5 | 8.5
4 | 9 | 2044 | 2044-04-09 | 10.7 | 9 | 8.9 | 7.4 | 12 | 5 | 7.1 | 4 | 9 | 2044 | 2044-04-09 | 8 | 8 | 9.5 | 2 | 8 | 2 | 0.5
4 | 10 | 2044 | 2044-04-10 | 11.1 | 8.1 | 8.1 | 6.9 | 10.8 | 4.7 | 6 | 4 | 10 | 2044 | 2044-04-10 | 3 | 8 | 8 | 0 | 1 | 0 | 0
4 | 11 | 2044 | 2044-04-11 | 11.3 | 8 | 7.4 | 6.5 | 10.5 | 4.2 | 5.4 | 4 | 11 | 2044 | 2044-04-11 | 18.5 | 11.5 | 17 | 12.5 | 14 | 16 | 9.5
4 | 12 | 2044 | 2044-04-12 | 12 | 8 | 8.5 | 6.7 | 11.1 | 4.9 | 6.3 | 4 | 12 | 2044 | 2044-04-12 | 24.5 | 14 | 16.5 | 17.5 | 19.5 | 17 | 17.5
4 | 13 | 2044 | 2044-04-13 | 11.9 | 8.4 | 9 | 6.9 | 11.2 | 5 | 6.4 | 4 | 13 | 2044 | 2044-04-13 | 24 | 10 | 13 | 13.5 | 19.5 | 14 | 9
4 | 14 | 2044 | 2044-04-14 | 12.3 | 8 | 8.5 | 7.3 | 12.1 | 5.1 | 6.6 | 4 | 14 | 2044 | 2044-04-14 | 11.5 | 7.5 | 8.5 | 0 | 6 | 3 | 0
4 | 15 | 2044 | 2044-04-15 | 12.5 | 7.8 | 8.9 | 7.7 | 11.7 | 5.5 | 7.4 | 4 | 15 | 2044 | 2044-04-15 | 16 | 9 | 9.5 | 12.5 | 15.5 | 14.5 | 10
4 | 16 | 2044 | 2044-04-16 | 12.3 | 7.4 | 8.3 | 7.3 | 11.4 | 5.8 | 7.8 | 4 | 16 | 2044 | 2044-04-16 | 23 | 7.5 | 8.5 | 11 | 17.5 | 12 | 14
4 | 17 | 2044 | 2044-04-17 | 12.4 | 7.1 | 8.9 | 7.7 | 11.8 | 6.1 | 7.4 | 4 | 17 | 2044 | 2044-04-17 | 15.5 | 6.5 | 3.5 | 2.5 | 7 | 0 | 2
4 | 18 | 2044 | 2044-04-18 | 11.6 | 7.4 | 9.2 | 7.4 | 12.2 | 5.5 | 7.2 | 4 | 18 | 2044 | 2044-04-18 | 10.5 | 5 | 15.5 | 7.5 | 15 | 4.5 | 5
4 | 19 | 2044 | 2044-04-19 | 10.8 | 7.2 | 8.2 | 6.7 | 11 | 4.5 | 6.5 | 4 | 19 | 2044 | 2044-04-19 | 12.5 | 10 | 11 | 6.5 | 11 | 4.5 | 4
4 | 20 | 2044 | 2044-04-20 | 11.5 | 7.2 | 8.3 | 6.8 | 10.6 | 4.4 | 7 | 4 | 20 | 2044 | 2044-04-20 | 9 | 5 | 5 | 0 | 6 | 0 | 1
4 | 21 | 2044 | 2044-04-21 | 11.3 | 7.2 | 8.3 | 6.4 | 11 | 4.8 | 6.5 | 4 | 21 | 2044 | 2044-04-21 | 8 | 8 | 8 | 4 | 6 | 3.5 | 3.5
4 | 22 | 2044 | 2044-04-22 | 10.5 | 6.8 | 8.1 | 6.4 | 10.6 | 4.9 | 6.1 | 4 | 22 | 2044 | 2044-04-22 | 8.5 | 10 | 11 | 5 | 7 | 4 | 3.5
4 | 23 | 2044 | 2044-04-23 | 10.7 | 6.7 | 8 | 6.4 | 11.2 | 4.5 | 6.3 | 4 | 23 | 2044 | 2044-04-23 | 15 | 10.5 | 8 | 3.5 | 6.5 | 6 | 4
4 | 24 | 2044 | 2044-04-24 | 10.6 | 6.4 | 7.4 | 6.6 | 10.7 | 4.2 | 6 | 4 | 24 | 2044 | 2044-04-24 | 13 | 6.5 | 7.5 | 1.5 | 6.5 | 4.5 | 4.5
4 | 25 | 2044 | 2044-04-25 | 10 | 5.3 | 6.5 | 5.7 | 10.1 | 3.7 | 5.3 | 4 | 25 | 2044 | 2044-04-25 | 8 | 5.5 | 8 | 4 | 13.5 | 5 | 6.5
4 | 26 | 2044 | 2044-04-26 | 10.4 | 5.3 | 7 | 5.8 | 11.5 | 3.7 | 5.3 | 4 | 26 | 2044 | 2044-04-26 | 0 | 5.5 | 7.5 | 0.5 | 2 | 0 | 3.5
4 | 27 | 2044 | 2044-04-27 | 10.7 | 5.5 | 7.9 | 6.1 | 11.3 | 4.1 | 5.1 | 4 | 27 | 2044 | 2044-04-27 | 8 | 7.5 | 11.5 | 0 | 7.5 | 2 | 7
4 | 28 | 2044 | 2044-04-28 | 10.8 | 5.6 | 8.3 | 5.6 | 10.9 | 3.9 | 5.7 | 4 | 28 | 2044 | 2044-04-28 | 1.5 | 6 | 6 | 0 | 0 | 0 | 0.5
4 | 29 | 2044 | 2044-04-29 | 12 | 6.4 | 8.5 | 6 | 11.1 | 4 | 6.5 | 4 | 29 | 2044 | 2044-04-29 | 0 | 4.5 | 4 | 0 | 0 | 0 | 0
4 | 30 | 2044 | 2044-04-30 | 12.1 | 6.6 | 8.5 | 5.8 | 10.5 | 4.1 | 6.4 | 4 | 30 | 2044 | 2044-04-30 | 16 | 8 | 12 | 7 | 15.5 | 8.5 | 12.5
5 | 1 | 2044 | 2044-05-01 | 11.1 | 6.8 | 7.9 | 5 | 10.1 | 3.8 | 5.3 | 5 | 1 | 2044 | 2044-05-01 | 9 | 4.5 | 5.5 | 1 | 7.5 | 3 | 2.5
5 | 2 | 2044 | 2044-05-02 | 9.9 | 6.2 | 7.8 | 4.9 | 10 | 3 | 5.1 | 5 | 2 | 2044 | 2044-05-02 | 5 | 7.5 | 12 | 0 | 14.5 | 0.5 | 8
5 | 3 | 2044 | 2044-05-03 | 8.7 | 5.4 | 7.3 | 5.1 | 9.9 | 3 | 5.7 | 5 | 3 | 2044 | 2044-05-03 | 19 | 13 | 15.5 | 11.5 | 17 | 11 | 13
5 | 4 | 2044 | 2044-05-04 | 8.8 | 5.1 | 6.8 | 5 | 9.3 | 3.1 | 5.7 | 5 | 4 | 2044 | 2044-05-04 | 8.5 | 6 | 5.5 | 3 | 10 | 1.5 | 3.5
5 | 5 | 2044 | 2044-05-05 | 8.7 | 5.4 | 7.2 | 4.5 | 8.6 | 3.4 | 5 | 5 | 5 | 2044 | 2044-05-05 | 0 | 0.5 | 2.5 | 0 | 1.5 | 0 | 0
5 | 6 | 2044 | 2044-05-06 | 8.2 | 6 | 7.4 | 4.3 | 8.3 | 3.3 | 4.8 | 5 | 6 | 2044 | 2044-05-06 | 16.5 | 8.5 | 11.5 | 9.5 | 20 | 8.5 | 12
5 | 7 | 2044 | 2044-05-07 | 7.9 | 5.6 | 7.2 | 3.5 | 7.8 | 2.4 | 4.3 | 5 | 7 | 2044 | 2044-05-07 | 11.5 | 6.5 | 3.5 | 6 | 9.5 | 6.5 | 6.5
5 | 8 | 2044 | 2044-05-08 | 6.8 | 4.8 | 6.2 | 2.8 | 6.8 | 1.8 | 3.5 | 5 | 8 | 2044 | 2044-05-08 | 7 | 0 | 0 | 1 | 3 | 1.5 | 0
5 | 9 | 2044 | 2044-05-09 | 5.9 | 4.2 | 5.5 | 2.9 | 6.9 | 2 | 3.5 | 5 | 9 | 2044 | 2044-05-09 | 2 | 0 | 0 | 0 | 0 | 0 | 0
5 | 10 | 2044 | 2044-05-10 | 5.9 | 4.1 | 4.7 | 2.1 | 6.5 | 1.5 | 2.4 | 5 | 10 | 2044 | 2044-05-10 | 0 | 0 | 0 | 0 | 0 | 0 | 0
5 | 11 | 2044 | 2044-05-11 | 5.9 | 4.5 | 5.2 | 1.8 | 6.8 | 1.4 | 3 | 5 | 11 | 2044 | 2044-05-11 | 0 | 0 | 0 | 0 | 2 | 0 | 0
5 | 12 | 2044 | 2044-05-12 | 6.7 | 4.7 | 6 | 2.2 | 7.5 | 1.5 | 3.2 | 5 | 12 | 2044 | 2044-05-12 | 5 | 0 | 5.5 | 5 | 9.5 | 2 | 4.5
5 | 13 | 2044 | 2044-05-13 | 6.6 | 4.3 | 6.4 | 3 | 7.1 | 1.9 | 3.7 | 5 | 13 | 2044 | 2044-05-13 | 8 | 4 | 5 | 1.5 | 10 | 1.5 | 1
5 | 14 | 2044 | 2044-05-14 | 7.2 | 4.3 | 6.2 | 3.7 | 7.8 | 2.5 | 3.7 | 5 | 14 | 2044 | 2044-05-14 | 13.5 | 4 | 7 | 2 | 17 | 3 | 4.5
5 | 15 | 2044 | 2044-05-15 | 6.7 | 4.1 | 5.4 | 3.2 | 7.3 | 2.1 | 3.3 | 5 | 15 | 2044 | 2044-05-15 | 12.5 | 2.5 | 4.5 | 1.5 | 4.5 | 2 | 0.5
5 | 16 | 2044 | 2044-05-16 | 5.2 | 3.4 | 4.5 | 2.5 | 5.3 | 1.6 | 2.9 | 5 | 16 | 2044 | 2044-05-16 | 3 | 2.5 | 5.5 | 0 | 0.5 | 0 | 0
5 | 17 | 2044 | 2044-05-17 | 4.3 | 3.1 | 3.8 | 1.8 | 4 | 1.2 | 2.3 | 5 | 17 | 2044 | 2044-05-17 | 0.5 | 4 | 6.5 | 5.5 | 8.5 | 4 | 4
5 | 18 | 2044 | 2044-05-18 | 4.5 | 3.2 | 4.3 | 1.8 | 5.2 | 1.4 | 2.4 | 5 | 18 | 2044 | 2044-05-18 | 8.5 | 0.5 | 2.5 | 3 | 9.5 | 2.5 | 0
5 | 19 | 2044 | 2044-05-19 | 4.7 | 3.5 | 4.4 | 2.2 | 5.4 | 1.5 | 2.6 | 5 | 19 | 2044 | 2044-05-19 | 7 | 1.5 | 3 | 4.5 | 10.5 | 5.5 | 0
5 | 20 | 2044 | 2044-05-20 | 4.6 | 3.4 | 4.2 | 1.8 | 4.8 | 1.4 | 2.1 | 5 | 20 | 2044 | 2044-05-20 | 16.5 | 4.5 | 7.5 | 8 | 10.5 | 9 | 0
5 | 21 | 2044 | 2044-05-21 | 4.5 | 2.9 | 3.7 | 1.8 | 4.9 | 1.3 | 2.2 | 5 | 21 | 2044 | 2044-05-21 | 13 | 5.5 | 13 | 6.5 | 13 | 7.5 | 11
5 | 22 | 2044 | 2044-05-22 | 4 | 2.6 | 3.5 | 1.3 | 4.1 | 0.8 | 1.9 | 5 | 22 | 2044 | 2044-05-22 | 8.5 | 6 | 8.5 | 6 | 16 | 8.5 | 8.5
5 | 23 | 2044 | 2044-05-23 | 3.3 | 2.8 | 3.9 | 1.7 | 3.8 | 0.8 | 1.7 | 5 | 23 | 2044 | 2044-05-23 | 9 | 4.5 | 7.5 | 4.5 | 6.5 | 3 | 1.5
5 | 24 | 2044 | 2044-05-24 | 3.3 | 2.2 | 3.3 | 1.5 | 3.6 | 0.7 | 1.1 | 5 | 24 | 2044 | 2044-05-24 | 4.5 | 0.5 | 0 | 0 | 0 | 0 | 0
5 | 25 | 2044 | 2044-05-25 | 2.6 | 1.4 | 1.9 | 0.8 | 2.6 | 0.4 | 0.5 | 5 | 25 | 2044 | 2044-05-25 | 0 | 5 | 3.5 | 0 | 0.5 | 0 | 0
5 | 26 | 2044 | 2044-05-26 | 2.9 | 1.6 | 1.8 | 0.8 | 3 | 0.7 | 0.6 | 5 | 26 | 2044 | 2044-05-26 | 2 | 6.5 | 6.5 | 0 | 0 | 0 | 0
5 | 27 | 2044 | 2044-05-27 | 3.8 | 2.1 | 2.7 | 1.1 | 4.2 | 0.8 | 1.2 | 5 | 27 | 2044 | 2044-05-27 | 0 | 0 | 0 | 0 | 0 | 0 | 0
5 | 28 | 2044 | 2044-05-28 | 4.2 | 2.6 | 3.7 | 1.8 | 5.4 | 1.4 | 1.8 | 5 | 28 | 2044 | 2044-05-28 | 0 | 0 | 0 | 0 | 0 | 0 | 0
5 | 29 | 2044 | 2044-05-29 | 5.3 | 3.3 | 4.3 | 2.2 | 5.4 | 1.4 | 1.9 | 5 | 29 | 2044 | 2044-05-29 | 0 | 0 | 0 | 0 | 0 | 0 | 0
5 | 30 | 2044 | 2044-05-30 | 5 | 3.1 | 3.7 | 2 | 4.7 | 1.4 | 1.5 | 5 | 30 | 2044 | 2044-05-30 | 0 | 6 | 9 | 0 | 0 | 0 | 0
5 | 31 | 2044 | 2044-05-31 | 4.1 | 2.2 | 2.3 | 0.9 | 3.7 | 0.8 | 0.8 | 5 | 31 | 2044 | 2044-05-31 | 0 | 7 | 7 | 1.5 | 0 | 0.5 | 0
6 | 1 | 2044 | 2044-06-01 | 4.1 | 1.4 | 1.4 | 0.6 | 3.2 | 0.2 | 0.5 | 6 | 1 | 2044 | 2044-06-01 | 4 | 3.5 | 5.5 | 0 | 2.5 | 0 | 0
6 | 2 | 2044 | 2044-06-02 | 3.6 | 1.7 | 1.6 | 1.1 | 3 | 0.5 | 0.5 | 6 | 2 | 2044 | 2044-06-02 | 0 | 7.5 | 5 | 0 | 0 | 0 | 0
6 | 3 | 2044 | 2044-06-03 | 3.4 | 1.9 | 2.2 | 0.9 | 3.7 | 1 | 0.6 | 6 | 3 | 2044 | 2044-06-03 | 0 | 3.5 | 4 | 0 | 0 | 0 | 0
6 | 4 | 2044 | 2044-06-04 | 3.3 | 2 | 2.1 | 0.8 | 4 | 0.6 | 0.5 | 6 | 4 | 2044 | 2044-06-04 | 0 | 4 | 3.5 | 0 | 0 | 0 | 0
6 | 5 | 2044 | 2044-06-05 | 3.1 | 1.3 | 1.5 | 0.4 | 3.7 | 0 | 0.4 | 6 | 5 | 2044 | 2044-06-05 | 0 | 1 | 3.5 | 0 | 5 | 0 | 0
6 | 6 | 2044 | 2044-06-06 | 3 | 1.1 | 1.4 | 0.7 | 3.7 | 0.4 | 0.6 | 6 | 6 | 2044 | 2044-06-06 | 5.5 | 3.5 | 7 | 1.5 | 15.5 | 2 | 4
6 | 7 | 2044 | 2044-06-07 | 3 | 1.3 | 1.7 | 0.8 | 4.4 | 0.4 | 0.7 | 6 | 7 | 2044 | 2044-06-07 | 14 | 2 | 8.5 | 2.5 | 12 | 5 | 1.5
6 | 8 | 2044 | 2044-06-08 | 2.6 | 1.2 | 1.8 | 0.3 | 3.8 | 0 | 0.4 | 6 | 8 | 2044 | 2044-06-08 | 5 | 3.5 | 5 | 1.5 | 5.5 | 1 | 1
6 | 9 | 2044 | 2044-06-09 | 2.2 | 1.1 | 1.3 | 0.1 | 2.7 | 0 | 0.2 | 6 | 9 | 2044 | 2044-06-09 | 6 | 3.5 | 4.5 | 0 | 2 | 0 | 0
6 | 10 | 2044 | 2044-06-10 | 1.3 | 1.1 | 0.9 | 0.1 | 1.7 | 0 | 0.1 | 6 | 10 | 2044 | 2044-06-10 | 0 | 0 | 0 | 0 | 0 | 0 | 0
6 | 11 | 2044 | 2044-06-11 | 0.7 | 1.1 | 1 | 0.1 | 1.8 | 0 | 0.1 | 6 | 11 | 2044 | 2044-06-11 | 0 | 0 | 0 | 0 | 0 | 0 | 0
6 | 12 | 2044 | 2044-06-12 | 1.1 | 1 | 0.9 | 0.2 | 1.4 | 0 | 0.3 | 6 | 12 | 2044 | 2044-06-12 | 0 | 5 | 3.5 | 0 | 1 | 0 | 0
6 | 13 | 2044 | 2044-06-13 | 0.9 | 0.8 | 0.8 | 0 | 1.4 | 0 | 0.2 | 6 | 13 | 2044 | 2044-06-13 | 10.5 | 3.5 | 7 | 1.5 | 8 | 2.5 | 5
6 | 14 | 2044 | 2044-06-14 | 1.4 | 0.8 | 1 | 0.1 | 1.9 | 0 | 0.3 | 6 | 14 | 2044 | 2044-06-14 | 9.5 | 2.5 | 3.5 | 0.5 | 1.5 | 0.5 | 0
6 | 15 | 2044 | 2044-06-15 | 1.6 | 0.8 | 1.1 | 0.1 | 2.4 | 0 | 0.4 | 6 | 15 | 2044 | 2044-06-15 | 5.5 | 5.5 | 3.5 | 4.5 | 8.5 | 4 | 3.5
6 | 16 | 2044 | 2044-06-16 | 1.7 | 0.8 | 1 | 0.3 | 1.8 | 0.1 | 0.4 | 6 | 16 | 2044 | 2044-06-16 | 8.5 | 1.5 | 6 | 0 | 10 | 1.5 | 0
6 | 17 | 2044 | 2044-06-17 | 0.9 | 0.5 | 0.7 | 0.1 | 1.6 | 0.1 | 0.2 | 6 | 17 | 2044 | 2044-06-17 | 6 | 0 | 1 | 0 | 3 | 0 | 0
6 | 18 | 2044 | 2044-06-18 | 1 | 0.6 | 0.8 | 0.3 | 2.3 | 0.1 | 0.3 | 6 | 18 | 2044 | 2044-06-18 | 1 | 0 | 0 | 0 | 0 | 0 | 0
6 | 19 | 2044 | 2044-06-19 | 1.3 | 0.8 | 0.7 | 0.5 | 1.8 | 0.3 | 0.4 | 6 | 19 | 2044 | 2044-06-19 | 0 | 0 | 0 | 0 | 0 | 0 | 0
6 | 20 | 2044 | 2044-06-20 | 0.8 | 0.5 | 0.5 | 0.2 | 1.1 | 0.1 | 0.2 | 6 | 20 | 2044 | 2044-06-20 | 0 | 0 | 0 | 0 | 0 | 0 | 0
6 | 21 | 2044 | 2044-06-21 | 0.9 | 0.5 | 0.5 | 0 | 0.7 | 0 | 0 | 6 | 21 | 2044 | 2044-06-21 | 0 | 2.5 | 4.5 | 0 | 0 | 0 | 0
6 | 22 | 2044 | 2044-06-22 | 0.4 | 0.7 | 0.7 | 0 | 0.6 | 0 | 0.1 | 6 | 22 | 2044 | 2044-06-22 | 0 | 0 | 0 | 0 | 0 | 0 | 0
6 | 23 | 2044 | 2044-06-23 | 0.5 | 0.5 | 0.8 | 0 | 0.9 | 0 | 0.1 | 6 | 23 | 2044 | 2044-06-23 | 0 | 0 | 0 | 0 | 0 | 0 | 0
6 | 24 | 2044 | 2044-06-24 | 0.8 | 0.4 | 0.7 | 0 | 1.1 | 0 | 0.1 | 6 | 24 | 2044 | 2044-06-24 | 0 | 0 | 0 | 0 | 0 | 0 | 0
6 | 25 | 2044 | 2044-06-25 | 0.9 | 0.3 | 0.5 | 0 | 0.9 | 0 | 0.3 | 6 | 25 | 2044 | 2044-06-25 | 0 | 0 | 0 | 0 | 0 | 0 | 0
6 | 26 | 2044 | 2044-06-26 | 0.7 | 0.2 | 0.6 | 0 | 0.8 | 0 | 0.2 | 6 | 26 | 2044 | 2044-06-26 | 0 | 0 | 0 | 0 | 0 | 0 | 0
6 | 27 | 2044 | 2044-06-27 | 0.3 | 0 | 0.5 | 0 | 0.6 | 0 | 0 | 6 | 27 | 2044 | 2044-06-27 | 0 | 3 | 4.5 | 0 | 0 | 0 | 0
6 | 28 | 2044 | 2044-06-28 | 0.1 | 0.3 | 0.1 | 0 | 0.5 | 0 | 0 | 6 | 28 | 2044 | 2044-06-28 | 3 | 0 | 0 | 0 | 4.5 | 0 | 0
6 | 29 | 2044 | 2044-06-29 | 0.1 | 0.3 | 0.2 | 0 | 0.4 | 0 | 0 | 6 | 29 | 2044 | 2044-06-29 | 6 | 0 | 0 | 0 | 0 | 0 | 0
6 | 30 | 2044 | 2044-06-30 | 0.3 | 0.2 | 0.1 | 0 | 0.7 | 0 | 0.1 | 6 | 30 | 2044 | 2044-06-30 | 2.5 | 1.5 | 2 | 0 | 4 | 0 | 0
7 | 1 | 2044 | 2044-07-01 | 0.6 | 0.3 | 0.2 | 0 | 0.8 | 0 | 0.1 | 7 | 1 | 2044 | 2044-07-01 | 4 | 4 | 1 | 0 | 6 | 0 | 0
7 | 2 | 2044 | 2044-07-02 | 0.7 | 0.3 | 0.2 | 0 | 0.5 | 0 | 0 | 7 | 2 | 2044 | 2044-07-02 | 0 | 2 | 2 | 0 | 0 | 0 | 0
7 | 3 | 2044 | 2044-07-03 | 0.4 | 0 | 0.2 | 0 | 0.4 | 0 | 0 | 7 | 3 | 2044 | 2044-07-03 | 0 | 5 | 2.5 | 0 | 0 | 0 | 0
7 | 4 | 2044 | 2044-07-04 | 0.1 | 0.2 | 0.2 | 0 | 0.4 | 0 | 0 | 7 | 4 | 2044 | 2044-07-04 | 0 | 1.5 | 4 | 0 | 0 | 0 | 0
7 | 5 | 2044 | 2044-07-05 | 0.1 | 0.1 | 0 | 0 | 0.1 | 0 | 0 | 7 | 5 | 2044 | 2044-07-05 | 0 | 0 | 0 | 0 | 0 | 0 | 0
7 | 6 | 2044 | 2044-07-06 | 0 | 0 | 0.1 | 0 | 0 | 0 | 0 | 7 | 6 | 2044 | 2044-07-06 | 0 | 0 | 0 | 0 | 0 | 0 | 0
7 | 7 | 2044 | 2044-07-07 | 0 | 0.1 | 0 | 0 | 0.1 | 0 | 0 | 7 | 7 | 2044 | 2044-07-07 | 0.5 | 0 | 1 | 0 | 3 | 0 | 0
7 | 8 | 2044 | 2044-07-08 | 0 | 0 | 0.1 | 0 | 0 | 0 | 0 | 7 | 8 | 2044 | 2044-07-08 | 0 | 0 | 0 | 0 | 0 | 0 | 0
7 | 9 | 2044 | 2044-07-09 | 0 | 0 | 0.1 | 0 | 0 | 0 | 0 | 7 | 9 | 2044 | 2044-07-09 | 0 | 0 | 0.5 | 0 | 0 | 0 | 0
7 | 10 | 2044 | 2044-07-10 | 0 | 0 | 0.2 | 0 | 0 | 0 | 0 | 7 | 10 | 2044 | 2044-07-10 | 0 | 0 | 2 | 0 | 0 | 0 | 0
7 | 11 | 2044 | 2044-07-11 | 0 | 0 | 0 | 0 | 0 | 0 | 0 | 7 | 11 | 2044 | 2044-07-11 | 0 | 0 | 0 | 0 | 0 | 0 | 0
7 | 12 | 2044 | 2044-07-12 | 0 | 0 | 0 | 0 | 0 | 0 | 0 | 7 | 12 | 2044 | 2044-07-12 | 0 | 1 | 3 | 0 | 0 | 0 | 0
7 | 13 | 2044 | 2044-07-13 | 0 | 0 | 0.1 | 0 | 0.1 | 0 | 0 | 7 | 13 | 2044 | 2044-07-13 | 0 | 0 | 0.5 | 0 | 0 | 0 | 0
7 | 14 | 2044 | 2044-07-14 | 0 | 0 | 0 | 0 | 0 | 0 | 0 | 7 | 14 | 2044 | 2044-07-14 | 0 | 0 | 0 | 0 | 0 | 0 | 0
7 | 15 | 2044 | 2044-07-15 | 0 | 0 | 0 | 0 | 0 | 0 | 0 | 7 | 15 | 2044 | 2044-07-15 | 0 | 0 | 0 | 0 | 0 | 0 | 0
7 | 16 | 2044 | 2044-07-16 | 0 | 0 | 0 | 0 | 0 | 0 | 0 | 7 | 16 | 2044 | 2044-07-16 | 0 | 0 | 0 | 0 | 0 | 0 | 0
7 | 17 | 2044 | 2044-07-17 | 0 | 0.1 | 0.1 | 0 | 0 | 0 | 0 | 7 | 17 | 2044 | 2044-07-17 | 0 | 0 | 4 | 0 | 0 | 0 | 0
7 | 18 | 2044 | 2044-07-18 | 0 | 0 | 0 | 0 | 0.1 | 0 | 0 | 7 | 18 | 2044 | 2044-07-18 | 0 | 0 | 0 | 0 | 0 | 0 | 0
7 | 19 | 2044 | 2044-07-19 | 0.2 | 0 | 0.1 | 0 | 0 | 0 | 0 | 7 | 19 | 2044 | 2044-07-19 | 0 | 0 | 0 | 0 | 0 | 0 | 0
7 | 20 | 2044 | 2044-07-20 | 0.2 | 0.1 | 0.1 | 0 | 0.1 | 0 | 0 | 7 | 20 | 2044 | 2044-07-20 | 0 | 0 | 0 | 0 | 0 | 0 | 0
7 | 21 | 2044 | 2044-07-21 | 0.2 | 0 | 0 | 0 | 0.1 | 0 | 0 | 7 | 21 | 2044 | 2044-07-21 | 0 | 0 | 0 | 0 | 0 | 0 | 0
7 | 22 | 2044 | 2044-07-22 | 0 | 0 | 0 | 0 | 0 | 0 | 0 | 7 | 22 | 2044 | 2044-07-22 | 0 | 0 | 0 | 0 | 0 | 0 | 0
7 | 23 | 2044 | 2044-07-23 | 0 | 0 | 0 | 0 | 0 | 0 | 0 | 7 | 23 | 2044 | 2044-07-23 | 0 | 0 | 2 | 0 | 0 | 0 | 0
7 | 24 | 2044 | 2044-07-24 | 0 | 0 | 0 | 0 | 0 | 0 | 0 | 7 | 24 | 2044 | 2044-07-24 | 0 | 2.5 | 3 | 0 | 0 | 0 | 0
7 | 25 | 2044 | 2044-07-25 | 0 | 0 | 0 | 0 | 0 | 0 | 0 | 7 | 25 | 2044 | 2044-07-25 | 0 | 0 | 0 | 0 | 0 | 0 | 0
7 | 26 | 2044 | 2044-07-26 | 0 | 0 | 0 | 0 | 0 | 0 | 0 | 7 | 26 | 2044 | 2044-07-26 | 0 | 0 | 0 | 0 | 0 | 0 | 0
7 | 27 | 2044 | 2044-07-27 | 0 | 0 | 0 | 0 | 0 | 0 | 0 | 7 | 27 | 2044 | 2044-07-27 | 0 | 0 | 0 | 0 | 0 | 0 | 0
7 | 28 | 2044 | 2044-07-28 | 0 | 0 | 0 | 0 | 0.1 | 0 | 0 | 7 | 28 | 2044 | 2044-07-28 | 0 | 0 | 0 | 0 | 0 | 0 | 0
7 | 29 | 2044 | 2044-07-29 | 0 | 0.1 | 0 | 0 | 0 | 0 | 0 | 7 | 29 | 2044 | 2044-07-29 | 0 | 0 | 0 | 0 | 0 | 0 | 0
7 | 30 | 2044 | 2044-07-30 | 0 | 0 | 0 | 0 | 0 | 0 | 0 | 7 | 30 | 2044 | 2044-07-30 | 0 | 0 | 0 | 0 | 0 | 0 | 0
7 | 31 | 2044 | 2044-07-31 | 0 | 0 | 0 | 0 | 0 | 0 | 0 | 7 | 31 | 2044 | 2044-07-31 | 0 | 0 | 0 | 0 | 0 | 0 | 0
8 | 1 | 2044 | 2044-08-01 | 0 | 0 | 0 | 0 | 0 | 0 | 0 | 8 | 1 | 2044 | 2044-08-01 | 0 | 0 | 0 | 0 | 0 | 0 | 0
8 | 2 | 2044 | 2044-08-02 | 0 | 0 | 0 | 0 | 0 | 0 | 0 | 8 | 2 | 2044 | 2044-08-02 | 0 | 0 | 0 | 0 | 0 | 0 | 0
8 | 3 | 2044 | 2044-08-03 | 0 | 0 | 0 | 0 | 0 | 0 | 0 | 8 | 3 | 2044 | 2044-08-03 | 0 | 0 | 0 | 0 | 0 | 0 | 0
8 | 4 | 2044 | 2044-08-04 | 0 | 0 | 0 | 0 | 0 | 0 | 0 | 8 | 4 | 2044 | 2044-08-04 | 0 | 0 | 0 | 0 | 0 | 0 | 0
8 | 5 | 2044 | 2044-08-05 | 0 | 0 | 0 | 0 | 0 | 0 | 0 | 8 | 5 | 2044 | 2044-08-05 | 0 | 0 | 0 | 0 | 0 | 0 | 0
8 | 6 | 2044 | 2044-08-06 | 0 | 0 | 0 | 0 | 0 | 0 | 0 | 8 | 6 | 2044 | 2044-08-06 | 0 | 0 | 4.5 | 0 | 2 | 0 | 0
8 | 7 | 2044 | 2044-08-07 | 0 | 0 | 0 | 0 | 0 | 0 | 0 | 8 | 7 | 2044 | 2044-08-07 | 0 | 0 | 0 | 0 | 0 | 0 | 0
8 | 8 | 2044 | 2044-08-08 | 0 | 0 | 0 | 0 | 0 | 0 | 0 | 8 | 8 | 2044 | 2044-08-08 | 0 | 0 | 4.5 | 0 | 0 | 0 | 0
8 | 9 | 2044 | 2044-08-09 | 0 | 0 | 0 | 0 | 0 | 0 | 0 | 8 | 9 | 2044 | 2044-08-09 | 0 | 0 | 0 | 0 | 0 | 0 | 0
8 | 10 | 2044 | 2044-08-10 | 0 | 0 | 0 | 0 | 0 | 0 | 0 | 8 | 10 | 2044 | 2044-08-10 | 0 | 0 | 0 | 0 | 0 | 0 | 0
8 | 11 | 2044 | 2044-08-11 | 0 | 0 | 0 | 0 | 0 | 0 | 0 | 8 | 11 | 2044 | 2044-08-11 | 0 | 0 | 0 | 0 | 0 | 0 | 0
8 | 12 | 2044 | 2044-08-12 | 0 | 0 | 0 | 0 | 0 | 0 | 0 | 8 | 12 | 2044 | 2044-08-12 | 3.5 | 3 | 5 | 0 | 0 | 0 | 0
8 | 13 | 2044 | 2044-08-13 | 0 | 0 | 0 | 0 | 0 | 0 | 0 | 8 | 13 | 2044 | 2044-08-13 | 0 | 1.5 | 0 | 0 | 0 | 0 | 0
8 | 14 | 2044 | 2044-08-14 | 0 | 0 | 0 | 0 | 0 | 0 | 0 | 8 | 14 | 2044 | 2044-08-14 | 0 | 0 | 0 | 0 | 0 | 0 | 0
8 | 15 | 2044 | 2044-08-15 | 0 | 0 | 0 | 0 | 0 | 0 | 0 | 8 | 15 | 2044 | 2044-08-15 | 0 | 0 | 0 | 0 | 0 | 0 | 0
8 | 16 | 2044 | 2044-08-16 | 0 | 0 | 0 | 0 | 0 | 0 | 0 | 8 | 16 | 2044 | 2044-08-16 | 0 | 0 | 0 | 0 | 0 | 0 | 0
8 | 17 | 2044 | 2044-08-17 | 0 | 0 | 0 | 0 | 0 | 0 | 0 | 8 | 17 | 2044 | 2044-08-17 | 0 | 0 | 0 | 0 | 0 | 0 | 0
8 | 18 | 2044 | 2044-08-18 | 0 | 0.1 | 0 | 0 | 0 | 0 | 0 | 8 | 18 | 2044 | 2044-08-18 | 0 | 0 | 0 | 0 | 0 | 0 | 0
8 | 19 | 2044 | 2044-08-19 | 0 | 0 | 0 | 0 | 0.1 | 0 | 0 | 8 | 19 | 2044 | 2044-08-19 | 0 | 0 | 0 | 0 | 0 | 0 | 0
8 | 20 | 2044 | 2044-08-20 | 0 | 0 | 0 | 0 | 0 | 0 | 0 | 8 | 20 | 2044 | 2044-08-20 | 0 | 0 | 0 | 0 | 0 | 0 | 0
8 | 21 | 2044 | 2044-08-21 | 0.1 | 0 | 0 | 0 | 0 | 0 | 0 | 8 | 21 | 2044 | 2044-08-21 | 0 | 0 | 0 | 0 | 0 | 0 | 0
8 | 22 | 2044 | 2044-08-22 | 0.4 | 0 | 0 | 0 | 0.1 | 0 | 0 | 8 | 22 | 2044 | 2044-08-22 | 0 | 0 | 0.5 | 0 | 0 | 0 | 0
8 | 23 | 2044 | 2044-08-23 | 0.5 | 0 | 0.1 | 0 | 0.2 | 0 | 0.2 | 8 | 23 | 2044 | 2044-08-23 | 0 | 0 | 0 | 0 | 0 | 0 | 0
8 | 24 | 2044 | 2044-08-24 | 0.2 | 0 | 0.1 | 0 | 0.3 | 0 | 0.2 | 8 | 24 | 2044 | 2044-08-24 | 0 | 0 | 0.5 | 0 | 0 | 0 | 0
8 | 25 | 2044 | 2044-08-25 | 0.6 | 0.2 | 0.1 | 0 | 0.6 | 0 | 0.2 | 8 | 25 | 2044 | 2044-08-25 | 0 | 0 | 0 | 0 | 0 | 0 | 0
8 | 26 | 2044 | 2044-08-26 | 0.8 | 0.1 | 0 | 0 | 0.5 | 0 | 0.2 | 8 | 26 | 2044 | 2044-08-26 | 0 | 0 | 0 | 0 | 0 | 0 | 0
8 | 27 | 2044 | 2044-08-27 | 0.2 | 0 | 0 | 0 | 0.1 | 0 | 0 | 8 | 27 | 2044 | 2044-08-27 | 0 | 0 | 0 | 0 | 0 | 0 | 0
8 | 28 | 2044 | 2044-08-28 | 0 | 0 | 0 | 0 | 0.2 | 0 | 0 | 8 | 28 | 2044 | 2044-08-28 | 0 | 0 | 0 | 0 | 0 | 0 | 0
8 | 29 | 2044 | 2044-08-29 | 0.1 | 0 | 0 | 0 | 0 | 0 | 0 | 8 | 29 | 2044 | 2044-08-29 | 0 | 0 | 4 | 0 | 0 | 0 | 0
8 | 30 | 2044 | 2044-08-30 | 0.2 | 0.3 | 0 | 0 | 0 | 0 | 0 | 8 | 30 | 2044 | 2044-08-30 | 0 | 0 | 0 | 0 | 0 | 0 | 0
8 | 31 | 2044 | 2044-08-31 | 0.2 | 0.2 | 0.1 | 0 | 0.1 | 0 | 0 | 8 | 31 | 2044 | 2044-08-31 | 5 | 0 | 2 | 0 | 0 | 0 | 0
9 | 1 | 2044 | 2044-09-01 | 0.3 | 0.1 | 0.1 | 0 | 0.9 | 0 | 0 | 9 | 1 | 2044 | 2044-09-01 | 0 | 0 | 0 | 0 | 0 | 0 | 0
9 | 2 | 2044 | 2044-09-02 | 0 | 0.1 | 0.1 | 0 | 0.3 | 0 | 0 | 9 | 2 | 2044 | 2044-09-02 | 0 | 0 | 0 | 0 | 0 | 0 | 0
9 | 3 | 2044 | 2044-09-03 | 0.1 | 0 | 0.4 | 0 | 0.6 | 0 | 0.2 | 9 | 3 | 2044 | 2044-09-03 | 0 | 0 | 0 | 0 | 0 | 0 | 0
9 | 4 | 2044 | 2044-09-04 | 0.4 | 0.1 | 0.3 | 0 | 0.8 | 0 | 0.5 | 9 | 4 | 2044 | 2044-09-04 | 0 | 0 | 0 | 0 | 0 | 0 | 0
9 | 5 | 2044 | 2044-09-05 | 0.7 | 0.1 | 0.2 | 0.1 | 1.1 | 0 | 0.2 | 9 | 5 | 2044 | 2044-09-05 | 0 | 0 | 0 | 0 | 0 | 0 | 0
9 | 6 | 2044 | 2044-09-06 | 0.9 | 0.1 | 0.3 | 0 | 0.8 | 0 | 0.1 | 9 | 6 | 2044 | 2044-09-06 | 0 | 0 | 0 | 0 | 0 | 0 | 0
9 | 7 | 2044 | 2044-09-07 | 1.2 | 0.2 | 0.6 | 0.1 | 0.9 | 0 | 0.2 | 9 | 7 | 2044 | 2044-09-07 | 6.5 | 0 | 0 | 1 | 1.5 | 0 | 0
9 | 8 | 2044 | 2044-09-08 | 1.5 | 0.3 | 0.7 | 0.2 | 0.9 | 0.1 | 0.5 | 9 | 8 | 2044 | 2044-09-08 | 10 | 0 | 0 | 1.5 | 7.5 | 0 | 2.5
9 | 9 | 2044 | 2044-09-09 | 2.1 | 0.5 | 0.8 | 0.2 | 1.4 | 0 | 0.7 | 9 | 9 | 2044 | 2044-09-09 | 7.5 | 0 | 0 | 0 | 0 | 0 | 0
9 | 10 | 2044 | 2044-09-10 | 1.7 | 0.2 | 0.5 | 0.1 | 1.6 | 0 | 0.4 | 9 | 10 | 2044 | 2044-09-10 | 2.5 | 0 | 0 | 0 | 0 | 0 | 0
9 | 11 | 2044 | 2044-09-11 | 1.2 | 0.2 | 0.4 | 0 | 1.2 | 0 | 0.3 | 9 | 11 | 2044 | 2044-09-11 | 0 | 0 | 0 | 0 | 0.5 | 0 | 0
9 | 12 | 2044 | 2044-09-12 | 0.9 | 0.1 | 0.3 | 0 | 0.6 | 0 | 0.4 | 9 | 12 | 2044 | 2044-09-12 | 2 | 4 | 7 | 0 | 0 | 0 | 0
9 | 13 | 2044 | 2044-09-13 | 0.9 | 0.2 | 0.3 | 0 | 1 | 0 | 0.4 | 9 | 13 | 2044 | 2044-09-13 | 0 | 3 | 0.5 | 0 | 0 | 0 | 0
9 | 14 | 2044 | 2044-09-14 | 1.4 | 0.2 | 0.4 | 0.1 | 1.5 | 0 | 0.5 | 9 | 14 | 2044 | 2044-09-14 | 0 | 1 | 0 | 0 | 0 | 0 | 0
9 | 15 | 2044 | 2044-09-15 | 1 | 0.2 | 0.5 | 0.1 | 1.3 | 0 | 0 | 9 | 15 | 2044 | 2044-09-15 | 0 | 0 | 0 | 0 | 0 | 0 | 0
9 | 16 | 2044 | 2044-09-16 | 1.5 | 0.1 | 0.6 | 0 | 0.8 | 0 | 0 | 9 | 16 | 2044 | 2044-09-16 | 0 | 0 | 0 | 0 | 0 | 0 | 0
9 | 17 | 2044 | 2044-09-17 | 1.4 | 0.1 | 0.5 | 0 | 0.7 | 0 | 0 | 9 | 17 | 2044 | 2044-09-17 | 2 | 0 | 0 | 0 | 0 | 0 | 0
9 | 18 | 2044 | 2044-09-18 | 0.9 | 0.3 | 0.5 | 0 | 0.6 | 0 | 0.1 | 9 | 18 | 2044 | 2044-09-18 | 0 | 0 | 0 | 0 | 5 | 0 | 0
9 | 19 | 2044 | 2044-09-19 | 1.3 | 0.6 | 0.4 | 0 | 0.4 | 0 | 0.2 | 9 | 19 | 2044 | 2044-09-19 | 8.5 | 0 | 0 | 0 | 8 | 0 | 0
9 | 20 | 2044 | 2044-09-20 | 2.5 | 0.8 | 0.6 | 0.3 | 1.7 | 0.1 | 0.6 | 9 | 20 | 2044 | 2044-09-20 | 3 | 0.5 | 2 | 0 | 3.5 | 0 | 0
9 | 21 | 2044 | 2044-09-21 | 2.8 | 0.6 | 0.8 | 0.3 | 1.7 | 0.1 | 0.7 | 9 | 21 | 2044 | 2044-09-21 | 0 | 0 | 0 | 0 | 0 | 0 | 0
9 | 22 | 2044 | 2044-09-22 | 2.7 | 0.8 | 0.9 | 0.1 | 1.6 | 0 | 0.4 | 9 | 22 | 2044 | 2044-09-22 | 0 | 0 | 0 | 0 | 0 | 0 | 0
9 | 23 | 2044 | 2044-09-23 | 2.4 | 1.2 | 0.8 | 0.3 | 2 | 0 | 0.2 | 9 | 23 | 2044 | 2044-09-23 | 0 | 0 | 2 | 0 | 0 | 0 | 0
9 | 24 | 2044 | 2044-09-24 | 2.3 | 1 | 1 | 0.3 | 1.4 | 0 | 0.5 | 9 | 24 | 2044 | 2044-09-24 | 6 | 0 | 1 | 0 | 5.5 | 0 | 1.5
9 | 25 | 2044 | 2044-09-25 | 2.3 | 1 | 1 | 0.3 | 2 | 0.1 | 0.7 | 9 | 25 | 2044 | 2044-09-25 | 3 | 0.5 | 5 | 0 | 1.5 | 0 | 1
9 | 26 | 2044 | 2044-09-26 | 2.9 | 1.2 | 1.5 | 0.7 | 3 | 0.3 | 1.2 | 9 | 26 | 2044 | 2044-09-26 | 3 | 5 | 6 | 1 | 9 | 0 | 6
9 | 27 | 2044 | 2044-09-27 | 4.1 | 1.4 | 1.2 | 1.1 | 3.8 | 0.6 | 1.9 | 9 | 27 | 2044 | 2044-09-27 | 10 | 2 | 1 | 3 | 9 | 1 | 5
9 | 28 | 2044 | 2044-09-28 | 3.6 | 1.4 | 0.9 | 1.2 | 3.4 | 0.4 | 2 | 9 | 28 | 2044 | 2044-09-28 | 5.5 | 0 | 0 | 0 | 3 | 0 | 1
9 | 29 | 2044 | 2044-09-29 | 4.3 | 2.1 | 1.9 | 1.5 | 4.3 | 0.7 | 2.2 | 9 | 29 | 2044 | 2044-09-29 | 0 | 0 | 0 | 0 | 0 | 0 | 0
9 | 30 | 2044 | 2044-09-30 | 5.2 | 2.6 | 3 | 2.4 | 5.1 | 0.9 | 2.4 | 9 | 30 | 2044 | 2044-09-30 | 1.5 | 0 | 0 | 0 | 0 | 0 | 0
10 | 1 | 2044 | 2044-10-01 | 6.1 | 3.2 | 3.2 | 2.3 | 5.8 | 1.4 | 3.2 | 10 | 1 | 2044 | 2044-10-01 | 0 | 0.5 | 1.5 | 0 | 0 | 0 | 0
10 | 2 | 2044 | 2044-10-02 | 6.2 | 3.4 | 3.1 | 2.4 | 5.4 | 1.3 | 3.2 | 10 | 2 | 2044 | 2044-10-02 | 0 | 0 | 0 | 0 | 0 | 0 | 0
10 | 3 | 2044 | 2044-10-03 | 4.9 | 3 | 2.5 | 2 | 3.4 | 0.9 | 2.3 | 10 | 3 | 2044 | 2044-10-03 | 0 | 4.5 | 4.5 | 0 | 0 | 0 | 0
10 | 4 | 2044 | 2044-10-04 | 4.1 | 3.4 | 2.5 | 1.5 | 2.9 | 0.5 | 2.2 | 10 | 4 | 2044 | 2044-10-04 | 2.5 | 2.5 | 3.5 | 0 | 0 | 0 | 0
10 | 5 | 2044 | 2044-10-05 | 3.6 | 3.4 | 3 | 1.2 | 2.7 | 0.3 | 2 | 10 | 5 | 2044 | 2044-10-05 | 1.5 | 4 | 2.5 | 0 | 0 | 0 | 0
10 | 6 | 2044 | 2044-10-06 | 4.1 | 3.6 | 3.4 | 1.2 | 3.3 | 1 | 2.1 | 10 | 6 | 2044 | 2044-10-06 | 0 | 3 | 2 | 0 | 0 | 0 | 0
10 | 7 | 2044 | 2044-10-07 | 4.9 | 3.9 | 3.4 | 1.5 | 4.1 | 1.2 | 2.3 | 10 | 7 | 2044 | 2044-10-07 | 3.5 | 3.5 | 2 | 0 | 0 | 0 | 0
10 | 8 | 2044 | 2044-10-08 | 6.7 | 4.6 | 3.8 | 2.6 | 5.4 | 1.4 | 3 | 10 | 8 | 2044 | 2044-10-08 | 2.5 | 1.5 | 0.5 | 0 | 0 | 0 | 0
10 | 9 | 2044 | 2044-10-09 | 7.8 | 5 | 4.1 | 3.1 | 7.2 | 1.9 | 3.7 | 10 | 9 | 2044 | 2044-10-09 | 0 | 0 | 0 | 0 | 0 | 0 | 0
10 | 10 | 2044 | 2044-10-10 | 10.3 | 4.6 | 4.4 | 4.4 | 9.2 | 3.2 | 4.7 | 10 | 10 | 2044 | 2044-10-10 | 11.5 | 4.5 | 7 | 7.5 | 10.5 | 7.5 | 9
10 | 11 | 2044 | 2044-10-11 | 10.2 | 4.6 | 4.6 | 4.7 | 8.8 | 3.3 | 5.3 | 10 | 11 | 2044 | 2044-10-11 | 11.5 | 9 | 6.5 | 1.5 | 10 | 3 | 10.5
10 | 12 | 2044 | 2044-10-12 | 9.4 | 5 | 4.5 | 3.9 | 7.9 | 2.3 | 3.8 | 10 | 12 | 2044 | 2044-10-12 | 5 | 8 | 5.5 | 4.5 | 6 | 5 | 3.5
10 | 13 | 2044 | 2044-10-13 | 8.6 | 5.2 | 4.1 | 3.6 | 6.9 | 1.7 | 3.5 | 10 | 13 | 2044 | 2044-10-13 | 10.5 | 5 | 9.5 | 1 | 4 | 5 | 4.5
10 | 14 | 2044 | 2044-10-14 | 8.5 | 5.1 | 4.2 | 3.6 | 6.1 | 2.3 | 3.9 | 10 | 14 | 2044 | 2044-10-14 | 17 | 9.5 | 10 | 9 | 16 | 7.5 | 9
10 | 15 | 2044 | 2044-10-15 | 7.8 | 5.2 | 4 | 3.2 | 5.3 | 2 | 4.1 | 10 | 15 | 2044 | 2044-10-15 | 16.5 | 9 | 10.5 | 10.5 | 13 | 9 | 11.5
10 | 16 | 2044 | 2044-10-16 | 8.6 | 5.5 | 4.5 | 3.5 | 5.7 | 1.8 | 5.5 | 10 | 16 | 2044 | 2044-10-16 | 9 | 4 | 2.5 | 0 | 1 | 0 | 4.5
10 | 17 | 2044 | 2044-10-17 | 8.3 | 5.6 | 5.5 | 3.3 | 7 | 1.7 | 5.4 | 10 | 17 | 2044 | 2044-10-17 | 6 | 7.5 | 8.5 | 0.5 | 4.5 | 2 | 4.5
10 | 18 | 2044 | 2044-10-18 | 10.6 | 6.9 | 7.2 | 4.8 | 9.5 | 3.9 | 6.6 | 10 | 18 | 2044 | 2044-10-18 | 7.5 | 8 | 7.5 | 0 | 5 | 0.5 | 3
10 | 19 | 2044 | 2044-10-19 | 12.1 | 7.3 | 7.6 | 6 | 10.1 | 5.1 | 7.6 | 10 | 19 | 2044 | 2044-10-19 | 6 | 9.5 | 8 | 3.5 | 5.5 | 3 | 4.5
10 | 20 | 2044 | 2044-10-20 | 12.3 | 7.2 | 7.1 | 5.2 | 9 | 3.6 | 8.5 | 10 | 20 | 2044 | 2044-10-20 | 10.5 | 10 | 11 | 8 | 8.5 | 8 | 14
10 | 21 | 2044 | 2044-10-21 | 12.6 | 7.3 | 7.2 | 6.2 | 10.3 | 4.3 | 8.2 | 10 | 21 | 2044 | 2044-10-21 | 16.5 | 15.5 | 18 | 18 | 22 | 18 | 18.5
10 | 22 | 2044 | 2044-10-22 | 12.6 | 7.6 | 7.5 | 7.4 | 11 | 6.4 | 8.8 | 10 | 22 | 2044 | 2044-10-22 | 26 | 17.5 | 18 | 21.5 | 24 | 19.5 | 21
10 | 23 | 2044 | 2044-10-23 | 12.7 | 7.1 | 7.3 | 6.2 | 8.5 | 5.1 | 7.8 | 10 | 23 | 2044 | 2044-10-23 | 23 | 18.5 | 17 | 21.5 | 14 | 21 | 21.5
10 | 24 | 2044 | 2044-10-24 | 12.5 | 6.6 | 7.1 | 5.7 | 7.3 | 4.7 | 8 | 10 | 24 | 2044 | 2044-10-24 | 25.5 | 21.5 | 18 | 30.5 | 26 | 28 | 25
10 | 25 | 2044 | 2044-10-25 | 12.4 | 6.1 | 7.2 | 5.7 | 8.5 | 4.3 | 9.1 | 10 | 25 | 2044 | 2044-10-25 | 34.5 | 22.5 | 20.5 | 34 | 37.5 | 32.5 | 31
10 | 26 | 2044 | 2044-10-26 | 13.1 | 6.5 | 7.4 | 6.4 | 9.2 | 4.1 | 9.5 | 10 | 26 | 2044 | 2044-10-26 | 29 | 20 | 20 | 27.5 | 24.5 | 26.5 | 29
10 | 27 | 2044 | 2044-10-27 | 14 | 6.3 | 8.4 | 7.7 | 10.1 | 5 | 10.5 | 10 | 27 | 2044 | 2044-10-27 | 19.5 | 11 | 14.5 | 18.5 | 14 | 20.5 | 25
10 | 28 | 2044 | 2044-10-28 | 13.9 | 7.4 | 9.1 | 8.2 | 8.9 | 6.7 | 11.9 | 10 | 28 | 2044 | 2044-10-28 | 14 | 5.5 | 10.5 | 8.5 | 9 | 8 | 18
10 | 29 | 2044 | 2044-10-29 | 13.4 | 8.3 | 9.5 | 8.8 | 11.4 | 6.8 | 12.3 | 10 | 29 | 2044 | 2044-10-29 | 14 | 4.5 | 9.5 | 1.5 | 3.5 | 2 | 14
10 | 30 | 2044 | 2044-10-30 | 15 | 9 | 10.7 | 10 | 11.6 | 8 | 13.2 | 10 | 30 | 2044 | 2044-10-30 | 16 | 14.5 | 13.5 | 12 | 18.5 | 11.5 | 13.5
10 | 31 | 2044 | 2044-10-31 | 15.8 | 9.4 | 11.2 | 9.8 | 12.3 | 7.7 | 13.5 | 10 | 31 | 2044 | 2044-10-31 | 20.5 | 15 | 16.5 | 15.5 | 22 | 15 | 17.5
11 | 1 | 2044 | 2044-11-01 | 16.6 | 9.4 | 11.3 | 10.9 | 11.8 | 8.3 | 13.2 | 11 | 1 | 2044 | 2044-11-01 | 20.5 | 15 | 16.5 | 15.5 | 22 | 15 | 17.5
11 | 2 | 2044 | 2044-11-02 | 17.2 | 9.7 | 11.9 | 11.5 | 13.3 | 9.1 | 14.2 | 11 | 2 | 2044 | 2044-11-02 | 16 | 14.5 | 14.5 | 16.5 | 17.5 | 16.5 | 17
11 | 3 | 2044 | 2044-11-03 | 17.5 | 9.1 | 11.9 | 9.6 | 12.8 | 8.4 | 13.2 | 11 | 3 | 2044 | 2044-11-03 | 15 | 13 | 10.5 | 15 | 1.5 | 15 | 18.5
11 | 4 | 2044 | 2044-11-04 | 17.6 | 9.8 | 11.4 | 10.7 | 12.4 | 8.4 | 13 | 11 | 4 | 2044 | 2044-11-04 | 11.5 | 3.5 | 7.5 | 12.5 | 4.5 | 7.5 | 21
11 | 5 | 2044 | 2044-11-05 | 16.9 | 9.7 | 10.6 | 11.4 | 12.7 | 9 | 14 | 11 | 5 | 2044 | 2044-11-05 | 8 | 1 | 3.5 | 0 | 0 | 0 | 5
11 | 6 | 2044 | 2044-11-06 | 18 | 10.4 | 10.9 | 12.3 | 13.7 | 9.9 | 14.8 | 11 | 6 | 2044 | 2044-11-06 | 2 | 11.5 | 12 | 5.5 | 3 | 5.5 | 4.5
11 | 7 | 2044 | 2044-11-07 | 20.3 | 9.9 | 11.7 | 12.5 | 14.5 | 11.3 | 15.6 | 11 | 7 | 2044 | 2044-11-07 | 14.5 | 17.5 | 20 | 17.5 | 22.5 | 15.5 | 19
11 | 8 | 2044 | 2044-11-08 | 20.6 | 11.1 | 12.4 | 12.1 | 15.5 | 10.5 | 16.1 | 11 | 8 | 2044 | 2044-11-08 | 23.5 | 17.5 | 21 | 22.5 | 23 | 21 | 19.5
11 | 9 | 2044 | 2044-11-09 | 21.3 | 12.4 | 13.5 | 14.7 | 17.4 | 13.7 | 16.6 | 11 | 9 | 2044 | 2044-11-09 | 33.5 | 22 | 25 | 33 | 32.5 | 30.5 | 28
11 | 10 | 2044 | 2044-11-10 | 23.6 | 14 | 14.4 | 15.8 | 20.1 | 14.6 | 18.3 | 11 | 10 | 2044 | 2044-11-10 | 30 | 20.5 | 25 | 28.5 | 28 | 26 | 29.5
11 | 11 | 2044 | 2044-11-11 | 24.6 | 15.1 | 15 | 17.4 | 22.4 | 17 | 19.2 | 11 | 11 | 2044 | 2044-11-11 | 27.5 | 24.5 | 20 | 20 | 23.5 | 20.5 | 22.5
11 | 12 | 2044 | 2044-11-12 | 25.5 | 14.3 | 15.1 | 17.7 | 22.2 | 17.5 | 19.7 | 11 | 12 | 2044 | 2044-11-12 | 35 | 22.5 | 19 | 22.5 | 26 | 23 | 26.5
11 | 13 | 2044 | 2044-11-13 | 25.2 | 15.1 | 15.5 | 17.3 | 20.3 | 15.6 | 19.9 | 11 | 13 | 2044 | 2044-11-13 | 26.5 | 18.5 | 18.5 | 20 | 24 | 19.5 | 27.5
11 | 14 | 2044 | 2044-11-14 | 24.8 | 14.7 | 15.7 | 17 | 20.8 | 15.5 | 20.1 | 11 | 14 | 2044 | 2044-11-14 | 25.5 | 14 | 17.5 | 14.5 | 24.5 | 16 | 20.5
11 | 15 | 2044 | 2044-11-15 | 25.6 | 14.6 | 16.4 | 18.8 | 21.1 | 18.1 | 19.9 | 11 | 15 | 2044 | 2044-11-15 | 22 | 14.5 | 21.5 | 15 | 23.5 | 15.5 | 20
11 | 16 | 2044 | 2044-11-16 | 25.5 | 13.5 | 16.1 | 18.5 | 20.2 | 16.8 | 20.4 | 11 | 16 | 2044 | 2044-11-16 | 24 | 12.5 | 13 | 12.5 | 13 | 13 | 16.5
11 | 17 | 2044 | 2044-11-17 | 23 | 13.9 | 15.9 | 17 | 19.1 | 15.3 | 19.1 | 11 | 17 | 2044 | 2044-11-17 | 18 | 16.5 | 15.5 | 16 | 8 | 15.5 | 19
11 | 18 | 2044 | 2044-11-18 | 23.3 | 15.2 | 15.9 | 17.1 | 20.1 | 15.8 | 19.5 | 11 | 18 | 2044 | 2044-11-18 | 10.5 | 7.5 | 12.5 | 7 | 11.5 | 8.5 | 16.5
11 | 19 | 2044 | 2044-11-19 | 23.8 | 14.6 | 16.2 | 16.8 | 20.2 | 14.9 | 20.1 | 11 | 19 | 2044 | 2044-11-19 | 14 | 13.5 | 17 | 12.5 | 18 | 10.5 | 17.5
11 | 20 | 2044 | 2044-11-20 | 24.7 | 15.4 | 15.4 | 17.8 | 19.4 | 16.1 | 20.8 | 11 | 20 | 2044 | 2044-11-20 | 26 | 13.5 | 18.5 | 19.5 | 27 | 18 | 21
11 | 21 | 2044 | 2044-11-21 | 26 | 16.5 | 16.5 | 17.8 | 20.7 | 16.6 | 21.6 | 11 | 21 | 2044 | 2044-11-21 | 28 | 15.5 | 15 | 20.5 | 27.5 | 20 | 25
11 | 22 | 2044 | 2044-11-22 | 26.8 | 16.8 | 17.1 | 18.3 | 22.1 | 17 | 22.4 | 11 | 22 | 2044 | 2044-11-22 | 28 | 17.5 | 19 | 23.5 | 23 | 21 | 23.5
11 | 23 | 2044 | 2044-11-23 | 27.2 | 16.4 | 16.3 | 20.1 | 22.4 | 18.4 | 21.2 | 11 | 23 | 2044 | 2044-11-23 | 26 | 18 | 22.5 | 30.5 | 22 | 25.5 | 25.5
11 | 24 | 2044 | 2044-11-24 | 25.3 | 15.3 | 15.5 | 17 | 19.9 | 16.3 | 19.7 | 11 | 24 | 2044 | 2044-11-24 | 24 | 14 | 16.5 | 21.5 | 23 | 20.5 | 24
11 | 25 | 2044 | 2044-11-25 | 25 | 14.7 | 15.6 | 15.3 | 18.8 | 15.4 | 19.8 | 11 | 25 | 2044 | 2044-11-25 | 23.5 | 14 | 21 | 16 | 19 | 15.5 | 28.5
11 | 26 | 2044 | 2044-11-26 | 24.8 | 14.3 | 15.8 | 16 | 20.9 | 14.3 | 22.2 | 11 | 26 | 2044 | 2044-11-26 | 28.5 | 15.5 | 16 | 20 | 25 | 20.5 | 26.5
11 | 27 | 2044 | 2044-11-27 | 24.8 | 16.4 | 16.5 | 16.7 | 20.2 | 15.3 | 22.7 | 11 | 27 | 2044 | 2044-11-27 | 29.5 | 13 | 15.5 | 22 | 24.5 | 21 | 25.5
11 | 28 | 2044 | 2044-11-28 | 24.3 | 16.3 | 17.1 | 17.8 | 21.2 | 16.4 | 22.9 | 11 | 28 | 2044 | 2044-11-28 | 28 | 11.5 | 13 | 19 | 21.5 | 19 | 26.5
11 | 29 | 2044 | 2044-11-29 | 26 | 16.8 | 18 | 19.3 | 23.9 | 16.8 | 24.5 | 11 | 29 | 2044 | 2044-11-29 | 31.5 | 20.5 | 23 | 20.5 | 24 | 20.5 | 22
11 | 30 | 2044 | 2044-11-30 | 28.2 | 16.6 | 17.5 | 21.5 | 23.5 | 19 | 26.9 | 11 | 30 | 2044 | 2044-11-30 | 31 | 19.5 | 19 | 25 | 21 | 30.5 | 25
12 | 1 | 2044 | 2044-12-01 | 26.6 | 14 | 15.3 | 18.2 | 23 | 16.8 | 24 | 12 | 1 | 2044 | 2044-12-01 | 31 | 21.5 | 21.5 | 25.5 | 30 | 24.5 | 24.5
12 | 2 | 2044 | 2044-12-02 | 24.8 | 13.9 | 15.6 | 17.1 | 21.8 | 16.2 | 22.1 | 12 | 2 | 2044 | 2044-12-02 | 29.5 | 18.5 | 16 | 32 | 32.5 | 30.5 | 27.5
12 | 3 | 2044 | 2044-12-03 | 26.1 | 14.4 | 14.8 | 18.1 | 22.5 | 16.8 | 21.8 | 12 | 3 | 2044 | 2044-12-03 | 28.5 | 21.5 | 22 | 32.5 | 29 | 34.5 | 29.5
12 | 4 | 2044 | 2044-12-04 | 27.5 | 16.1 | 16.5 | 19.1 | 22.7 | 18.5 | 23.9 | 12 | 4 | 2044 | 2044-12-04 | 30 | 19.5 | 18.5 | 29.5 | 27.5 | 36.5 | 31
12 | 5 | 2044 | 2044-12-05 | 28 | 16.3 | 16.7 | 19.8 | 23 | 18.6 | 23.5 | 12 | 5 | 2044 | 2044-12-05 | 22.5 | 17.5 | 17.5 | 33 | 24.5 | 34 | 38
12 | 6 | 2044 | 2044-12-06 | 28.7 | 17.4 | 17.9 | 21 | 24 | 19.6 | 25.3 | 12 | 6 | 2044 | 2044-12-06 | 27.5 | 11 | 15.5 | 29.5 | 23.5 | 29 | 31
12 | 7 | 2044 | 2044-12-07 | 29.3 | 16.8 | 18.8 | 21.3 | 24.1 | 20.7 | 25.8 | 12 | 7 | 2044 | 2044-12-07 | 25 | 7.5 | 11.5 | 30 | 17 | 30 | 29.5
12 | 8 | 2044 | 2044-12-08 | 28.8 | 18.2 | 18.6 | 21.2 | 23.5 | 21.1 | 26.6 | 12 | 8 | 2044 | 2044-12-08 | 23 | 11 | 13.5 | 23 | 13 | 24 | 29
12 | 9 | 2044 | 2044-12-09 | 29.8 | 17.8 | 18.2 | 20.5 | 23.2 | 19.6 | 26 | 12 | 9 | 2044 | 2044-12-09 | 30 | 18.5 | 18.5 | 20.5 | 26 | 22 | 26.5
12 | 10 | 2044 | 2044-12-10 | 29.2 | 16.8 | 17.2 | 20.9 | 23.4 | 20.8 | 25.6 | 12 | 10 | 2044 | 2044-12-10 | 29.5 | 19.5 | 20 | 25 | 29 | 28.5 | 29.5
12 | 11 | 2044 | 2044-12-11 | 29 | 16.6 | 17.5 | 21.6 | 23.8 | 21.5 | 24.7 | 12 | 11 | 2044 | 2044-12-11 | 30 | 22.5 | 25 | 22 | 27.5 | 23 | 29.5
12 | 12 | 2044 | 2044-12-12 | 29.1 | 17.2 | 17.8 | 21.4 | 22.9 | 20 | 25.9 | 12 | 12 | 2044 | 2044-12-12 | 30 | 23.5 | 23.5 | 28.5 | 24.5 | 28 | 29.5
12 | 13 | 2044 | 2044-12-13 | 30.7 | 16.7 | 18.2 | 22.1 | 24.3 | 20.8 | 25.4 | 12 | 13 | 2044 | 2044-12-13 | 32.5 | 20 | 19 | 28.5 | 26 | 30 | 27.5
12 | 14 | 2044 | 2044-12-14 | 31.3 | 16.5 | 17.4 | 22.9 | 25.8 | 21.9 | 26.2 | 12 | 14 | 2044 | 2044-12-14 | 34.5 | 16 | 15.5 | 23 | 24 | 24.5 | 27
12 | 15 | 2044 | 2044-12-15 | 31.4 | 17.3 | 17.7 | 22.9 | 25.6 | 22.1 | 26.5 | 12 | 15 | 2044 | 2044-12-15 | 29.5 | 13 | 16 | 16.5 | 19.5 | 16.5 | 28
12 | 16 | 2044 | 2044-12-16 | 30.8 | 17 | 18.4 | 23.6 | 25.7 | 22.1 | 27.1 | 12 | 16 | 2044 | 2044-12-16 | 26 | 11 | 15 | 17 | 22.5 | 13.5 | 27.5
12 | 17 | 2044 | 2044-12-17 | 32 | 16.5 | 18 | 24.2 | 25.8 | 22.9 | 26.9 | 12 | 17 | 2044 | 2044-12-17 | 23 | 13.5 | 14.5 | 17.5 | 23 | 16.5 | 19.5
12 | 18 | 2044 | 2044-12-18 | 33.4 | 17.6 | 18.3 | 23.6 | 24.9 | 22 | 26.1 | 12 | 18 | 2044 | 2044-12-18 | 26 | 11.5 | 15.5 | 16.5 | 19.5 | 17 | 18
12 | 19 | 2044 | 2044-12-19 | 33.3 | 17.7 | 18.4 | 24.1 | 25.6 | 22.6 | 27 | 12 | 19 | 2044 | 2044-12-19 | 25 | 9.5 | 12.5 | 7.5 | 16.5 | 9.5 | 15
12 | 20 | 2044 | 2044-12-20 | 33.5 | 18.7 | 19 | 23.7 | 27.4 | 22.2 | 26.8 | 12 | 20 | 2044 | 2044-12-20 | 20 | 14 | 14.5 | 14 | 8 | 13.5 | 12.5
12 | 21 | 2044 | 2044-12-21 | 68.81 | 41.69 | 40.78 | 58.15 | 59.53 | 60.73 | 56.55 | 12 | 21 | 2044 | 2044-12-21 | 15 | 24 | 18.5 | 9 | 14 | 9 | 15.5
12 | 22 | 2044 | 2044-12-22 | 33.9 | 19.2 | 19.8 | 25 | 28.9 | 24.2 | 29.6 | 12 | 22 | 2044 | 2044-12-22 | 31.5 | 27 | 24.5 | 25.5 | 31.5 | 25 | 25.5
12 | 23 | 2044 | 2044-12-23 | 33.4 | 19.4 | 19.3 | 25 | 28.5 | 23.5 | 29.7 | 12 | 23 | 2044 | 2044-12-23 | 35 | 28.5 | 29 | 29 | 27.5 | 28 | 31
12 | 24 | 2044 | 2044-12-24 | 34.4 | 19.8 | 20.2 | 25.3 | 29 | 23.4 | 30.2 | 12 | 24 | 2044 | 2044-12-24 | 27.5 | 27.5 | 26 | 32 | 23.5 | 34 | 32
12 | 25 | 2044 | 2044-12-25 | 36.1 | 20.1 | 19.7 | 25.7 | 28.6 | 25.5 | 30 | 12 | 25 | 2044 | 2044-12-25 | 27.5 | 16.5 | 19 | 30.5 | 18.5 | 33 | 30
12 | 26 | 2044 | 2044-12-26 | 35.7 | 20.2 | 19.4 | 27.6 | 29.6 | 25.2 | 29.8 | 12 | 26 | 2044 | 2044-12-26 | 33 | 15 | 15.5 | 24 | 22.5 | 23 | 33
12 | 27 | 2044 | 2044-12-27 | 36.7 | 20.8 | 20 | 27.7 | 29.4 | 26.6 | 30.9 | 12 | 27 | 2044 | 2044-12-27 | 37 | 22.5 | 22 | 24.5 | 26 | 31.5 | 31
12 | 28 | 2044 | 2044-12-28 | 36.8 | 22.7 | 20.4 | 27.8 | 29.5 | 25.7 | 30.3 | 12 | 28 | 2044 | 2044-12-28 | 41 | 20.5 | 20 | 31 | 41.5 | 29 | 27
12 | 29 | 2044 | 2044-12-29 | 35.6 | 21.5 | 19.9 | 25.9 | 28.5 | 24.2 | 28.8 | 12 | 29 | 2044 | 2044-12-29 | 42.5 | 20.5 | 21.5 | 28.5 | 32.5 | 24 | 27.5
12 | 30 | 2044 | 2044-12-30 | 34.6 | 20.1 | 18.7 | 25.2 | 28.3 | 23.9 | 27.9 | 12 | 30 | 2044 | 2044-12-30 | 34 | 14.5 | 17 | 20.5 | 21 | 19 | 28.5
12 | 31 | 2044 | 2044-12-31 | 32.9 | 19.8 | 19.2 | 24 | 26.5 | 23 | 26.2 | 12 | 31 | 2044 | 2044-12-31 | 33.5 | 14.5 | 13 | 15 | 18 | 17 | 26.5
1 | 1 | 2045 | 2045-01-01 | 33.7 | 19.5 | 19.7 | 24.3 | 26.1 | 23.4 | 27.1 | 1 | 1 | 2045 | 2045-01-01 | 30.5 | 7 | 12.5 | 13.5 | 15.5 | 12.5 | 25
1 | 2 | 2045 | 2045-01-02 | 33.4 | 19.5 | 19.9 | 24.4 | 27.4 | 22.9 | 26.8 | 1 | 2 | 2045 | 2045-01-02 | 28 | 14 | 17.5 | 11 | 15 | 10.5 | 18.5
1 | 3 | 2045 | 2045-01-03 | 34.9 | 20 | 19.4 | 26.1 | 27.5 | 24.8 | 27.9 | 1 | 3 | 2045 | 2045-01-03 | 18 | 11.5 | 15.5 | 12.5 | 12.5 | 12 | 15
1 | 4 | 2045 | 2045-01-04 | 35.9 | 20.1 | 19.2 | 27.5 | 27.9 | 26.1 | 28.8 | 1 | 4 | 2045 | 2045-01-04 | 26 | 12.5 | 15.5 | 16.5 | 21 | 13.5 | 24.5
1 | 5 | 2045 | 2045-01-05 | 33.4 | 20.4 | 19.7 | 25.4 | 26.8 | 23.8 | 28.1 | 1 | 5 | 2045 | 2045-01-05 | 25 | 11.5 | 18.5 | 15 | 22 | 11 | 25.5
1 | 6 | 2045 | 2045-01-06 | 34.7 | 18.8 | 19.5 | 26.6 | 27.3 | 25.4 | 28.3 | 1 | 6 | 2045 | 2045-01-06 | 23 | 18.5 | 21 | 13.5 | 22 | 13 | 22
1 | 7 | 2045 | 2045-01-07 | 35.4 | 19 | 18.9 | 27.5 | 27.2 | 24.8 | 27.8 | 1 | 7 | 2045 | 2045-01-07 | 24 | 18.5 | 20 | 21.5 | 21.5 | 22 | 24
1 | 8 | 2045 | 2045-01-08 | 33.6 | 19 | 18.6 | 25 | 26.5 | 23.1 | 27.6 | 1 | 8 | 2045 | 2045-01-08 | 33 | 20.5 | 21.5 | 26.5 | 27.5 | 25 | 23
1 | 9 | 2045 | 2045-01-09 | 32.1 | 19.5 | 18.9 | 24.4 | 26.5 | 22.6 | 27.2 | 1 | 9 | 2045 | 2045-01-09 | 31 | 22.5 | 22 | 23.5 | 26 | 21 | 25
1 | 10 | 2045 | 2045-01-10 | 33.5 | 19.4 | 19.1 | 24.8 | 25.7 | 22.6 | 27.9 | 1 | 10 | 2045 | 2045-01-10 | 26 | 12 | 16 | 23 | 19.5 | 23.5 | 21
1 | 11 | 2045 | 2045-01-11 | 34 | 18.7 | 19.2 | 25.7 | 26.8 | 24.2 | 27.2 | 1 | 11 | 2045 | 2045-01-11 | 27 | 9.5 | 12 | 17.5 | 17.5 | 17.5 | 22
1 | 12 | 2045 | 2045-01-12 | 33.6 | 19.3 | 19.5 | 25.8 | 25.5 | 23.6 | 27.5 | 1 | 12 | 2045 | 2045-01-12 | 21.5 | 7.5 | 12 | 6.5 | 13.5 | 6 | 15.5
1 | 13 | 2045 | 2045-01-13 | 31.4 | 19.6 | 18.3 | 24.7 | 23.9 | 22.4 | 26.5 | 1 | 13 | 2045 | 2045-01-13 | 24 | 17 | 19 | 19 | 22.5 | 18 | 19
1 | 14 | 2045 | 2045-01-14 | 30.8 | 17.5 | 17.5 | 22.1 | 23 | 21.1 | 24.8 | 1 | 14 | 2045 | 2045-01-14 | 26.5 | 15 | 16.5 | 21.5 | 17.5 | 22 | 21
1 | 15 | 2045 | 2045-01-15 | 30.7 | 17.9 | 18 | 23.5 | 22.5 | 22.2 | 24.3 | 1 | 15 | 2045 | 2045-01-15 | 29.5 | 16.5 | 17.5 | 22 | 20.5 | 24 | 24
1 | 16 | 2045 | 2045-01-16 | 30 | 17.4 | 18.6 | 22.4 | 22.7 | 21.2 | 24.8 | 1 | 16 | 2045 | 2045-01-16 | 27.5 | 18 | 19.5 | 20.5 | 20 | 27.5 | 23
1 | 17 | 2045 | 2045-01-17 | 29.2 | 18.1 | 18.3 | 21.7 | 23.7 | 19.3 | 25.4 | 1 | 17 | 2045 | 2045-01-17 | 23.5 | 14.5 | 18 | 19.5 | 23 | 17 | 22.5
1 | 18 | 2045 | 2045-01-18 | 31.1 | 18.9 | 18.7 | 22.1 | 24.4 | 21.1 | 25.5 | 1 | 18 | 2045 | 2045-01-18 | 29 | 20 | 21.5 | 24.5 | 28 | 24 | 20.5
1 | 19 | 2045 | 2045-01-19 | 32.4 | 19 | 19 | 24.2 | 24.9 | 22.9 | 26.4 | 1 | 19 | 2045 | 2045-01-19 | 29.5 | 20 | 21 | 26.5 | 27 | 26 | 24.5
1 | 20 | 2045 | 2045-01-20 | 33.2 | 18.7 | 18.7 | 25.8 | 26.1 | 24.2 | 26.2 | 1 | 20 | 2045 | 2045-01-20 | 27 | 18 | 21 | 22.5 | 23 | 26 | 26.5
1 | 21 | 2045 | 2045-01-21 | 33 | 18.4 | 18.2 | 24.7 | 24.9 | 23.8 | 25.3 | 1 | 21 | 2045 | 2045-01-21 | 26.5 | 18 | 18.5 | 27 | 23 | 29 | 25.5
1 | 22 | 2045 | 2045-01-22 | 31.1 | 18 | 18.3 | 22.2 | 23.9 | 21.3 | 25.5 | 1 | 22 | 2045 | 2045-01-22 | 28.5 | 26 | 27 | 33.5 | 39 | 33 | 30
1 | 23 | 2045 | 2045-01-23 | 30.5 | 17.7 | 17.7 | 20.3 | 22.4 | 19 | 23.8 | 1 | 23 | 2045 | 2045-01-23 | 32.5 | 28 | 29 | 30 | 39.5 | 29.5 | 31.5
1 | 24 | 2045 | 2045-01-24 | 31.9 | 17.5 | 17.7 | 22.8 | 23.5 | 21.2 | 24.9 | 1 | 24 | 2045 | 2045-01-24 | 33 | 23.5 | 24 | 27 | 37 | 30.5 | 30
1 | 25 | 2045 | 2045-01-25 | 31.3 | 17.3 | 17.3 | 23.7 | 23.2 | 21.5 | 25.6 | 1 | 25 | 2045 | 2045-01-25 | 32.5 | 21 | 23.5 | 32 | 41 | 32 | 28.5
1 | 26 | 2045 | 2045-01-26 | 30.6 | 17.4 | 16.9 | 22.2 | 24.7 | 20 | 25.2 | 1 | 26 | 2045 | 2045-01-26 | 29.5 | 19.5 | 24 | 26.5 | 38.5 | 25.5 | 27.5
1 | 27 | 2045 | 2045-01-27 | 30.5 | 16.8 | 17.4 | 22.6 | 24.2 | 21.5 | 25.2 | 1 | 27 | 2045 | 2045-01-27 | 22 | 21 | 21.5 | 14 | 23 | 18 | 25.5
1 | 28 | 2045 | 2045-01-28 | 34.3 | 18.8 | 17.9 | 23.2 | 25.1 | 22.1 | 25.6 | 1 | 28 | 2045 | 2045-01-28 | 22.5 | 21 | 20.5 | 18.5 | 22.5 | 23 | 26
1 | 29 | 2045 | 2045-01-29 | 34.6 | 19.6 | 19.1 | 26.3 | 27.6 | 24.9 | 27 | 1 | 29 | 2045 | 2045-01-29 | 24.5 | 20 | 21 | 23.5 | 22.5 | 23.5 | 25
1 | 30 | 2045 | 2045-01-30 | 35.5 | 18.4 | 18.8 | 26.9 | 29.1 | 24.7 | 27.3 | 1 | 30 | 2045 | 2045-01-30 | 25 | 13 | 17.5 | 13.5 | 17 | 13.5 | 25.5
1 | 31 | 2045 | 2045-01-31 | 32 | 17.5 | 18.2 | 25.3 | 25 | 22.8 | 26.8 | 1 | 31 | 2045 | 2045-01-31 | 18 | 16.5 | 16.5 | 7.5 | 16 | 5.5 | 20.5
2 | 1 | 2045 | 2045-02-01 | 29.4 | 17 | 18.3 | 22.7 | 23.3 | 21.5 | 26.7 | 2 | 1 | 2045 | 2045-02-01 | 14.5 | 13.5 | 16.5 | 8 | 11 | 5 | 18.5
2 | 2 | 2045 | 2045-02-02 | 30.2 | 16.9 | 18.2 | 22.2 | 23.1 | 20.8 | 24.9 | 2 | 2 | 2045 | 2045-02-02 | 19 | 20.5 | 21.5 | 18.5 | 20 | 18 | 19
2 | 3 | 2045 | 2045-02-03 | 30.2 | 18 | 18.4 | 20.5 | 21.3 | 19.9 | 24 | 2 | 3 | 2045 | 2045-02-03 | 28 | 17.5 | 20 | 23 | 27.5 | 21.5 | 18.5
2 | 4 | 2045 | 2045-02-04 | 30.1 | 18.1 | 18.6 | 22.4 | 22 | 19.9 | 24.3 | 2 | 4 | 2045 | 2045-02-04 | 25.5 | 14 | 16 | 18 | 24 | 18 | 18
2 | 5 | 2045 | 2045-02-05 | 28.3 | 18.1 | 18.5 | 21.2 | 22.4 | 18.6 | 24.5 | 2 | 5 | 2045 | 2045-02-05 | 22 | 15 | 16 | 12.5 | 23 | 12.5 | 13.5
2 | 6 | 2045 | 2045-02-06 | 28.7 | 16.9 | 18.5 | 21.7 | 23.6 | 18.6 | 24.5 | 2 | 6 | 2045 | 2045-02-06 | 21 | 13.5 | 20.5 | 14.5 | 22.5 | 18 | 15
2 | 7 | 2045 | 2045-02-07 | 26.6 | 15.6 | 17.2 | 20.6 | 23 | 18.3 | 23.1 | 2 | 7 | 2045 | 2045-02-07 | 25 | 20 | 22.5 | 18 | 23.5 | 19.5 | 21.5
2 | 8 | 2045 | 2045-02-08 | 25.9 | 15.9 | 17.1 | 20.6 | 22.3 | 17.6 | 23.3 | 2 | 8 | 2045 | 2045-02-08 | 31 | 27 | 26 | 26.5 | 30.5 | 28 | 24
2 | 9 | 2045 | 2045-02-09 | 25.6 | 16.1 | 17.1 | 19.3 | 22.4 | 18.3 | 22.2 | 2 | 9 | 2045 | 2045-02-09 | 33.5 | 31 | 27 | 34 | 33 | 33 | 34.5
2 | 10 | 2045 | 2045-02-10 | 25.7 | 15.4 | 16.7 | 20.2 | 22.1 | 18.1 | 21.7 | 2 | 10 | 2045 | 2045-02-10 | 29.5 | 35 | 24 | 33.5 | 25 | 34 | 32.5
2 | 11 | 2045 | 2045-02-11 | 26 | 15.3 | 16.2 | 19.5 | 21.1 | 16.8 | 21.2 | 2 | 11 | 2045 | 2045-02-11 | 34 | 37 | 29.5 | 41 | 39.5 | 40 | 39
2 | 12 | 2045 | 2045-02-12 | 25.1 | 15.5 | 16.6 | 18.5 | 21.6 | 16.1 | 20.2 | 2 | 12 | 2045 | 2045-02-12 | 39.5 | 34.5 | 32 | 46 | 44.5 | 45 | 42.5
2 | 13 | 2045 | 2045-02-13 | 24.9 | 15.5 | 16.1 | 19.3 | 20.4 | 15.7 | 20 | 2 | 13 | 2045 | 2045-02-13 | 43.5 | 31.5 | 28.5 | 47 | 37 | 45.5 | 39.5
2 | 14 | 2045 | 2045-02-14 | 24.4 | 14.6 | 16.6 | 19.2 | 21 | 16.7 | 21.5 | 2 | 14 | 2045 | 2045-02-14 | 35 | 27 | 28 | 41.5 | 35.5 | 42.5 | 37.5
2 | 15 | 2045 | 2045-02-15 | 25.9 | 15.3 | 17.6 | 20.9 | 21.4 | 17.8 | 20.7 | 2 | 15 | 2045 | 2045-02-15 | 27 | 23.5 | 22 | 34 | 19 | 35 | 42.5
2 | 16 | 2045 | 2045-02-16 | 25.7 | 17.6 | 18.9 | 21.4 | 22.9 | 18.4 | 21.9 | 2 | 16 | 2045 | 2045-02-16 | 26.5 | 21.5 | 21.5 | 24.5 | 24.5 | 25 | 35.5
2 | 17 | 2045 | 2045-02-17 | 26.5 | 17.1 | 18.3 | 21.2 | 23.6 | 20.4 | 22 | 2 | 17 | 2045 | 2045-02-17 | 32.5 | 21.5 | 22 | 29.5 | 26 | 33.5 | 33
2 | 18 | 2045 | 2045-02-18 | 26.2 | 15.5 | 17.2 | 20.4 | 23 | 19.1 | 19.6 | 2 | 18 | 2045 | 2045-02-18 | 34 | 20 | 22.5 | 30 | 24 | 33 | 29.5
2 | 19 | 2045 | 2045-02-19 | 24.6 | 15.1 | 17.4 | 19.5 | 22.7 | 17.1 | 19.9 | 2 | 19 | 2045 | 2045-02-19 | 33 | 18.5 | 19 | 26 | 22 | 28 | 31.5
2 | 20 | 2045 | 2045-02-20 | 22.8 | 15.5 | 16.8 | 18.6 | 19.8 | 16.7 | 18.7 | 2 | 20 | 2045 | 2045-02-20 | 34 | 16.5 | 18.5 | 24 | 22.5 | 26.5 | 26.5
2 | 21 | 2045 | 2045-02-21 | 22.7 | 16.2 | 16.3 | 17.7 | 21.1 | 15.6 | 19.4 | 2 | 21 | 2045 | 2045-02-21 | 29.5 | 11.5 | 13 | 17.5 | 19.5 | 17 | 17
2 | 22 | 2045 | 2045-02-22 | 23.8 | 14.7 | 16 | 17.1 | 20.2 | 16.2 | 18.4 | 2 | 22 | 2045 | 2045-02-22 | 22.5 | 15 | 20 | 15.5 | 15 | 16.5 | 13.5
2 | 23 | 2045 | 2045-02-23 | 22.7 | 13.5 | 15.2 | 16.7 | 19.3 | 14.8 | 17.6 | 2 | 23 | 2045 | 2045-02-23 | 25 | 23 | 24 | 21 | 26.5 | 21 | 20
2 | 24 | 2045 | 2045-02-24 | 22.2 | 14.2 | 15.5 | 16.5 | 18.4 | 13.8 | 18 | 2 | 24 | 2045 | 2045-02-24 | 32 | 23.5 | 24 | 22 | 24 | 22 | 20.5
2 | 25 | 2045 | 2045-02-25 | 21.8 | 13.1 | 15.1 | 16 | 19.3 | 13.5 | 18.7 | 2 | 25 | 2045 | 2045-02-25 | 27.5 | 17.5 | 21.5 | 16.5 | 16.5 | 17 | 17.5
2 | 26 | 2045 | 2045-02-26 | 20.4 | 13.3 | 14.8 | 15.2 | 19.2 | 13.4 | 16.9 | 2 | 26 | 2045 | 2045-02-26 | 27 | 22.5 | 21 | 21.5 | 24.5 | 21 | 18.5
2 | 27 | 2045 | 2045-02-27 | 20.3 | 13.1 | 14.7 | 14.2 | 19 | 12.5 | 17.1 | 2 | 27 | 2045 | 2045-02-27 | 32.5 | 22 | 21.5 | 21 | 24 | 20.5 | 19.5
2 | 28 | 2045 | 2045-02-28 | 19.8 | 13.9 | 14.6 | 14.9 | 18.5 | 13.1 | 16.5 | 2 | 28 | 2045 | 2045-02-28 | 28.5 | 15.5 | 16.5 | 13 | 16 | 15.5 | 14.5
3 | 1 | 2045 | 2045-03-01 | 21.3 | 13.7 | 15.1 | 15.5 | 18.3 | 12.8 | 17.7 | 3 | 1 | 2045 | 2045-03-01 | 24 | 16.5 | 14 | 6.5 | 16.5 | 8.5 | 16
3 | 2 | 2045 | 2045-03-02 | 21.3 | 12.2 | 14.8 | 14 | 16.6 | 12.3 | 15.2 | 3 | 2 | 2045 | 2045-03-02 | 22 | 18 | 21.5 | 12.5 | 16 | 11.5 | 18
3 | 3 | 2045 | 2045-03-03 | 19.3 | 11.8 | 13.8 | 13.2 | 15.2 | 11 | 15.1 | 3 | 3 | 2045 | 2045-03-03 | 21 | 15.5 | 18 | 11 | 12.5 | 10.5 | 15.5
3 | 4 | 2045 | 2045-03-04 | 19.4 | 12.1 | 13.1 | 12 | 14.6 | 9.8 | 14.5 | 3 | 4 | 2045 | 2045-03-04 | 14.5 | 13 | 16 | 6.5 | 6.5 | 7 | 15
3 | 5 | 2045 | 2045-03-05 | 18.3 | 12 | 13.4 | 11.7 | 14.8 | 10.2 | 14.8 | 3 | 5 | 2045 | 2045-03-05 | 12 | 10.5 | 16.5 | 4.5 | 12 | 4.5 | 12
3 | 6 | 2045 | 2045-03-06 | 18 | 12.7 | 13.9 | 11.5 | 13.9 | 9.7 | 15 | 3 | 6 | 2045 | 2045-03-06 | 22.5 | 13.5 | 19 | 18.5 | 19.5 | 17 | 18.5
3 | 7 | 2045 | 2045-03-07 | 19 | 13 | 13.8 | 11.9 | 15.8 | 9.2 | 13.8 | 3 | 7 | 2045 | 2045-03-07 | 18 | 18.5 | 25 | 18 | 22.5 | 18.5 | 22.5
3 | 8 | 2045 | 2045-03-08 | 18.5 | 12.7 | 13.5 | 12.6 | 17 | 10.2 | 14.7 | 3 | 8 | 2045 | 2045-03-08 | 30 | 14 | 19 | 23 | 24.5 | 21 | 24
3 | 9 | 2045 | 2045-03-09 | 19 | 13.9 | 13.9 | 13.4 | 18.6 | 9.8 | 15 | 3 | 9 | 2045 | 2045-03-09 | 25.5 | 16.5 | 22 | 18.5 | 28.5 | 18 | 22
3 | 10 | 2045 | 2045-03-10 | 20.9 | 14 | 14.2 | 15.7 | 18.5 | 11.7 | 16.8 | 3 | 10 | 2045 | 2045-03-10 | 22.5 | 20.5 | 21.5 | 20 | 26 | 19 | 19
3 | 11 | 2045 | 2045-03-11 | 22.5 | 13.6 | 15.1 | 17.3 | 17.2 | 13.8 | 17.3 | 3 | 11 | 2045 | 2045-03-11 | 23.5 | 17.5 | 20 | 17.5 | 25.5 | 16.5 | 19
3 | 12 | 2045 | 2045-03-12 | 20.3 | 13.2 | 13.7 | 15.2 | 17.1 | 13.2 | 15.4 | 3 | 12 | 2045 | 2045-03-12 | 21 | 15.5 | 17 | 17.5 | 22.5 | 16 | 17.5
3 | 13 | 2045 | 2045-03-13 | 19.2 | 12.4 | 12.9 | 14.6 | 16.8 | 11.8 | 15.5 | 3 | 13 | 2045 | 2045-03-13 | 17.5 | 14 | 11.5 | 14 | 14 | 14.5 | 16.5
3 | 14 | 2045 | 2045-03-14 | 20.3 | 12.7 | 14 | 14.2 | 17.6 | 11.3 | 15.4 | 3 | 14 | 2045 | 2045-03-14 | 14.5 | 18.5 | 21 | 15 | 19 | 14 | 18
3 | 15 | 2045 | 2045-03-15 | 19.8 | 12.8 | 13.2 | 14.6 | 16.6 | 11.3 | 14.5 | 3 | 15 | 2045 | 2045-03-15 | 23 | 21.5 | 25 | 23 | 23.5 | 22 | 17
3 | 16 | 2045 | 2045-03-16 | 19 | 11.6 | 13.2 | 12.1 | 16.3 | 9.3 | 13.2 | 3 | 16 | 2045 | 2045-03-16 | 22 | 20.5 | 22 | 19 | 25 | 17.5 | 18.5
3 | 17 | 2045 | 2045-03-17 | 16.8 | 11.7 | 12.7 | 12 | 14.3 | 9.1 | 13.2 | 3 | 17 | 2045 | 2045-03-17 | 15 | 15.5 | 15.5 | 13 | 17 | 13 | 16
3 | 18 | 2045 | 2045-03-18 | 15.9 | 10.5 | 11.6 | 11.4 | 13.3 | 8.2 | 13.2 | 3 | 18 | 2045 | 2045-03-18 | 10 | 10.5 | 18.5 | 5 | 10 | 5.5 | 13
3 | 19 | 2045 | 2045-03-19 | 16.7 | 11 | 13.1 | 11.7 | 13.9 | 8.4 | 12.1 | 3 | 19 | 2045 | 2045-03-19 | 19.5 | 9 | 14.5 | 12 | 23 | 11 | 13
3 | 20 | 2045 | 2045-03-20 | 16.8 | 11.1 | 12.8 | 10.8 | 14.6 | 8.8 | 12.4 | 3 | 20 | 2045 | 2045-03-20 | 23 | 14.5 | 16.5 | 13.5 | 25 | 14.5 | 9.5
3 | 21 | 2045 | 2045-03-21 | 15.8 | 10.2 | 12.4 | 11.5 | 15.1 | 9.4 | 12.9 | 3 | 21 | 2045 | 2045-03-21 | 22 | 17 | 20 | 16.5 | 24 | 15.5 | 17.5
3 | 22 | 2045 | 2045-03-22 | 16.4 | 10.3 | 12.3 | 11.1 | 15 | 8.1 | 12.5 | 3 | 22 | 2045 | 2045-03-22 | 20.5 | 16.5 | 21.5 | 17 | 25 | 17.5 | 15
3 | 23 | 2045 | 2045-03-23 | 16.1 | 11 | 12 | 10.8 | 16.2 | 8.5 | 12.9 | 3 | 23 | 2045 | 2045-03-23 | 24 | 13 | 18.5 | 16.5 | 22 | 17 | 10.5
3 | 24 | 2045 | 2045-03-24 | 16 | 11.7 | 11.7 | 11.8 | 14.4 | 9.6 | 12.4 | 3 | 24 | 2045 | 2045-03-24 | 20.5 | 15 | 15 | 14 | 19 | 16.5 | 13
3 | 25 | 2045 | 2045-03-25 | 13.5 | 10.7 | 11 | 10.3 | 12.9 | 8.2 | 10.5 | 3 | 25 | 2045 | 2045-03-25 | 18.5 | 13.5 | 17.5 | 15.5 | 28 | 16.5 | 13
3 | 26 | 2045 | 2045-03-26 | 13 | 10.8 | 10.8 | 9 | 13.7 | 7 | 10.7 | 3 | 26 | 2045 | 2045-03-26 | 22.5 | 12 | 15.5 | 13.5 | 18 | 12 | 11.5
3 | 27 | 2045 | 2045-03-27 | 13.5 | 10 | 10.8 | 9.5 | 13.4 | 7.2 | 11.7 | 3 | 27 | 2045 | 2045-03-27 | 12 | 11 | 13 | 8.5 | 11.5 | 7.5 | 10
3 | 28 | 2045 | 2045-03-28 | 13.6 | 10.6 | 11.7 | 9 | 13.5 | 7.6 | 10.8 | 3 | 28 | 2045 | 2045-03-28 | 8 | 17.5 | 23.5 | 7 | 12.5 | 9.5 | 15.5
3 | 29 | 2045 | 2045-03-29 | 14.2 | 11 | 12.1 | 9.8 | 15.6 | 7.8 | 11.2 | 3 | 29 | 2045 | 2045-03-29 | 26.5 | 17.5 | 23.5 | 22.5 | 27 | 20.5 | 22.5
3 | 30 | 2045 | 2045-03-30 | 14.5 | 10 | 11.8 | 9.8 | 13.9 | 8 | 11.1 | 3 | 30 | 2045 | 2045-03-30 | 26.5 | 19 | 19 | 20.5 | 24 | 17 | 19.5
3 | 31 | 2045 | 2045-03-31 | 13 | 9.5 | 9.9 | 7.9 | 12.7 | 6.1 | 9.2 | 3 | 31 | 2045 | 2045-03-31 | 16 | 13.5 | 13 | 8.5 | 10 | 7.5 | 14
4 | 1 | 2045 | 2045-04-01 | 11.6 | 9.2 | 8.8 | 7.2 | 10.3 | 6.3 | 9 | 4 | 1 | 2045 | 2045-04-01 | 7 | 11 | 13.5 | 5 | 8 | 3.5 | 6.5
4 | 2 | 2045 | 2045-04-02 | 13.2 | 9.1 | 10 | 8 | 13.6 | 6.4 | 9.3 | 4 | 2 | 2045 | 2045-04-02 | 6.5 | 13.5 | 15 | 6.5 | 6.5 | 6 | 6
4 | 3 | 2045 | 2045-04-03 | 13.5 | 10.3 | 10.6 | 8.9 | 14.6 | 6.6 | 10.1 | 4 | 3 | 2045 | 2045-04-03 | 3.5 | 10 | 11 | 9 | 11.5 | 7 | 6
4 | 4 | 2045 | 2045-04-04 | 13.2 | 9.2 | 9.7 | 9 | 13.1 | 6.8 | 9.5 | 4 | 4 | 2045 | 2045-04-04 | 13 | 18 | 24 | 13 | 19 | 10 | 12
4 | 5 | 2045 | 2045-04-05 | 12.4 | 9.9 | 9.8 | 7.8 | 12.9 | 6.3 | 8.9 | 4 | 5 | 2045 | 2045-04-05 | 28 | 16.5 | 17.5 | 16 | 22 | 13 | 15.5
4 | 6 | 2045 | 2045-04-06 | 13.1 | 9.2 | 10.4 | 9.1 | 13.2 | 7.4 | 10.5 | 4 | 6 | 2045 | 2045-04-06 | 20 | 14.5 | 13.5 | 7.5 | 13 | 6.5 | 10.5
4 | 7 | 2045 | 2045-04-07 | 12.8 | 8.8 | 9.8 | 7.8 | 13.3 | 6.4 | 9.1 | 4 | 7 | 2045 | 2045-04-07 | 9.5 | 16 | 21 | 8 | 7.5 | 6 | 12
4 | 8 | 2045 | 2045-04-08 | 13.1 | 8.3 | 9.4 | 9 | 11.1 | 6.8 | 8.9 | 4 | 8 | 2045 | 2045-04-08 | 28.5 | 13.5 | 20.5 | 17.5 | 24 | 17.5 | 20
4 | 9 | 2045 | 2045-04-09 | 11.6 | 8.7 | 8.4 | 7.6 | 10.3 | 6.1 | 8.3 | 4 | 9 | 2045 | 2045-04-09 | 18 | 16.5 | 19.5 | 11 | 11.5 | 8 | 12
4 | 10 | 2045 | 2045-04-10 | 11.2 | 8.8 | 9 | 8.1 | 10.8 | 5.9 | 8.1 | 4 | 10 | 2045 | 2045-04-10 | 24.5 | 20 | 22 | 22.5 | 20.5 | 21 | 24
4 | 11 | 2045 | 2045-04-11 | 12.6 | 9.2 | 9.6 | 8.4 | 12.5 | 5.9 | 8.6 | 4 | 11 | 2045 | 2045-04-11 | 27 | 18.5 | 15 | 23 | 24.5 | 20 | 20
4 | 12 | 2045 | 2045-04-12 | 12.9 | 8.5 | 9.9 | 7.7 | 12 | 6.3 | 8.7 | 4 | 12 | 2045 | 2045-04-12 | 19 | 10 | 10.5 | 17 | 17.5 | 16.5 | 12
4 | 13 | 2045 | 2045-04-13 | 11 | 7.1 | 8.2 | 6.4 | 10.7 | 4.8 | 7 | 4 | 13 | 2045 | 2045-04-13 | 18.5 | 7 | 11 | 16.5 | 16 | 11 | 12.5
4 | 14 | 2045 | 2045-04-14 | 9.1 | 7.2 | 7.4 | 5.7 | 10 | 3.8 | 5.3 | 4 | 14 | 2045 | 2045-04-14 | 22 | 9 | 7.5 | 13.5 | 20 | 8 | 7.5
4 | 15 | 2045 | 2045-04-15 | 11 | 8.7 | 8.8 | 6.5 | 11 | 4.8 | 6.9 | 4 | 15 | 2045 | 2045-04-15 | 18.5 | 5.5 | 3.5 | 6 | 16.5 | 4 | 5.5
4 | 16 | 2045 | 2045-04-16 | 11.2 | 8.1 | 9.1 | 7.5 | 11.5 | 4.9 | 7.7 | 4 | 16 | 2045 | 2045-04-16 | 17 | 2.5 | 1 | 5 | 10.5 | 4 | 6
4 | 17 | 2045 | 2045-04-17 | 11 | 8.3 | 8.6 | 6.5 | 11.8 | 5 | 7.3 | 4 | 17 | 2045 | 2045-04-17 | 12 | 1.5 | 0.5 | 2 | 6 | 0 | 3
4 | 18 | 2045 | 2045-04-18 | 10.5 | 8.2 | 9.1 | 6.5 | 11.6 | 5.2 | 6.4 | 4 | 18 | 2045 | 2045-04-18 | 3 | 0 | 1 | 0 | 3 | 0 | 0
4 | 19 | 2045 | 2045-04-19 | 10 | 7.3 | 8.2 | 6.4 | 12.5 | 4.5 | 6.2 | 4 | 19 | 2045 | 2045-04-19 | 19.5 | 4.5 | 5 | 13.5 | 16.5 | 11 | 12.5
4 | 20 | 2045 | 2045-04-20 | 11.5 | 6.8 | 7.8 | 5.7 | 12.4 | 3.8 | 6.4 | 4 | 20 | 2045 | 2045-04-20 | 19.5 | 3.5 | 5.5 | 11 | 15.5 | 8 | 10
4 | 21 | 2045 | 2045-04-21 | 12.5 | 7.8 | 9 | 7.1 | 12.4 | 4.8 | 6.2 | 4 | 21 | 2045 | 2045-04-21 | 13.5 | 4 | 2.5 | 5.5 | 8.5 | 3 | 0
4 | 22 | 2045 | 2045-04-22 | 12.2 | 6.9 | 9.3 | 6.9 | 11.9 | 4.1 | 6.4 | 4 | 22 | 2045 | 2045-04-22 | 13.5 | 5 | 10 | 3 | 12 | 2.5 | 5
4 | 23 | 2045 | 2045-04-23 | 11.1 | 7 | 9.2 | 6.8 | 12.5 | 4.3 | 6.4 | 4 | 23 | 2045 | 2045-04-23 | 7 | 7 | 8.5 | 4.5 | 6 | 2.5 | 3
4 | 24 | 2045 | 2045-04-24 | 12.4 | 7 | 9 | 8.1 | 12.3 | 5.9 | 7.4 | 4 | 24 | 2045 | 2045-04-24 | 14.5 | 11 | 14 | 9 | 17 | 9 | 13.5
4 | 25 | 2045 | 2045-04-25 | 11.9 | 6.9 | 9 | 7.5 | 12.6 | 4.6 | 6.9 | 4 | 25 | 2045 | 2045-04-25 | 16.5 | 10 | 12 | 7 | 14.5 | 8 | 13
4 | 26 | 2045 | 2045-04-26 | 12.8 | 7.3 | 8.8 | 6.2 | 11.1 | 4.5 | 7 | 4 | 26 | 2045 | 2045-04-26 | 17.5 | 7 | 12.5 | 8.5 | 20 | 7 | 9.5
4 | 27 | 2045 | 2045-04-27 | 10 | 5.6 | 7.4 | 5.4 | 9.2 | 3.9 | 5.9 | 4 | 27 | 2045 | 2045-04-27 | 14 | 5.5 | 9.5 | 5 | 11 | 2 | 1.5
4 | 28 | 2045 | 2045-04-28 | 8.6 | 5.1 | 5.9 | 4.5 | 10 | 3.6 | 4.4 | 4 | 28 | 2045 | 2045-04-28 | 6 | 4 | 4.5 | 0 | 0 | 0 | 0
4 | 29 | 2045 | 2045-04-29 | 9.3 | 4.6 | 5.6 | 4.6 | 10 | 3.6 | 4.5 | 4 | 29 | 2045 | 2045-04-29 | 0 | 1 | 0 | 0 | 0 | 0 | 0
4 | 30 | 2045 | 2045-04-30 | 8.7 | 4.9 | 6.1 | 4.7 | 9.7 | 3.2 | 4.9 | 4 | 30 | 2045 | 2045-04-30 | 0 | 3 | 4.5 | 0 | 0 | 0 | 0
5 | 1 | 2045 | 2045-05-01 | 8.8 | 5.8 | 6.4 | 4.6 | 9.7 | 3.2 | 5.1 | 5 | 1 | 2045 | 2045-05-01 | 8.5 | 7.5 | 11 | 2.5 | 8.5 | 3 | 5
5 | 2 | 2045 | 2045-05-02 | 10.6 | 5.9 | 7.4 | 5.3 | 11.1 | 3.4 | 6.7 | 5 | 2 | 2045 | 2045-05-02 | 14.5 | 5.5 | 9.5 | 7.5 | 13 | 5.5 | 6
5 | 3 | 2045 | 2045-05-03 | 10.9 | 6.4 | 8.3 | 6 | 11.5 | 3.9 | 5.9 | 5 | 3 | 2045 | 2045-05-03 | 7 | 6.5 | 10 | 0.5 | 4.5 | 0.5 | 6.5
5 | 4 | 2045 | 2045-05-04 | 11.3 | 6.1 | 7.7 | 5.6 | 10.2 | 4.1 | 6 | 5 | 4 | 2045 | 2045-05-04 | 14.5 | 9.5 | 9 | 5 | 10.5 | 1.5 | 2
5 | 5 | 2045 | 2045-05-05 | 9.7 | 5.7 | 6.4 | 4.5 | 8.7 | 3.1 | 5 | 5 | 5 | 2045 | 2045-05-05 | 6.5 | 2 | 1 | 0 | 0 | 0 | 0
5 | 6 | 2045 | 2045-05-06 | 6.9 | 4.7 | 5.4 | 3.1 | 6.9 | 1.9 | 3.6 | 5 | 6 | 2045 | 2045-05-06 | 0 | 5 | 9 | 0.5 | 4.5 | 0 | 1.5
5 | 7 | 2045 | 2045-05-07 | 6.8 | 5 | 6.4 | 2.3 | 7 | 1.6 | 3.3 | 5 | 7 | 2045 | 2045-05-07 | 17 | 9.5 | 15 | 10 | 19 | 9.5 | 11.5
5 | 8 | 2045 | 2045-05-08 | 7.4 | 5.4 | 6.5 | 3.7 | 8.9 | 3 | 4.6 | 5 | 8 | 2045 | 2045-05-08 | 15.5 | 10.5 | 11.5 | 8.5 | 12 | 9 | 11
5 | 9 | 2045 | 2045-05-09 | 9.5 | 5 | 6.5 | 4.2 | 8.8 | 3.3 | 4.9 | 5 | 9 | 2045 | 2045-05-09 | 16 | 8 | 12.5 | 8.5 | 13.5 | 6.5 | 5.5
5 | 10 | 2045 | 2045-05-10 | 9.3 | 4.3 | 5.8 | 4.6 | 8.9 | 3.3 | 4.1 | 5 | 10 | 2045 | 2045-05-10 | 14.5 | 8 | 10 | 4.5 | 8.5 | 3 | 3
5 | 11 | 2045 | 2045-05-11 | 7.8 | 3.5 | 4.2 | 2.5 | 6.8 | 2 | 2.4 | 5 | 11 | 2045 | 2045-05-11 | 9.5 | 1 | 1 | 0 | 3 | 0 | 0
5 | 12 | 2045 | 2045-05-12 | 6.7 | 3.4 | 3.8 | 1.9 | 7 | 1.3 | 2 | 5 | 12 | 2045 | 2045-05-12 | 4 | 3.5 | 2.5 | 0 | 0 | 0 | 0
5 | 13 | 2045 | 2045-05-13 | 5.1 | 2.4 | 3.1 | 1.8 | 6 | 1.3 | 1.4 | 5 | 13 | 2045 | 2045-05-13 | 2 | 1 | 3.5 | 0 | 0 | 0 | 0
5 | 14 | 2045 | 2045-05-14 | 5.3 | 2.8 | 2.9 | 2 | 5.5 | 1.3 | 1.7 | 5 | 14 | 2045 | 2045-05-14 | 0 | 0 | 3 | 0 | 0.5 | 0 | 0
5 | 15 | 2045 | 2045-05-15 | 6 | 2.9 | 3.8 | 2.4 | 6.5 | 1.2 | 1.7 | 5 | 15 | 2045 | 2045-05-15 | 0.5 | 0 | 0.5 | 0 | 0 | 0 | 0
5 | 16 | 2045 | 2045-05-16 | 5.4 | 2.4 | 3.9 | 1.6 | 5.5 | 0.7 | 1.2 | 5 | 16 | 2045 | 2045-05-16 | 0 | 0 | 0 | 0 | 0 | 0 | 0
5 | 17 | 2045 | 2045-05-17 | 5.7 | 3 | 4 | 0.8 | 4.7 | 0.7 | 1 | 5 | 17 | 2045 | 2045-05-17 | 0 | 6.5 | 9 | 0 | 0 | 0 | 0
5 | 18 | 2045 | 2045-05-18 | 5.4 | 2.7 | 3 | 1.1 | 4 | 0.7 | 1.4 | 5 | 18 | 2045 | 2045-05-18 | 9 | 10 | 9.5 | 4.5 | 8.5 | 5.5 | 7.5
5 | 19 | 2045 | 2045-05-19 | 4.4 | 2.9 | 3.4 | 1.5 | 3.7 | 0.5 | 2.1 | 5 | 19 | 2045 | 2045-05-19 | 16.5 | 12.5 | 14 | 8.5 | 16.5 | 7 | 8.5
5 | 20 | 2045 | 2045-05-20 | 4.4 | 2.3 | 3.4 | 1.5 | 4.2 | 0.7 | 1.9 | 5 | 20 | 2045 | 2045-05-20 | 14 | 5 | 10 | 9.5 | 13 | 8.5 | 7
5 | 21 | 2045 | 2045-05-21 | 3.5 | 2.5 | 3.2 | 1.1 | 4.7 | 0.5 | 1.2 | 5 | 21 | 2045 | 2045-05-21 | 15.5 | 4.5 | 7.5 | 9.5 | 10 | 6.5 | 4
5 | 22 | 2045 | 2045-05-22 | 4.9 | 2.7 | 4.1 | 1.5 | 5.5 | 0.8 | 1.8 | 5 | 22 | 2045 | 2045-05-22 | 17 | 4.5 | 5 | 12 | 13 | 7.5 | 10
5 | 23 | 2045 | 2045-05-23 | 6.4 | 2.1 | 3.7 | 2.6 | 5.1 | 1.5 | 1.6 | 5 | 23 | 2045 | 2045-05-23 | 9.5 | 4 | 7.5 | 1.5 | 5.5 | 0 | 0
5 | 24 | 2045 | 2045-05-24 | 4.6 | 2.3 | 3.3 | 1.4 | 4.2 | 0.4 | 1.1 | 5 | 24 | 2045 | 2045-05-24 | 11 | 6.5 | 5.5 | 0 | 4 | 0 | 0
5 | 25 | 2045 | 2045-05-25 | 3.4 | 2.4 | 3.3 | 0.6 | 3.4 | 0.3 | 0.9 | 5 | 25 | 2045 | 2045-05-25 | 11.5 | 1.5 | 4.5 | 1.5 | 10 | 0 | 2.5
5 | 26 | 2045 | 2045-05-26 | 3.6 | 2.7 | 2.9 | 1.2 | 3 | 0.4 | 1 | 5 | 26 | 2045 | 2045-05-26 | 5 | 2.5 | 4.5 | 0 | 0 | 0 | 0
5 | 27 | 2045 | 2045-05-27 | 3.9 | 2.2 | 3.1 | 1.3 | 3.8 | 0.7 | 1.2 | 5 | 27 | 2045 | 2045-05-27 | 3 | 4.5 | 8 | 1 | 9.5 | 0 | 1.5
5 | 28 | 2045 | 2045-05-28 | 2.9 | 1.7 | 2.4 | 1 | 3.8 | 0.6 | 1.1 | 5 | 28 | 2045 | 2045-05-28 | 12 | 10 | 8.5 | 6 | 9.5 | 3.5 | 3
5 | 29 | 2045 | 2045-05-29 | 3.8 | 1.8 | 2.4 | 1 | 5 | 0.8 | 0.8 | 5 | 29 | 2045 | 2045-05-29 | 6.5 | 1.5 | 2.5 | 0 | 0 | 0 | 0
5 | 30 | 2045 | 2045-05-30 | 4.3 | 2 | 2.6 | 1.1 | 5.2 | 0.8 | 0.9 | 5 | 30 | 2045 | 2045-05-30 | 0 | 0.5 | 0.5 | 0 | 0 | 0 | 0
5 | 31 | 2045 | 2045-05-31 | 3.8 | 1.6 | 2.6 | 0.9 | 4.7 | 0.5 | 0.8 | 5 | 31 | 2045 | 2045-05-31 | 0 | 0 | 0 | 0 | 0 | 0 | 0
6 | 1 | 2045 | 2045-06-01 | 3.6 | 1.4 | 1.9 | 0.7 | 3.6 | 0.3 | 0.6 | 6 | 1 | 2045 | 2045-06-01 | 0 | 0 | 0 | 0 | 0 | 0 | 0
6 | 2 | 2045 | 2045-06-02 | 3.6 | 1.7 | 2.2 | 0.5 | 3.5 | 0.1 | 0.3 | 6 | 2 | 2045 | 2045-06-02 | 0 | 0 | 0 | 0 | 0 | 0 | 0
6 | 3 | 2045 | 2045-06-03 | 2.8 | 1.4 | 1.9 | 0.5 | 4 | 0.3 | 0.4 | 6 | 3 | 2045 | 2045-06-03 | 0 | 0 | 0 | 0 | 0 | 0 | 0
6 | 4 | 2045 | 2045-06-04 | 3.3 | 1.4 | 1.2 | 0.9 | 3.2 | 0.5 | 0.3 | 6 | 4 | 2045 | 2045-06-04 | 0 | 2 | 0.5 | 0 | 0 | 0 | 0
6 | 5 | 2045 | 2045-06-05 | 3.3 | 1.3 | 1.4 | 0.2 | 3.3 | 0 | 0.1 | 6 | 5 | 2045 | 2045-06-05 | 4 | 2.5 | 7 | 0.5 | 10 | 0 | 3
6 | 6 | 2045 | 2045-06-06 | 2.3 | 1.3 | 1.4 | 0.1 | 3.5 | 0 | 0.3 | 6 | 6 | 2045 | 2045-06-06 | 13.5 | 10 | 11.5 | 7.5 | 11 | 4.5 | 5.5
6 | 7 | 2045 | 2045-06-07 | 2.5 | 0.8 | 1.1 | 0.1 | 2 | 0 | 0.1 | 6 | 7 | 2045 | 2045-06-07 | 4 | 8.5 | 10.5 | 7 | 5.5 | 3.5 | 2.5
6 | 8 | 2045 | 2045-06-08 | 1.9 | 1.5 | 1 | 0.2 | 2.3 | 0 | 0.1 | 6 | 8 | 2045 | 2045-06-08 | 0.5 | 1.5 | 7 | 0 | 14.5 | 0 | 4.5
6 | 9 | 2045 | 2045-06-09 | 1.7 | 1 | 1.2 | 0.2 | 3.1 | 0.1 | 0.2 | 6 | 9 | 2045 | 2045-06-09 | 3.5 | 2.5 | 7.5 | 0 | 9.5 | 0 | 0
6 | 10 | 2045 | 2045-06-10 | 1.6 | 1.1 | 1 | 0.1 | 2.9 | 0.1 | 0.1 | 6 | 10 | 2045 | 2045-06-10 | 4.5 | 2.5 | 5 | 1.5 | 2.5 | 0 | 0
6 | 11 | 2045 | 2045-06-11 | 1 | 1.2 | 0.6 | 0.1 | 1.8 | 0 | 0.1 | 6 | 11 | 2045 | 2045-06-11 | 1 | 1 | 9.5 | 0 | 4 | 0 | 2
6 | 12 | 2045 | 2045-06-12 | 1.2 | 0.6 | 0.7 | 0.1 | 0.7 | 0.1 | 0.2 | 6 | 12 | 2045 | 2045-06-12 | 0 | 0 | 0 | 0 | 0 | 0 | 0
6 | 13 | 2045 | 2045-06-13 | 1.4 | 0.5 | 0.8 | 0.2 | 0.8 | 0 | 0.3 | 6 | 13 | 2045 | 2045-06-13 | 0 | 0 | 0 | 0 | 0 | 0 | 0
6 | 14 | 2045 | 2045-06-14 | 1 | 0.5 | 0.9 | 0.2 | 1.4 | 0 | 0.1 | 6 | 14 | 2045 | 2045-06-14 | 0 | 1 | 3 | 0 | 0 | 0 | 0
6 | 15 | 2045 | 2045-06-15 | 1.5 | 0.8 | 0.8 | 0.1 | 1.3 | 0 | 0.2 | 6 | 15 | 2045 | 2045-06-15 | 5 | 0 | 1.5 | 1.5 | 7.5 | 1.5 | 2
6 | 16 | 2045 | 2045-06-16 | 0.7 | 0.8 | 0.7 | 0.2 | 1.3 | 0 | 0.1 | 6 | 16 | 2045 | 2045-06-16 | 3 | 0 | 2 | 0 | 0 | 0 | 0
6 | 17 | 2045 | 2045-06-17 | 1.9 | 0.7 | 1.2 | 0.1 | 1.7 | 0 | 0 | 6 | 17 | 2045 | 2045-06-17 | 0 | 0 | 0 | 0 | 0 | 0 | 0
6 | 18 | 2045 | 2045-06-18 | 1.9 | 0.6 | 1.2 | 0.2 | 1.7 | 0 | 0.1 | 6 | 18 | 2045 | 2045-06-18 | 0 | 0 | 0.5 | 0 | 0 | 0 | 0
6 | 19 | 2045 | 2045-06-19 | 1.9 | 1.6 | 0.9 | 0.1 | 1.3 | 0 | 0.1 | 6 | 19 | 2045 | 2045-06-19 | 0 | 0.5 | 0 | 0 | 0 | 0 | 0
6 | 20 | 2045 | 2045-06-20 | 1.1 | 0.8 | 1 | 0.1 | 2.1 | 0 | 0.3 | 6 | 20 | 2045 | 2045-06-20 | 0 | 0 | 0 | 0 | 0 | 0 | 0
6 | 21 | 2045 | 2045-06-21 | 1.3 | 1 | 0.7 | 0.3 | 2.2 | 0 | 0.3 | 6 | 21 | 2045 | 2045-06-21 | 0 | 0 | 0 | 0 | 0 | 0 | 0
6 | 22 | 2045 | 2045-06-22 | 1.2 | 0.6 | 1.2 | 0.1 | 2 | 0 | 0.1 | 6 | 22 | 2045 | 2045-06-22 | 0 | 0 | 0 | 0 | 0 | 0 | 0
6 | 23 | 2045 | 2045-06-23 | 0.9 | 1 | 1.1 | 0 | 1.1 | 0 | 0.5 | 6 | 23 | 2045 | 2045-06-23 | 0 | 0 | 0 | 0 | 0 | 0 | 0
6 | 24 | 2045 | 2045-06-24 | 0.5 | 0.6 | 0.7 | 0 | 1.1 | 0 | 0.1 | 6 | 24 | 2045 | 2045-06-24 | 0 | 0 | 0 | 0 | 0 | 0 | 0
6 | 25 | 2045 | 2045-06-25 | 0.8 | 0.3 | 0.4 | 0 | 0.8 | 0 | 0 | 6 | 25 | 2045 | 2045-06-25 | 0 | 0 | 0 | 0 | 0 | 0 | 0
6 | 26 | 2045 | 2045-06-26 | 0.3 | 0.1 | 0.2 | 0 | 0.2 | 0 | 0 | 6 | 26 | 2045 | 2045-06-26 | 0 | 0 | 0 | 0 | 0 | 0 | 0
6 | 27 | 2045 | 2045-06-27 | 0.2 | 0.1 | 0.2 | 0 | 0 | 0 | 0 | 6 | 27 | 2045 | 2045-06-27 | 0 | 0 | 0 | 0 | 0 | 0 | 0
6 | 28 | 2045 | 2045-06-28 | 0.2 | 0 | 0.3 | 0 | 0.4 | 0 | 0 | 6 | 28 | 2045 | 2045-06-28 | 0 | 0 | 0 | 0 | 0 | 0 | 0
6 | 29 | 2045 | 2045-06-29 | 0.1 | 0.3 | 0.3 | 0 | 0.5 | 0 | 0 | 6 | 29 | 2045 | 2045-06-29 | 0 | 0 | 0 | 0 | 0 | 0 | 0
6 | 30 | 2045 | 2045-06-30 | 0.6 | 0.3 | 0.4 | 0 | 0.9 | 0 | 0.1 | 6 | 30 | 2045 | 2045-06-30 | 0 | 0 | 0 | 0 | 0 | 0 | 0
7 | 1 | 2045 | 2045-07-01 | 0.2 | 0.1 | 0.2 | 0 | 1.1 | 0 | 0 | 7 | 1 | 2045 | 2045-07-01 | 0 | 0 | 0 | 0 | 0 | 0 | 0
7 | 2 | 2045 | 2045-07-02 | 0.2 | 0.2 | 0.3 | 0 | 0.7 | 0 | 0 | 7 | 2 | 2045 | 2045-07-02 | 0 | 0 | 0 | 0 | 0 | 0 | 0
7 | 3 | 2045 | 2045-07-03 | 0.6 | 0.3 | 0.1 | 0 | 0.9 | 0.1 | 0 | 7 | 3 | 2045 | 2045-07-03 | 0 | 0 | 0 | 0 | 0 | 0 | 0
7 | 4 | 2045 | 2045-07-04 | 0.4 | 0.2 | 0.1 | 0 | 1 | 0 | 0 | 7 | 4 | 2045 | 2045-07-04 | 0 | 0 | 0 | 0 | 0 | 0 | 0
7 | 5 | 2045 | 2045-07-05 | 0.2 | 0 | 0 | 0 | 0.3 | 0 | 0 | 7 | 5 | 2045 | 2045-07-05 | 0 | 0 | 0 | 0 | 0 | 0 | 0
7 | 6 | 2045 | 2045-07-06 | 0.1 | 0 | 0 | 0 | 0.3 | 0 | 0 | 7 | 6 | 2045 | 2045-07-06 | 0 | 0 | 0 | 0 | 0 | 0 | 0
7 | 7 | 2045 | 2045-07-07 | 0 | 0 | 0.1 | 0 | 0.1 | 0 | 0 | 7 | 7 | 2045 | 2045-07-07 | 0 | 1 | 2 | 0 | 0 | 0 | 0
7 | 8 | 2045 | 2045-07-08 | 0 | 0.1 | 0.2 | 0 | 0.1 | 0 | 0 | 7 | 8 | 2045 | 2045-07-08 | 0 | 0 | 0 | 0 | 0 | 0 | 0
7 | 9 | 2045 | 2045-07-09 | 0 | 0 | 0.1 | 0 | 0 | 0 | 0 | 7 | 9 | 2045 | 2045-07-09 | 0 | 0 | 0 | 0 | 0 | 0 | 0
7 | 10 | 2045 | 2045-07-10 | 0 | 0 | 0 | 0 | 0.1 | 0 | 0 | 7 | 10 | 2045 | 2045-07-10 | 0 | 0 | 0 | 0 | 0 | 0 | 0
7 | 11 | 2045 | 2045-07-11 | 0 | 0 | 0.2 | 0 | 0 | 0 | 0 | 7 | 11 | 2045 | 2045-07-11 | 0 | 0 | 0 | 0 | 0 | 0 | 0
7 | 12 | 2045 | 2045-07-12 | 0.2 | 0.2 | 0.3 | 0 | 0.3 | 0 | 0 | 7 | 12 | 2045 | 2045-07-12 | 0 | 0 | 0 | 0 | 0 | 0 | 0
7 | 13 | 2045 | 2045-07-13 | 0.2 | 0 | 0 | 0 | 0.3 | 0 | 0 | 7 | 13 | 2045 | 2045-07-13 | 0 | 0 | 0 | 0 | 0 | 0 | 0
7 | 14 | 2045 | 2045-07-14 | 0 | 0.1 | 0 | 0 | 0 | 0 | 0 | 7 | 14 | 2045 | 2045-07-14 | 0 | 0 | 0 | 0 | 0 | 0 | 0
7 | 15 | 2045 | 2045-07-15 | 0 | 0 | 0 | 0 | 0 | 0 | 0 | 7 | 15 | 2045 | 2045-07-15 | 0 | 0 | 1 | 0 | 0 | 0 | 0
7 | 16 | 2045 | 2045-07-16 | 0.2 | 0 | 0 | 0 | 0 | 0 | 0 | 7 | 16 | 2045 | 2045-07-16 | 0 | 0 | 0 | 0 | 0 | 0 | 0
7 | 17 | 2045 | 2045-07-17 | 0 | 0 | 0 | 0 | 0.1 | 0 | 0 | 7 | 17 | 2045 | 2045-07-17 | 0 | 0 | 0 | 0 | 0 | 0 | 0
7 | 18 | 2045 | 2045-07-18 | 0 | 0 | 0 | 0 | 0 | 0 | 0 | 7 | 18 | 2045 | 2045-07-18 | 0 | 0 | 0 | 0 | 0 | 0 | 0
7 | 19 | 2045 | 2045-07-19 | 0 | 0 | 0 | 0 | 0 | 0 | 0 | 7 | 19 | 2045 | 2045-07-19 | 0 | 0 | 0 | 0 | 0 | 0 | 0
7 | 20 | 2045 | 2045-07-20 | 0 | 0 | 0 | 0 | 0.1 | 0 | 0 | 7 | 20 | 2045 | 2045-07-20 | 0 | 0 | 0 | 0 | 0 | 0 | 0
7 | 21 | 2045 | 2045-07-21 | 0 | 0 | 0 | 0 | 0.2 | 0 | 0 | 7 | 21 | 2045 | 2045-07-21 | 0 | 0.5 | 1.5 | 0 | 0 | 0 | 0
7 | 22 | 2045 | 2045-07-22 | 0 | 0 | 0 | 0 | 0.2 | 0 | 0 | 7 | 22 | 2045 | 2045-07-22 | 0 | 0 | 0 | 0 | 0 | 0 | 0
7 | 23 | 2045 | 2045-07-23 | 0 | 0 | 0 | 0 | 0.2 | 0 | 0 | 7 | 23 | 2045 | 2045-07-23 | 0 | 0 | 0 | 0 | 0 | 0 | 0
7 | 24 | 2045 | 2045-07-24 | 0 | 0 | 0 | 0 | 0.2 | 0 | 0 | 7 | 24 | 2045 | 2045-07-24 | 0 | 0 | 0 | 0 | 0 | 0 | 0
7 | 25 | 2045 | 2045-07-25 | 0 | 0 | 0 | 0 | 0 | 0 | 0 | 7 | 25 | 2045 | 2045-07-25 | 0 | 0 | 0 | 0 | 0 | 0 | 0
7 | 26 | 2045 | 2045-07-26 | 0 | 0 | 0 | 0 | 0.1 | 0 | 0 | 7 | 26 | 2045 | 2045-07-26 | 0 | 0 | 0 | 0 | 0 | 0 | 0
7 | 27 | 2045 | 2045-07-27 | 0 | 0 | 0 | 0 | 0 | 0 | 0 | 7 | 27 | 2045 | 2045-07-27 | 0 | 0 | 0 | 0 | 0 | 0 | 0
7 | 28 | 2045 | 2045-07-28 | 0 | 0 | 0 | 0 | 0 | 0 | 0 | 7 | 28 | 2045 | 2045-07-28 | 0 | 0 | 0 | 0 | 0 | 0 | 0
7 | 29 | 2045 | 2045-07-29 | 0 | 0.1 | 0 | 0 | 0 | 0 | 0 | 7 | 29 | 2045 | 2045-07-29 | 0 | 0 | 0 | 0 | 0 | 0 | 0
7 | 30 | 2045 | 2045-07-30 | 0 | 0 | 0 | 0 | 0 | 0 | 0 | 7 | 30 | 2045 | 2045-07-30 | 0 | 0 | 0 | 0 | 0 | 0 | 0
7 | 31 | 2045 | 2045-07-31 | 0 | 0 | 0 | 0 | 0 | 0 | 0 | 7 | 31 | 2045 | 2045-07-31 | 0 | 0 | 0 | 0 | 0 | 0 | 0
8 | 1 | 2045 | 2045-08-01 | 0 | 0 | 0 | 0 | 0 | 0 | 0 | 8 | 1 | 2045 | 2045-08-01 | 0 | 0 | 0 | 0 | 0 | 0 | 0
8 | 2 | 2045 | 2045-08-02 | 0 | 0 | 0 | 0 | 0 | 0 | 0 | 8 | 2 | 2045 | 2045-08-02 | 0 | 0 | 0 | 0 | 0 | 0 | 0
8 | 3 | 2045 | 2045-08-03 | 0 | 0 | 0 | 0 | 0 | 0 | 0 | 8 | 3 | 2045 | 2045-08-03 | 0 | 0 | 0 | 0 | 0 | 0 | 0
8 | 4 | 2045 | 2045-08-04 | 0 | 0 | 0 | 0 | 0 | 0 | 0 | 8 | 4 | 2045 | 2045-08-04 | 0 | 0 | 0 | 0 | 0 | 0 | 0
8 | 5 | 2045 | 2045-08-05 | 0 | 0 | 0 | 0 | 0 | 0 | 0 | 8 | 5 | 2045 | 2045-08-05 | 0 | 0 | 0 | 0 | 0 | 0 | 0
8 | 6 | 2045 | 2045-08-06 | 0.1 | 0 | 0 | 0 | 0.1 | 0 | 0 | 8 | 6 | 2045 | 2045-08-06 | 0 | 0 | 0 | 0 | 0 | 0 | 0
8 | 7 | 2045 | 2045-08-07 | 0.3 | 0.2 | 0 | 0 | 0.1 | 0 | 0 | 8 | 7 | 2045 | 2045-08-07 | 0 | 0 | 0 | 0 | 0 | 0 | 0
8 | 8 | 2045 | 2045-08-08 | 0 | 0.1 | 0 | 0 | 0.3 | 0 | 0 | 8 | 8 | 2045 | 2045-08-08 | 4 | 0 | 0.5 | 0 | 1 | 0 | 0
8 | 9 | 2045 | 2045-08-09 | 0.1 | 0 | 0 | 0 | 0.1 | 0 | 0 | 8 | 9 | 2045 | 2045-08-09 | 0 | 0 | 0 | 0 | 0 | 0 | 0
8 | 10 | 2045 | 2045-08-10 | 0 | 0 | 0 | 0 | 0 | 0 | 0 | 8 | 10 | 2045 | 2045-08-10 | 0 | 0 | 0 | 0 | 0 | 0 | 0
8 | 11 | 2045 | 2045-08-11 | 0 | 0 | 0 | 0 | 0 | 0 | 0 | 8 | 11 | 2045 | 2045-08-11 | 0 | 0 | 0 | 0 | 0 | 0 | 0
8 | 12 | 2045 | 2045-08-12 | 0 | 0 | 0.1 | 0 | 0.1 | 0 | 0 | 8 | 12 | 2045 | 2045-08-12 | 0 | 0 | 0 | 0 | 0 | 0 | 0
8 | 13 | 2045 | 2045-08-13 | 0.2 | 0 | 0 | 0 | 0.1 | 0 | 0 | 8 | 13 | 2045 | 2045-08-13 | 0 | 0 | 0 | 0 | 0 | 0 | 0
8 | 14 | 2045 | 2045-08-14 | 0.1 | 0 | 0 | 0 | 0 | 0 | 0 | 8 | 14 | 2045 | 2045-08-14 | 0 | 0 | 0 | 0 | 0 | 0 | 0
8 | 15 | 2045 | 2045-08-15 | 0.1 | 0 | 0 | 0 | 0 | 0 | 0 | 8 | 15 | 2045 | 2045-08-15 | 0 | 0 | 0 | 0 | 0 | 0 | 0
8 | 16 | 2045 | 2045-08-16 | 0 | 0 | 0 | 0 | 0.3 | 0 | 0 | 8 | 16 | 2045 | 2045-08-16 | 0 | 0 | 0 | 0 | 0 | 0 | 0
8 | 17 | 2045 | 2045-08-17 | 0 | 0 | 0.1 | 0 | 0.2 | 0 | 0 | 8 | 17 | 2045 | 2045-08-17 | 0 | 1 | 2 | 0 | 3.5 | 0 | 0
8 | 18 | 2045 | 2045-08-18 | 0.1 | 0 | 0 | 0 | 0.3 | 0 | 0 | 8 | 18 | 2045 | 2045-08-18 | 3 | 0 | 0 | 0 | 0 | 0 | 0
8 | 19 | 2045 | 2045-08-19 | 0 | 0 | 0 | 0 | 0.1 | 0 | 0 | 8 | 19 | 2045 | 2045-08-19 | 0 | 0 | 0 | 0 | 0 | 0 | 0
8 | 20 | 2045 | 2045-08-20 | 0 | 0 | 0 | 0 | 0 | 0 | 0 | 8 | 20 | 2045 | 2045-08-20 | 0 | 0 | 4 | 0 | 0 | 0 | 0
8 | 21 | 2045 | 2045-08-21 | 0 | 0 | 0 | 0 | 0 | 0 | 0 | 8 | 21 | 2045 | 2045-08-21 | 6.5 | 0 | 0 | 0 | 3 | 0 | 0
8 | 22 | 2045 | 2045-08-22 | 0 | 0 | 0 | 0 | 0 | 0 | 0 | 8 | 22 | 2045 | 2045-08-22 | 0 | 0.5 | 3.5 | 0 | 2 | 0 | 0
8 | 23 | 2045 | 2045-08-23 | 0 | 0 | 0.1 | 0 | 0.2 | 0 | 0 | 8 | 23 | 2045 | 2045-08-23 | 10 | 3 | 0.5 | 2.5 | 4.5 | 0 | 1
8 | 24 | 2045 | 2045-08-24 | 0.4 | 0 | 0 | 0 | 1.4 | 0 | 0 | 8 | 24 | 2045 | 2045-08-24 | 4 | 0 | 0 | 0 | 0 | 0 | 0
8 | 25 | 2045 | 2045-08-25 | 0.1 | 0.1 | 0.2 | 0 | 1.4 | 0 | 0.2 | 8 | 25 | 2045 | 2045-08-25 | 0 | 0 | 0 | 0 | 0 | 0 | 0
8 | 26 | 2045 | 2045-08-26 | 0.1 | 0.1 | 0.1 | 0 | 0.5 | 0 | 0 | 8 | 26 | 2045 | 2045-08-26 | 0 | 0 | 0 | 0 | 0 | 0 | 0
8 | 27 | 2045 | 2045-08-27 | 0.2 | 0 | 0 | 0 | 0.4 | 0 | 0 | 8 | 27 | 2045 | 2045-08-27 | 2.5 | 2.5 | 4 | 0 | 0 | 0 | 0
8 | 28 | 2045 | 2045-08-28 | 0.4 | 0 | 0 | 0 | 0.2 | 0 | 0 | 8 | 28 | 2045 | 2045-08-28 | 1 | 0 | 0 | 0 | 0 | 0 | 0
8 | 29 | 2045 | 2045-08-29 | 0.2 | 0 | 0.2 | 0 | 0.1 | 0 | 0 | 8 | 29 | 2045 | 2045-08-29 | 0 | 0 | 0 | 0 | 0 | 0 | 0
8 | 30 | 2045 | 2045-08-30 | 0.5 | 0.2 | 0.3 | 0 | 0.8 | 0 | 0.1 | 8 | 30 | 2045 | 2045-08-30 | 0 | 2 | 3.5 | 0 | 1 | 0 | 0
8 | 31 | 2045 | 2045-08-31 | 0.3 | 0.1 | 0.1 | 0 | 0.3 | 0 | 0 | 8 | 31 | 2045 | 2045-08-31 | 5.5 | 8 | 7 | 3 | 6 | 1 | 3.5
9 | 1 | 2045 | 2045-09-01 | 0.2 | 0 | 0 | 0 | 0.2 | 0 | 0.1 | 9 | 1 | 2045 | 2045-09-01 | 4.5 | 3 | 3 | 0 | 6 | 0 | 1.5
9 | 2 | 2045 | 2045-09-02 | 0.1 | 0 | 0 | 0 | 0 | 0 | 0 | 9 | 2 | 2045 | 2045-09-02 | 7.5 | 0 | 0 | 0 | 3 | 0 | 0
9 | 3 | 2045 | 2045-09-03 | 0.3 | 0 | 0.2 | 0 | 0.1 | 0 | 0.1 | 9 | 3 | 2045 | 2045-09-03 | 2.5 | 0 | 0 | 0 | 0 | 0 | 0
9 | 4 | 2045 | 2045-09-04 | 0.1 | 0.1 | 0.1 | 0 | 0.3 | 0 | 0 | 9 | 4 | 2045 | 2045-09-04 | 0 | 0 | 0 | 0 | 0 | 0 | 0
9 | 5 | 2045 | 2045-09-05 | 0.4 | 0 | 0 | 0 | 0.4 | 0 | 0 | 9 | 5 | 2045 | 2045-09-05 | 0 | 0 | 0 | 0 | 0 | 0 | 0
9 | 6 | 2045 | 2045-09-06 | 0.8 | 0 | 0 | 0 | 0.4 | 0 | 0 | 9 | 6 | 2045 | 2045-09-06 | 0 | 0 | 0 | 0 | 0 | 0 | 0
9 | 7 | 2045 | 2045-09-07 | 0.8 | 0.2 | 0.3 | 0.1 | 0.8 | 0 | 0.2 | 9 | 7 | 2045 | 2045-09-07 | 0 | 0 | 0 | 0 | 0 | 0 | 0
9 | 8 | 2045 | 2045-09-08 | 0.6 | 0.2 | 0.2 | 0 | 0.5 | 0 | 0 | 9 | 8 | 2045 | 2045-09-08 | 0 | 0 | 0 | 0 | 0 | 0 | 0
9 | 9 | 2045 | 2045-09-09 | 0.4 | 0.3 | 0.3 | 0.1 | 1 | 0 | 0.3 | 9 | 9 | 2045 | 2045-09-09 | 0 | 0 | 0 | 0 | 0 | 0 | 0
9 | 10 | 2045 | 2045-09-10 | 0.7 | 0.3 | 0.4 | 0 | 1.1 | 0 | 0.2 | 9 | 10 | 2045 | 2045-09-10 | 7 | 0 | 0 | 0 | 4 | 0 | 1.5
9 | 11 | 2045 | 2045-09-11 | 0.8 | 0.2 | 0.4 | 0 | 1.1 | 0 | 0.1 | 9 | 11 | 2045 | 2045-09-11 | 4 | 0 | 0 | 0 | 0 | 0 | 0
9 | 12 | 2045 | 2045-09-12 | 1.4 | 0.3 | 0.7 | 0.1 | 1.5 | 0 | 0.3 | 9 | 12 | 2045 | 2045-09-12 | 0 | 2.5 | 3.5 | 0 | 0.5 | 0 | 0
9 | 13 | 2045 | 2045-09-13 | 1.8 | 0.2 | 0.5 | 0.1 | 1.8 | 0 | 0.3 | 9 | 13 | 2045 | 2045-09-13 | 8 | 2.5 | 2.5 | 0.5 | 2.5 | 0 | 0
9 | 14 | 2045 | 2045-09-14 | 1.7 | 0.3 | 0.6 | 0.1 | 1.5 | 0 | 0.5 | 9 | 14 | 2045 | 2045-09-14 | 2 | 4 | 0 | 0 | 0 | 0 | 0
9 | 15 | 2045 | 2045-09-15 | 2.4 | 1 | 0.9 | 0.5 | 1.7 | 0.3 | 0.4 | 9 | 15 | 2045 | 2045-09-15 | 2 | 7.5 | 10.5 | 0.5 | 5 | 0 | 3
9 | 16 | 2045 | 2045-09-16 | 2.3 | 0.3 | 0.7 | 0.3 | 2.1 | 0.2 | 0.3 | 9 | 16 | 2045 | 2045-09-16 | 15 | 4 | 5.5 | 4.5 | 8 | 5 | 3.5
9 | 17 | 2045 | 2045-09-17 | 2 | 0.7 | 1.3 | 0.1 | 1.9 | 0.1 | 0.5 | 9 | 17 | 2045 | 2045-09-17 | 3.5 | 1 | 4.5 | 0 | 0 | 0 | 0
9 | 18 | 2045 | 2045-09-18 | 2.3 | 1.3 | 0.9 | 0.5 | 2.1 | 0.6 | 0.8 | 9 | 18 | 2045 | 2045-09-18 | 10.5 | 1 | 3.5 | 1.5 | 5.5 | 0.5 | 5.5
9 | 19 | 2045 | 2045-09-19 | 2.9 | 0.7 | 0.7 | 0.2 | 1.8 | 0.3 | 0.5 | 9 | 19 | 2045 | 2045-09-19 | 16.5 | 3 | 3.5 | 3 | 10.5 | 1.5 | 4
9 | 20 | 2045 | 2045-09-20 | 2.4 | 0.8 | 0.7 | 0.1 | 2.2 | 0 | 0.3 | 9 | 20 | 2045 | 2045-09-20 | 14.5 | 4.5 | 0 | 4.5 | 5.5 | 1.5 | 4.5
9 | 21 | 2045 | 2045-09-21 | 2.3 | 1.2 | 0.8 | 0.3 | 2.3 | 0.1 | 0.4 | 9 | 21 | 2045 | 2045-09-21 | 7.5 | 0 | 0 | 0 | 0 | 0 | 0.5
9 | 22 | 2045 | 2045-09-22 | 3.6 | 1.3 | 1.3 | 0.2 | 2.9 | 0 | 0.5 | 9 | 22 | 2045 | 2045-09-22 | 4 | 1 | 2.5 | 0 | 3 | 0 | 1
9 | 23 | 2045 | 2045-09-23 | 3.9 | 1.3 | 1.5 | 0.5 | 2.9 | 0.2 | 0.7 | 9 | 23 | 2045 | 2045-09-23 | 6 | 3 | 0 | 0 | 2.5 | 0 | 0
9 | 24 | 2045 | 2045-09-24 | 3.8 | 1.6 | 1.6 | 0.6 | 3.4 | 0.2 | 1.5 | 9 | 24 | 2045 | 2045-09-24 | 2 | 0 | 0 | 0 | 0 | 0 | 0
9 | 25 | 2045 | 2045-09-25 | 3.7 | 1.2 | 1.1 | 0.4 | 2 | 0.2 | 1.3 | 9 | 25 | 2045 | 2045-09-25 | 0 | 0.5 | 0 | 0 | 0 | 0 | 0
9 | 26 | 2045 | 2045-09-26 | 2.5 | 0.9 | 0.9 | 0 | 2.1 | 0 | 0.9 | 9 | 26 | 2045 | 2045-09-26 | 0 | 1.5 | 4 | 0 | 0 | 0 | 0
9 | 27 | 2045 | 2045-09-27 | 3.1 | 1.2 | 1.9 | 0.4 | 2.7 | 0 | 1.3 | 9 | 27 | 2045 | 2045-09-27 | 0 | 2 | 5.5 | 0 | 5.5 | 0 | 8
9 | 28 | 2045 | 2045-09-28 | 4.7 | 2.5 | 1.9 | 1 | 3.7 | 0.3 | 2.2 | 9 | 28 | 2045 | 2045-09-28 | 20.5 | 4.5 | 4 | 6 | 14.5 | 3.5 | 6.5
9 | 29 | 2045 | 2045-09-29 | 5 | 2.6 | 2.3 | 1.3 | 4.5 | 0.3 | 2.8 | 9 | 29 | 2045 | 2045-09-29 | 15.5 | 1.5 | 6.5 | 4.5 | 7 | 2.5 | 7
9 | 30 | 2045 | 2045-09-30 | 4.3 | 2.2 | 2.3 | 1.2 | 3.9 | 1 | 1.6 | 9 | 30 | 2045 | 2045-09-30 | 7 | 8 | 7 | 0 | 0 | 0 | 5
10 | 1 | 2045 | 2045-10-01 | 4.9 | 3.2 | 3 | 2 | 4.5 | 1.4 | 3.5 | 10 | 1 | 2045 | 2045-10-01 | 10 | 7 | 9 | 7.5 | 8 | 4 | 9
10 | 2 | 2045 | 2045-10-02 | 6.5 | 3.4 | 3.3 | 2.9 | 6.2 | 1.4 | 3.5 | 10 | 2 | 2045 | 2045-10-02 | 5.5 | 4.5 | 4 | 3 | 0.5 | 0 | 6.5
10 | 3 | 2045 | 2045-10-03 | 6.2 | 3.8 | 3.6 | 3.1 | 6 | 1.8 | 3.2 | 10 | 3 | 2045 | 2045-10-03 | 5 | 7 | 9.5 | 0 | 0 | 0 | 2
10 | 4 | 2045 | 2045-10-04 | 5.9 | 3.4 | 3.6 | 2.2 | 4.8 | 1.7 | 2.3 | 10 | 4 | 2045 | 2045-10-04 | 1.5 | 5.5 | 7 | 0 | 0 | 0 | 1
10 | 5 | 2045 | 2045-10-05 | 4.8 | 3 | 3.1 | 1.7 | 4.8 | 0.9 | 2.1 | 10 | 5 | 2045 | 2045-10-05 | 0 | 7.5 | 11 | 0 | 7 | 0 | 5
10 | 6 | 2045 | 2045-10-06 | 4.8 | 2.9 | 3.5 | 2.6 | 5.3 | 1.3 | 3.1 | 10 | 6 | 2045 | 2045-10-06 | 17.5 | 9 | 13.5 | 12 | 17 | 10.5 | 12
10 | 7 | 2045 | 2045-10-07 | 5.5 | 4.2 | 3.9 | 2.3 | 5.3 | 1.9 | 2.8 | 10 | 7 | 2045 | 2045-10-07 | 14.5 | 11 | 13.5 | 10 | 16 | 6.5 | 13.5
10 | 8 | 2045 | 2045-10-08 | 6.9 | 4.6 | 4.4 | 2.5 | 5.6 | 1.9 | 3.7 | 10 | 8 | 2045 | 2045-10-08 | 16.5 | 12 | 12 | 10.5 | 15 | 10 | 12
10 | 9 | 2045 | 2045-10-09 | 7.5 | 4.5 | 4.3 | 2.5 | 6.4 | 1.6 | 3.8 | 10 | 9 | 2045 | 2045-10-09 | 12 | 9.5 | 10 | 7.5 | 11.5 | 6.5 | 10
10 | 10 | 2045 | 2045-10-10 | 7.6 | 4.6 | 4.6 | 3.1 | 7 | 2 | 4 | 10 | 10 | 2045 | 2045-10-10 | 12.5 | 11.5 | 13 | 11.5 | 18 | 9.5 | 9.5
10 | 11 | 2045 | 2045-10-11 | 9.4 | 5.6 | 5.5 | 4.8 | 8.4 | 3 | 5.7 | 10 | 11 | 2045 | 2045-10-11 | 22.5 | 16.5 | 17.5 | 19 | 24.5 | 18.5 | 17.5
10 | 12 | 2045 | 2045-10-12 | 9.4 | 5.5 | 5.1 | 4.2 | 7.5 | 3.1 | 5.1 | 10 | 12 | 2045 | 2045-10-12 | 20.5 | 16 | 17 | 17.5 | 21.5 | 16.5 | 17
10 | 13 | 2045 | 2045-10-13 | 7.4 | 5.5 | 4.6 | 3.2 | 4.9 | 2.3 | 4.4 | 10 | 13 | 2045 | 2045-10-13 | 21.5 | 13 | 14.5 | 11 | 21 | 13.5 | 15
10 | 14 | 2045 | 2045-10-14 | 7.5 | 4.3 | 3.9 | 3.1 | 4.6 | 1.9 | 3.8 | 10 | 14 | 2045 | 2045-10-14 | 22 | 10 | 8 | 8 | 16 | 10 | 13.5
10 | 15 | 2045 | 2045-10-15 | 7.7 | 4.3 | 4.7 | 3.5 | 5.9 | 1.9 | 4.8 | 10 | 15 | 2045 | 2045-10-15 | 16 | 3.5 | 4.5 | 7 | 7.5 | 4.5 | 11.5
10 | 16 | 2045 | 2045-10-16 | 8.3 | 5.1 | 5 | 3.9 | 6.1 | 3.4 | 4.9 | 10 | 16 | 2045 | 2045-10-16 | 6.5 | 0 | 3 | 4.5 | 0 | 1 | 9
10 | 17 | 2045 | 2045-10-17 | 9.1 | 5.4 | 4.8 | 3.3 | 6.4 | 2.3 | 5 | 10 | 17 | 2045 | 2045-10-17 | 7 | 11.5 | 10.5 | 2.5 | 8 | 2 | 10.5
10 | 18 | 2045 | 2045-10-18 | 8.3 | 4.9 | 4.9 | 2.7 | 6 | 1.8 | 4.7 | 10 | 18 | 2045 | 2045-10-18 | 19.5 | 12.5 | 15.5 | 10.5 | 13 | 8.5 | 9.5
10 | 19 | 2045 | 2045-10-19 | 10.6 | 6.8 | 7 | 4.1 | 8.6 | 3.8 | 5.7 | 10 | 19 | 2045 | 2045-10-19 | 14 | 8.5 | 11.5 | 7.5 | 9.5 | 5 | 12
10 | 20 | 2045 | 2045-10-20 | 12.3 | 7.4 | 7.1 | 5.2 | 8.1 | 3.6 | 5.9 | 10 | 20 | 2045 | 2045-10-20 | 6 | 7 | 9.5 | 5 | 11 | 5 | 9.5
10 | 21 | 2045 | 2045-10-21 | 12.1 | 6.5 | 6.8 | 5.7 | 8.8 | 3.9 | 7.7 | 10 | 21 | 2045 | 2045-10-21 | 1.5 | 1.5 | 7 | 0 | 1 | 0 | 7.5
10 | 22 | 2045 | 2045-10-22 | 13 | 7.3 | 7 | 6.7 | 9.5 | 4.8 | 9.6 | 10 | 22 | 2045 | 2045-10-22 | 12.5 | 8.5 | 9 | 10.5 | 10 | 9 | 11.5
10 | 23 | 2045 | 2045-10-23 | 12.6 | 6.6 | 7.7 | 6.7 | 9.8 | 5 | 7.9 | 10 | 23 | 2045 | 2045-10-23 | 15 | 7.5 | 10.5 | 7 | 10.5 | 6 | 12.5
10 | 24 | 2045 | 2045-10-24 | 13.5 | 7.3 | 8.3 | 7.4 | 10.8 | 5.3 | 8.5 | 10 | 24 | 2045 | 2045-10-24 | 12 | 4 | 9 | 8.5 | 8 | 4.5 | 13.5
10 | 25 | 2045 | 2045-10-25 | 14.6 | 8.3 | 9.9 | 8.7 | 12.2 | 6.6 | 10 | 10 | 25 | 2045 | 2045-10-25 | 17 | 5.5 | 8.5 | 8.5 | 14 | 7 | 11
10 | 26 | 2045 | 2045-10-26 | 14.7 | 8.2 | 9.5 | 8 | 11.4 | 6 | 11 | 10 | 26 | 2045 | 2045-10-26 | 16 | 6.5 | 11 | 5.5 | 9.5 | 8 | 9
10 | 27 | 2045 | 2045-10-27 | 15.7 | 8.8 | 9.7 | 8.7 | 12.9 | 6.7 | 11.1 | 10 | 27 | 2045 | 2045-10-27 | 14 | 9 | 10.5 | 7 | 9 | 7 | 9
10 | 28 | 2045 | 2045-10-28 | 16.4 | 8 | 10.6 | 9.2 | 12.2 | 8.2 | 13 | 10 | 28 | 2045 | 2045-10-28 | 10.5 | 13 | 8 | 0 | 0 | 0 | 4
10 | 29 | 2045 | 2045-10-29 | 15.7 | 7.6 | 10.3 | 8.8 | 10.5 | 7.8 | 11.7 | 10 | 29 | 2045 | 2045-10-29 | 15 | 16 | 14.5 | 12.5 | 10.5 | 12.5 | 12.5
10 | 30 | 2045 | 2045-10-30 | 16.7 | 7.8 | 9.4 | 9.6 | 11.6 | 9 | 12.3 | 10 | 30 | 2045 | 2045-10-30 | 23 | 15 | 14.5 | 20.5 | 19 | 21.5 | 18.5
10 | 31 | 2045 | 2045-10-31 | 17.1 | 8.8 | 10.9 | 9.7 | 13.7 | 9.3 | 13.5 | 10 | 31 | 2045 | 2045-10-31 | 25.5 | 14 | 14 | 24.5 | 20.5 | 23 | 18.5
11 | 1 | 2045 | 2045-11-01 | 18.9 | 9.6 | 12 | 11.9 | 14.3 | 9.9 | 14.7 | 11 | 1 | 2045 | 2045-11-01 | 23 | 17 | 17.5 | 22.5 | 20.5 | 22.5 | 19.5
11 | 2 | 2045 | 2045-11-02 | 18.6 | 10.2 | 11.7 | 11.9 | 13.4 | 10.5 | 15.3 | 11 | 2 | 2045 | 2045-11-02 | 14.5 | 12.5 | 15.5 | 17.5 | 15.5 | 17.5 | 20.5
11 | 3 | 2045 | 2045-11-03 | 18.9 | 11.3 | 12.4 | 12.5 | 15.5 | 11.5 | 16.1 | 11 | 3 | 2045 | 2045-11-03 | 12.5 | 5 | 9.5 | 15 | 9.5 | 16 | 13.5
11 | 4 | 2045 | 2045-11-04 | 20.1 | 11.3 | 12.3 | 13.9 | 17.1 | 12.1 | 16.7 | 11 | 4 | 2045 | 2045-11-04 | 12 | 6 | 10.5 | 8 | 13.5 | 6 | 10.5
11 | 5 | 2045 | 2045-11-05 | 21 | 10.5 | 13 | 13.8 | 16 | 11.1 | 17.1 | 11 | 5 | 2045 | 2045-11-05 | 17 | 13 | 16 | 15 | 14 | 12.5 | 16
11 | 6 | 2045 | 2045-11-06 | 19.6 | 10.7 | 13 | 13.8 | 15.9 | 11.8 | 17.9 | 11 | 6 | 2045 | 2045-11-06 | 25 | 14.5 | 17.5 | 18 | 22 | 15.5 | 21
11 | 7 | 2045 | 2045-11-07 | 20.6 | 10.7 | 12.5 | 13.4 | 15.9 | 12.1 | 17.5 | 11 | 7 | 2045 | 2045-11-07 | 27 | 14.5 | 19 | 15.5 | 22 | 16.5 | 20.5
11 | 8 | 2045 | 2045-11-08 | 20 | 11 | 12.3 | 14.5 | 16.8 | 11.9 | 17.7 | 11 | 8 | 2045 | 2045-11-08 | 22.5 | 11.5 | 14.5 | 12.5 | 15 | 11.5 | 19
11 | 9 | 2045 | 2045-11-09 | 21.2 | 12.3 | 12.9 | 15.2 | 18.3 | 13.2 | 18.2 | 11 | 9 | 2045 | 2045-11-09 | 24 | 12 | 15 | 15.5 | 20 | 11.5 | 19.5
11 | 10 | 2045 | 2045-11-10 | 21.8 | 12.5 | 15.1 | 15.2 | 17.1 | 14.1 | 18.5 | 11 | 10 | 2045 | 2045-11-10 | 22.5 | 12.5 | 14 | 15 | 18.5 | 14.5 | 20
11 | 11 | 2045 | 2045-11-11 | 22.5 | 12.8 | 14 | 15.9 | 19.1 | 14.4 | 19.3 | 11 | 11 | 2045 | 2045-11-11 | 20.5 | 8.5 | 8.5 | 12 | 3 | 17.5 | 16
11 | 12 | 2045 | 2045-11-12 | 24.4 | 13.5 | 14.8 | 16.4 | 19.5 | 14.6 | 20.3 | 11 | 12 | 2045 | 2045-11-12 | 18 | 9 | 11.5 | 8.5 | 8 | 8 | 18.5
11 | 13 | 2045 | 2045-11-13 | 26 | 13.1 | 14.4 | 18.2 | 20 | 16.4 | 18.9 | 11 | 13 | 2045 | 2045-11-13 | 14.5 | 10 | 11 | 5 | 5.5 | 6 | 16
11 | 14 | 2045 | 2045-11-14 | 26.5 | 13.6 | 15.5 | 18.9 | 20.4 | 18.2 | 19.7 | 11 | 14 | 2045 | 2045-11-14 | 11.5 | 6.5 | 4 | 3.5 | 4 | 1 | 0.5
11 | 15 | 2045 | 2045-11-15 | 26 | 14.4 | 15.8 | 18.1 | 19.8 | 16.4 | 21 | 11 | 15 | 2045 | 2045-11-15 | 16 | 12.5 | 17.5 | 6.5 | 12.5 | 7.5 | 9.5
11 | 16 | 2045 | 2045-11-16 | 24.2 | 14.1 | 14.7 | 16.9 | 18.7 | 15.8 | 18.8 | 11 | 16 | 2045 | 2045-11-16 | 32 | 21 | 22 | 23.5 | 29 | 22 | 23.5
11 | 17 | 2045 | 2045-11-17 | 23.5 | 13.3 | 14.5 | 15.4 | 17.4 | 14.1 | 19.3 | 11 | 17 | 2045 | 2045-11-17 | 28.5 | 22.5 | 20 | 22 | 25 | 21 | 25.5
11 | 18 | 2045 | 2045-11-18 | 22.7 | 13 | 14.9 | 15.3 | 18.4 | 14 | 18.6 | 11 | 18 | 2045 | 2045-11-18 | 24.5 | 21 | 19 | 20.5 | 12 | 22.5 | 22.5
11 | 19 | 2045 | 2045-11-19 | 21.8 | 13.4 | 14.5 | 15.2 | 17.8 | 14.4 | 17.5 | 11 | 19 | 2045 | 2045-11-19 | 28 | 18.5 | 18 | 23 | 23.5 | 23.5 | 24
11 | 20 | 2045 | 2045-11-20 | 23.2 | 13.6 | 15.1 | 16.6 | 18.8 | 14.7 | 20.2 | 11 | 20 | 2045 | 2045-11-20 | 30 | 20 | 22.5 | 24 | 23.5 | 22.5 | 25
11 | 21 | 2045 | 2045-11-21 | 23.6 | 13.5 | 15.4 | 17.9 | 20.1 | 15.6 | 20.1 | 11 | 21 | 2045 | 2045-11-21 | 28.5 | 20.5 | 25 | 29.5 | 15.5 | 29.5 | 29.5
11 | 22 | 2045 | 2045-11-22 | 24.8 | 14.7 | 15 | 17.6 | 19.9 | 16.6 | 20.3 | 11 | 22 | 2045 | 2045-11-22 | 28 | 12.5 | 18.5 | 29 | 13 | 27.5 | 27
11 | 23 | 2045 | 2045-11-23 | 25.6 | 15.1 | 15.6 | 18.7 | 19.1 | 17 | 20.3 | 11 | 23 | 2045 | 2045-11-23 | 30.5 | 15 | 19.5 | 19.5 | 25.5 | 20 | 22.5
11 | 24 | 2045 | 2045-11-24 | 25.1 | 14.4 | 14.8 | 18.4 | 20.6 | 16.4 | 22.5 | 11 | 24 | 2045 | 2045-11-24 | 28.5 | 14.5 | 20 | 19 | 23 | 18.5 | 24.5
11 | 25 | 2045 | 2045-11-25 | 25.9 | 14.5 | 16.9 | 19.1 | 20.5 | 18.2 | 22.7 | 11 | 25 | 2045 | 2045-11-25 | 24.5 | 10.5 | 16 | 13 | 10.5 | 10 | 20
11 | 26 | 2045 | 2045-11-26 | 26 | 13.8 | 16.1 | 17.9 | 20.8 | 17.8 | 22.5 | 11 | 26 | 2045 | 2045-11-26 | 25.5 | 12.5 | 13.5 | 10 | 15.5 | 9.5 | 11.5
11 | 27 | 2045 | 2045-11-27 | 26.7 | 13.5 | 15.3 | 19 | 20.2 | 17.4 | 22.8 | 11 | 27 | 2045 | 2045-11-27 | 22.5 | 9 | 9 | 7 | 11.5 | 5.5 | 15
11 | 28 | 2045 | 2045-11-28 | 25.7 | 13.1 | 15.8 | 18.4 | 20.3 | 17.5 | 22.3 | 11 | 28 | 2045 | 2045-11-28 | 24 | 7 | 7 | 2.5 | 11.5 | 2.5 | 7.5
11 | 29 | 2045 | 2045-11-29 | 26.1 | 14.4 | 16.4 | 18.9 | 21.3 | 18 | 22.8 | 11 | 29 | 2045 | 2045-11-29 | 24.5 | 6.5 | 6.5 | 10.5 | 14 | 9 | 10.5
11 | 30 | 2045 | 2045-11-30 | 28.6 | 15.7 | 17.8 | 21.7 | 22 | 18.4 | 23.1 | 11 | 30 | 2045 | 2045-11-30 | 26.5 | 6 | 9.5 | 6 | 11 | 3 | 9
12 | 1 | 2045 | 2045-12-01 | 25.9 | 15 | 16.2 | 19.4 | 20.2 | 17.3 | 23.2 | 12 | 1 | 2045 | 2045-12-01 | 21 | 8.5 | 10.5 | 1.5 | 5 | 0 | 5
12 | 2 | 2045 | 2045-12-02 | 27.4 | 16 | 17.5 | 20.7 | 21.7 | 19.3 | 25.4 | 12 | 2 | 2045 | 2045-12-02 | 25.5 | 21.5 | 19 | 15.5 | 17 | 14 | 16
12 | 3 | 2045 | 2045-12-03 | 27.6 | 17.5 | 18.9 | 21.3 | 23.6 | 20.6 | 25.1 | 12 | 3 | 2045 | 2045-12-03 | 26 | 21.5 | 20.5 | 21.5 | 18 | 19.5 | 21
12 | 4 | 2045 | 2045-12-04 | 28.8 | 19.4 | 19.6 | 22.8 | 25.3 | 22.1 | 27 | 12 | 4 | 2045 | 2045-12-04 | 26.5 | 24.5 | 23 | 19 | 13 | 17 | 21
12 | 5 | 2045 | 2045-12-05 | 29.5 | 18.8 | 19.3 | 23.4 | 23.7 | 20.9 | 28.8 | 12 | 5 | 2045 | 2045-12-05 | 30.5 | 25 | 22.5 | 25 | 22 | 24 | 23
12 | 6 | 2045 | 2045-12-06 | 28.4 | 17.9 | 18.8 | 23.7 | 24.7 | 23.2 | 26.7 | 12 | 6 | 2045 | 2045-12-06 | 30 | 24.5 | 20.5 | 23 | 20 | 24 | 25.5
12 | 7 | 2045 | 2045-12-07 | 30.8 | 18.1 | 18.9 | 24.4 | 26.2 | 22.7 | 26.7 | 12 | 7 | 2045 | 2045-12-07 | 27.5 | 16.5 | 16 | 19.5 | 16 | 19.5 | 24.5
12 | 8 | 2045 | 2045-12-08 | 31.5 | 18 | 19 | 24.2 | 28.4 | 22.5 | 27.7 | 12 | 8 | 2045 | 2045-12-08 | 29 | 18 | 21.5 | 20 | 23 | 19.5 | 26
12 | 9 | 2045 | 2045-12-09 | 32.2 | 18.1 | 19.8 | 23.5 | 27.8 | 22.3 | 27.5 | 12 | 9 | 2045 | 2045-12-09 | 32.5 | 21.5 | 23.5 | 22.5 | 28.5 | 24 | 25.5
12 | 10 | 2045 | 2045-12-10 | 30.2 | 18 | 19.6 | 22.8 | 26 | 22 | 27 | 12 | 10 | 2045 | 2045-12-10 | 29.5 | 17.5 | 21 | 18.5 | 27 | 17 | 25.5
12 | 11 | 2045 | 2045-12-11 | 29.5 | 16.7 | 18.7 | 20.5 | 23.7 | 19.1 | 27 | 12 | 11 | 2045 | 2045-12-11 | 25.5 | 17.5 | 21 | 15.5 | 19.5 | 14.5 | 19
12 | 12 | 2045 | 2045-12-12 | 29.3 | 15.8 | 18.2 | 20.5 | 22.4 | 20.8 | 25.5 | 12 | 12 | 2045 | 2045-12-12 | 24.5 | 20.5 | 24.5 | 22.5 | 24 | 19.5 | 24.5
12 | 13 | 2045 | 2045-12-13 | 30.1 | 15.8 | 17.7 | 22.2 | 24.5 | 21.1 | 26.5 | 12 | 13 | 2045 | 2045-12-13 | 24.5 | 18.5 | 23.5 | 15.5 | 26 | 15.5 | 29
12 | 14 | 2045 | 2045-12-14 | 31 | 16.7 | 18.1 | 23.5 | 26.4 | 21.5 | 26.5 | 12 | 14 | 2045 | 2045-12-14 | 40 | 19 | 25.5 | 28 | 31.5 | 26 | 31.5
12 | 15 | 2045 | 2045-12-15 | 32.3 | 17.3 | 18.7 | 23.2 | 25.3 | 21.8 | 26.8 | 12 | 15 | 2045 | 2045-12-15 | 37 | 19 | 23.5 | 23.5 | 27 | 22.5 | 31.5
12 | 16 | 2045 | 2045-12-16 | 30.6 | 17.9 | 18.3 | 21.9 | 24.1 | 21.6 | 26.9 | 12 | 16 | 2045 | 2045-12-16 | 35.5 | 23 | 24.5 | 25.5 | 26 | 28 | 30
12 | 17 | 2045 | 2045-12-17 | 28.4 | 17.2 | 18.1 | 21 | 22.9 | 19 | 27.2 | 12 | 17 | 2045 | 2045-12-17 | 35 | 21.5 | 21 | 25 | 28.5 | 26.5 | 32
12 | 18 | 2045 | 2045-12-18 | 28.8 | 18.3 | 18.7 | 22.5 | 25 | 22.3 | 28.2 | 12 | 18 | 2045 | 2045-12-18 | 31 | 20.5 | 21.5 | 18.5 | 17.5 | 19.5 | 29.5
12 | 19 | 2045 | 2045-12-19 | 30.9 | 17.6 | 19.1 | 25.2 | 27.7 | 23.9 | 28.6 | 12 | 19 | 2045 | 2045-12-19 | 30.5 | 24 | 22 | 27.5 | 21 | 28.5 | 26.5
12 | 20 | 2045 | 2045-12-20 | 29.7 | 18.8 | 18.9 | 24.2 | 26.8 | 23.2 | 28.9 | 12 | 20 | 2045 | 2045-12-20 | 30.5 | 29.5 | 24.5 | 31.5 | 23.5 | 32 | 29.5
12 | 21 | 2045 | 2045-12-21 | 68.81 | 41.69 | 40.78 | 58.15 | 59.53 | 60.73 | 56.55 | 12 | 21 | 2045 | 2045-12-21 | 32.5 | 23 | 21 | 31.5 | 23.5 | 29.5 | 30
12 | 22 | 2045 | 2045-12-22 | 31.3 | 18.4 | 20.1 | 24.7 | 27.2 | 23.6 | 28.6 | 12 | 22 | 2045 | 2045-12-22 | 29.5 | 14.5 | 18.5 | 17.5 | 17 | 18 | 24.5
12 | 23 | 2045 | 2045-12-23 | 32.8 | 17.5 | 19.9 | 25.6 | 26.7 | 24.1 | 30.4 | 12 | 23 | 2045 | 2045-12-23 | 24.5 | 21 | 22 | 18.5 | 27 | 19.5 | 24.5
12 | 24 | 2045 | 2045-12-24 | 32.4 | 18.5 | 19.3 | 24.1 | 25 | 22.5 | 29.4 | 12 | 24 | 2045 | 2045-12-24 | 32 | 28 | 24 | 20 | 28 | 19 | 26
12 | 25 | 2045 | 2045-12-25 | 31 | 17.9 | 18.2 | 22.4 | 24.6 | 21.3 | 28.6 | 12 | 25 | 2045 | 2045-12-25 | 32 | 41 | 29 | 24 | 32 | 22 | 30
12 | 26 | 2045 | 2045-12-26 | 32 | 17.6 | 18.5 | 23.5 | 24.9 | 23 | 27.1 | 12 | 26 | 2045 | 2045-12-26 | 43.5 | 50 | 38.5 | 36 | 34 | 35.5 | 33
12 | 27 | 2045 | 2045-12-27 | 31.3 | 17 | 18.2 | 23.6 | 25.7 | 21.5 | 26.3 | 12 | 27 | 2045 | 2045-12-27 | 48.5 | 48.5 | 38.5 | 42.5 | 36 | 43.5 | 40
12 | 28 | 2045 | 2045-12-28 | 32 | 17.7 | 17.9 | 24.3 | 26.1 | 22.9 | 26.2 | 12 | 28 | 2045 | 2045-12-28 | 43 | 43.5 | 34 | 42 | 35 | 46 | 41
12 | 29 | 2045 | 2045-12-29 | 32.6 | 19.9 | 18.8 | 25.1 | 26.5 | 23 | 27.9 | 12 | 29 | 2045 | 2045-12-29 | 50 | 37.5 | 32 | 45 | 48.5 | 42.5 | 41.5
12 | 30 | 2045 | 2045-12-30 | 34.8 | 20.1 | 19.1 | 26.4 | 25 | 24.2 | 27.9 | 12 | 30 | 2045 | 2045-12-30 | 44.5 | 36.5 | 30.5 | 36 | 29 | 37 | 39.5
12 | 31 | 2045 | 2045-12-31 | 32.9 | 17.5 | 18.7 | 25.2 | 25.3 | 22.4 | 27.3 | 12 | 31 | 2045 | 2045-12-31 | 59.5 | 42.5 | 36.5 | 55 | 45 | 52.5 | 40.5
1 | 1 | 2046 | 2046-01-01 | 33.6 | 18.1 | 19 | 26.2 | 26.1 | 24.6 | 28.9 | 1 | 1 | 2046 | 2046-01-01 | 27 | 15 | 14.5 | 17.5 | 16 | 20.5 | 30.5
1 | 2 | 2046 | 2046-01-02 | 35.5 | 18.8 | 19.1 | 25.9 | 27.5 | 23.1 | 29 | 1 | 2 | 2046 | 2046-01-02 | 30 | 13.5 | 19 | 20 | 24 | 18 | 33
1 | 3 | 2046 | 2046-01-03 | 34.2 | 19 | 18.9 | 24.6 | 26.7 | 22.6 | 28 | 1 | 3 | 2046 | 2046-01-03 | 33 | 16.5 | 19 | 25.5 | 23 | 24 | 32.5
1 | 4 | 2046 | 2046-01-04 | 33.5 | 19.2 | 19.4 | 25.4 | 26.3 | 23.7 | 28.1 | 1 | 4 | 2046 | 2046-01-04 | 29 | 17 | 14.5 | 27.5 | 19 | 25.5 | 26.5
1 | 5 | 2046 | 2046-01-05 | 32.9 | 18.2 | 18.2 | 23.4 | 25 | 21.6 | 27.2 | 1 | 5 | 2046 | 2046-01-05 | 29.5 | 15.5 | 14.5 | 24.5 | 15.5 | 24.5 | 24.5
1 | 6 | 2046 | 2046-01-06 | 31.9 | 17.8 | 17.2 | 22.1 | 24 | 19.8 | 26.2 | 1 | 6 | 2046 | 2046-01-06 | 31.5 | 20.5 | 21 | 28 | 24.5 | 26.5 | 27
1 | 7 | 2046 | 2046-01-07 | 31.2 | 17.5 | 16.9 | 22.4 | 22.8 | 20.1 | 25.8 | 1 | 7 | 2046 | 2046-01-07 | 33.5 | 23.5 | 21 | 32.5 | 31 | 31.5 | 31.5
1 | 8 | 2046 | 2046-01-08 | 30.3 | 17.1 | 17 | 21.4 | 23.1 | 18.7 | 25.5 | 1 | 8 | 2046 | 2046-01-08 | 36 | 19.5 | 19 | 33.5 | 31 | 31.5 | 28.5
1 | 9 | 2046 | 2046-01-09 | 28.5 | 15.8 | 16.3 | 20.8 | 21.4 | 19.3 | 25.3 | 1 | 9 | 2046 | 2046-01-09 | 33 | 10 | 12.5 | 29 | 20 | 28.5 | 27
1 | 10 | 2046 | 2046-01-10 | 28.7 | 15.1 | 16.3 | 20.3 | 21.6 | 17.9 | 23.8 | 1 | 10 | 2046 | 2046-01-10 | 27.5 | 11 | 16.5 | 29 | 27.5 | 28 | 26
1 | 11 | 2046 | 2046-01-11 | 28.9 | 14.5 | 15.7 | 18.3 | 20.6 | 15.7 | 23 | 1 | 11 | 2046 | 2046-01-11 | 24.5 | 3 | 13.5 | 20.5 | 12 | 23.5 | 26.5
1 | 12 | 2046 | 2046-01-12 | 29.5 | 15 | 15.9 | 20.1 | 21.7 | 18.5 | 23.2 | 1 | 12 | 2046 | 2046-01-12 | 25 | 7.5 | 12 | 18 | 11 | 9.5 | 24.5
1 | 13 | 2046 | 2046-01-13 | 27.5 | 15.7 | 15.8 | 19.2 | 21.5 | 16.9 | 23 | 1 | 13 | 2046 | 2046-01-13 | 25 | 10.5 | 11.5 | 14.5 | 17 | 13.5 | 22.5
1 | 14 | 2046 | 2046-01-14 | 27.6 | 16.4 | 16.5 | 19 | 20.7 | 17.8 | 22.2 | 1 | 14 | 2046 | 2046-01-14 | 28.5 | 10 | 15.5 | 14 | 22 | 12 | 25
1 | 15 | 2046 | 2046-01-15 | 29.7 | 18.2 | 17.3 | 21.3 | 24.3 | 20.1 | 24 | 1 | 15 | 2046 | 2046-01-15 | 24.5 | 11.5 | 15.5 | 9 | 10 | 5.5 | 19.5
1 | 16 | 2046 | 2046-01-16 | 31.7 | 18.5 | 18.4 | 22.5 | 23.8 | 21.3 | 25.7 | 1 | 16 | 2046 | 2046-01-16 | 23.5 | 20.5 | 20 | 13.5 | 14.5 | 13 | 19.5
1 | 17 | 2046 | 2046-01-17 | 31.2 | 18 | 17.9 | 22.5 | 22.6 | 20.6 | 26.6 | 1 | 17 | 2046 | 2046-01-17 | 24.5 | 13 | 14.5 | 15 | 16.5 | 14 | 21.5
1 | 18 | 2046 | 2046-01-18 | 29.8 | 17 | 17.2 | 21.6 | 22 | 20.9 | 24.9 | 1 | 18 | 2046 | 2046-01-18 | 20.5 | 9 | 12.5 | 8 | 18.5 | 4.5 | 20.5
1 | 19 | 2046 | 2046-01-19 | 30.2 | 17.7 | 17.8 | 21.8 | 25.1 | 20.3 | 24.5 | 1 | 19 | 2046 | 2046-01-19 | 21.5 | 8 | 12.5 | 10 | 16.5 | 5 | 22.5
1 | 20 | 2046 | 2046-01-20 | 31.8 | 18.5 | 18.6 | 23.3 | 24.5 | 21.9 | 26.3 | 1 | 20 | 2046 | 2046-01-20 | 23 | 12 | 14.5 | 12.5 | 21.5 | 9.5 | 23
1 | 21 | 2046 | 2046-01-21 | 31.4 | 19.8 | 18.5 | 23.6 | 23.7 | 22.1 | 25.9 | 1 | 21 | 2046 | 2046-01-21 | 25.5 | 13.5 | 16 | 12.5 | 19.5 | 13 | 20.5
1 | 22 | 2046 | 2046-01-22 | 31.8 | 18.9 | 17.5 | 22.3 | 22.8 | 20.9 | 25.1 | 1 | 22 | 2046 | 2046-01-22 | 31 | 13.5 | 22 | 24.5 | 26 | 23.5 | 17.5
1 | 23 | 2046 | 2046-01-23 | 31.9 | 17.3 | 17.2 | 21.8 | 23.3 | 20.1 | 23.5 | 1 | 23 | 2046 | 2046-01-23 | 27 | 19.5 | 20 | 18 | 26.5 | 18 | 19.5
1 | 24 | 2046 | 2046-01-24 | 30.4 | 17.2 | 17.2 | 21.1 | 22.2 | 18.6 | 22.9 | 1 | 24 | 2046 | 2046-01-24 | 31 | 20.5 | 24.5 | 19.5 | 27 | 17.5 | 28.5
1 | 25 | 2046 | 2046-01-25 | 30 | 17.8 | 17 | 19.6 | 20.9 | 17.9 | 23.2 | 1 | 25 | 2046 | 2046-01-25 | 26 | 12.5 | 19 | 20 | 21 | 17.5 | 23
1 | 26 | 2046 | 2046-01-26 | 30.8 | 17.2 | 17 | 21.4 | 21.7 | 19.6 | 23.8 | 1 | 26 | 2046 | 2046-01-26 | 27 | 20 | 21 | 23.5 | 25.5 | 21.5 | 18.5
1 | 27 | 2046 | 2046-01-27 | 29.9 | 17.4 | 17.4 | 21.4 | 23.7 | 19.6 | 24.1 | 1 | 27 | 2046 | 2046-01-27 | 28.5 | 20.5 | 27 | 21 | 25 | 18.5 | 20
1 | 28 | 2046 | 2046-01-28 | 29.6 | 17.1 | 17 | 21.5 | 23.6 | 20.4 | 24.4 | 1 | 28 | 2046 | 2046-01-28 | 26.5 | 15.5 | 16 | 23 | 23.5 | 24 | 20.5
1 | 29 | 2046 | 2046-01-29 | 30.3 | 16.5 | 17.3 | 23.2 | 25 | 20.3 | 24.4 | 1 | 29 | 2046 | 2046-01-29 | 25 | 14 | 20.5 | 25.5 | 23.5 | 22.5 | 19
1 | 30 | 2046 | 2046-01-30 | 29.9 | 17.4 | 16.8 | 23.1 | 23.8 | 20 | 23.6 | 1 | 30 | 2046 | 2046-01-30 | 25.5 | 15 | 19 | 23.5 | 22.5 | 21 | 21
1 | 31 | 2046 | 2046-01-31 | 29.8 | 18.2 | 17.4 | 24.1 | 23.4 | 21 | 24.6 | 1 | 31 | 2046 | 2046-01-31 | 29 | 14 | 18.5 | 18.5 | 20 | 17 | 22
2 | 1 | 2046 | 2046-02-01 | 29.5 | 17.9 | 18.1 | 23.9 | 23.2 | 21.3 | 24.8 | 2 | 1 | 2046 | 2046-02-01 | 31 | 17 | 19 | 18.5 | 25.5 | 22.5 | 26
2 | 2 | 2046 | 2046-02-02 | 28.1 | 16.8 | 17.4 | 21.9 | 22.5 | 19.6 | 24.6 | 2 | 2 | 2046 | 2046-02-02 | 27.5 | 14 | 24.5 | 17.5 | 22.5 | 17 | 20
2 | 3 | 2046 | 2046-02-03 | 27.5 | 16.8 | 18 | 22.3 | 22.2 | 19.4 | 24.6 | 2 | 3 | 2046 | 2046-02-03 | 28.5 | 17.5 | 23.5 | 23 | 20 | 22 | 19.5
2 | 4 | 2046 | 2046-02-04 | 30.2 | 16.3 | 17.9 | 22.7 | 23.4 | 20 | 24.6 | 2 | 4 | 2046 | 2046-02-04 | 27 | 11.5 | 16.5 | 17.5 | 21.5 | 18.5 | 19.5
2 | 5 | 2046 | 2046-02-05 | 30.5 | 15.6 | 18.2 | 22.7 | 24.5 | 20.7 | 25 | 2 | 5 | 2046 | 2046-02-05 | 24.5 | 10 | 19 | 14.5 | 17.5 | 16.5 | 16
2 | 6 | 2046 | 2046-02-06 | 28.4 | 15.6 | 18.2 | 22.5 | 23.5 | 19.7 | 24 | 2 | 6 | 2046 | 2046-02-06 | 26 | 14 | 17.5 | 21 | 26 | 22 | 15
2 | 7 | 2046 | 2046-02-07 | 27.8 | 15.2 | 16.7 | 20.1 | 21.5 | 16.9 | 22.1 | 2 | 7 | 2046 | 2046-02-07 | 30 | 15 | 17.5 | 19 | 21.5 | 20 | 15
2 | 8 | 2046 | 2046-02-08 | 26.3 | 13.8 | 15.4 | 19.2 | 20.7 | 17.2 | 21 | 2 | 8 | 2046 | 2046-02-08 | 28 | 17.5 | 19 | 17 | 20 | 17.5 | 17.5
2 | 9 | 2046 | 2046-02-09 | 26.5 | 14.7 | 16.3 | 18.7 | 21.1 | 16.9 | 20.2 | 2 | 9 | 2046 | 2046-02-09 | 26 | 21 | 28 | 17.5 | 22.5 | 17.5 | 16.5
2 | 10 | 2046 | 2046-02-10 | 26.9 | 16 | 17.9 | 19.4 | 21.7 | 17.2 | 22.2 | 2 | 10 | 2046 | 2046-02-10 | 25.5 | 20.5 | 30 | 19.5 | 27.5 | 16 | 23
2 | 11 | 2046 | 2046-02-11 | 26.3 | 15.6 | 16.9 | 19 | 21.2 | 16.1 | 21 | 2 | 11 | 2046 | 2046-02-11 | 25.5 | 12.5 | 22.5 | 13.5 | 18.5 | 11 | 21
2 | 12 | 2046 | 2046-02-12 | 25.3 | 15.3 | 15.7 | 17.6 | 20 | 15.8 | 21.2 | 2 | 12 | 2046 | 2046-02-12 | 24 | 9 | 23.5 | 11 | 17 | 9.5 | 16
2 | 13 | 2046 | 2046-02-13 | 25.5 | 14.8 | 16.3 | 18.4 | 20 | 16.6 | 20.4 | 2 | 13 | 2046 | 2046-02-13 | 27.5 | 7.5 | 17.5 | 15 | 20 | 11.5 | 18
2 | 14 | 2046 | 2046-02-14 | 26.6 | 14.9 | 16.7 | 16.8 | 20.4 | 15.4 | 19.9 | 2 | 14 | 2046 | 2046-02-14 | 23.5 | 13.5 | 16 | 15 | 14.5 | 14.5 | 16
2 | 15 | 2046 | 2046-02-15 | 23.6 | 15 | 16.4 | 17 | 20.2 | 15 | 19.8 | 2 | 15 | 2046 | 2046-02-15 | 20 | 16.5 | 19 | 14.5 | 17.5 | 13.5 | 21
2 | 16 | 2046 | 2046-02-16 | 23 | 14.4 | 16.7 | 17 | 20.6 | 14.2 | 19.5 | 2 | 16 | 2046 | 2046-02-16 | 20 | 16 | 17 | 12.5 | 15.5 | 11 | 14.5
2 | 17 | 2046 | 2046-02-17 | 22.9 | 13.8 | 16.4 | 17.6 | 20.2 | 15.9 | 18.9 | 2 | 17 | 2046 | 2046-02-17 | 24 | 16 | 20.5 | 19.5 | 21 | 18.5 | 18.5
2 | 18 | 2046 | 2046-02-18 | 22.2 | 14.1 | 15.7 | 17.5 | 19 | 15.9 | 18.6 | 2 | 18 | 2046 | 2046-02-18 | 28.5 | 11 | 14.5 | 21.5 | 25 | 20 | 18.5
2 | 19 | 2046 | 2046-02-19 | 21.8 | 13.2 | 15.4 | 16.9 | 20.3 | 14.8 | 17.9 | 2 | 19 | 2046 | 2046-02-19 | 26.5 | 15 | 14.5 | 23 | 22.5 | 23.5 | 20.5
2 | 20 | 2046 | 2046-02-20 | 23 | 14.2 | 15.7 | 17 | 20 | 15.1 | 16.8 | 2 | 20 | 2046 | 2046-02-20 | 29.5 | 20 | 20.5 | 23.5 | 29 | 21.5 | 22.5
2 | 21 | 2046 | 2046-02-21 | 24.7 | 14.6 | 15.8 | 17.9 | 19.4 | 16.3 | 18.2 | 2 | 21 | 2046 | 2046-02-21 | 34.5 | 20 | 25.5 | 25.5 | 32.5 | 24.5 | 23.5
2 | 22 | 2046 | 2046-02-22 | 24 | 14.1 | 15.8 | 17.9 | 19.8 | 15.7 | 18 | 2 | 22 | 2046 | 2046-02-22 | 31.5 | 18.5 | 27 | 22.5 | 27 | 19.5 | 25
2 | 23 | 2046 | 2046-02-23 | 24.2 | 14.1 | 16.4 | 17.7 | 19.3 | 15.4 | 17.6 | 2 | 23 | 2046 | 2046-02-23 | 29.5 | 20.5 | 23.5 | 20 | 22.5 | 21.5 | 25
2 | 24 | 2046 | 2046-02-24 | 24.1 | 15 | 17.2 | 18.4 | 20.7 | 15.9 | 18.9 | 2 | 24 | 2046 | 2046-02-24 | 22.5 | 14 | 15.5 | 14 | 20.5 | 13.5 | 17.5
2 | 25 | 2046 | 2046-02-25 | 24.1 | 15.4 | 17.1 | 17.4 | 21.6 | 15 | 18.4 | 2 | 25 | 2046 | 2046-02-25 | 20.5 | 10 | 12.5 | 14.5 | 20 | 10.5 | 18
2 | 26 | 2046 | 2046-02-26 | 23.4 | 16 | 17.6 | 17.4 | 19 | 16.1 | 18.8 | 2 | 26 | 2046 | 2046-02-26 | 23 | 12.5 | 13.5 | 9.5 | 14.5 | 4.5 | 19
2 | 27 | 2046 | 2046-02-27 | 23.4 | 15 | 16.8 | 16.4 | 18.2 | 15 | 18.4 | 2 | 27 | 2046 | 2046-02-27 | 25 | 10 | 12.5 | 12 | 17.5 | 9.5 | 16.5
2 | 28 | 2046 | 2046-02-28 | 22.5 | 13.6 | 15.7 | 16.1 | 18.9 | 14.3 | 17.5 | 2 | 28 | 2046 | 2046-02-28 | 23 | 10.5 | 15 | 14 | 19.5 | 11.5 | 16.5
3 | 1 | 2046 | 2046-03-01 | 23.8 | 15.5 | 16.7 | 16.1 | 19.9 | 15.5 | 18.5 | 3 | 1 | 2046 | 2046-03-01 | 24 | 13 | 13 | 10.5 | 17 | 13.5 | 14.5
3 | 2 | 2046 | 2046-03-02 | 23.2 | 15.4 | 17 | 17.2 | 20 | 15.1 | 18.4 | 3 | 2 | 2046 | 2046-03-02 | 15 | 9.5 | 11.5 | 6 | 11 | 4.5 | 9.5
3 | 3 | 2046 | 2046-03-03 | 22.8 | 15.3 | 16.7 | 15.6 | 18.3 | 14.7 | 17.8 | 3 | 3 | 2046 | 2046-03-03 | 20.5 | 15 | 16 | 12 | 20.5 | 10.5 | 10
3 | 4 | 2046 | 2046-03-04 | 22.1 | 13.8 | 15.7 | 15.8 | 19.7 | 13.8 | 18 | 3 | 4 | 2046 | 2046-03-04 | 21.5 | 15.5 | 16 | 15.5 | 21 | 14 | 16
3 | 5 | 2046 | 2046-03-05 | 22.2 | 13.2 | 14.8 | 15.7 | 17.7 | 13.2 | 16.7 | 3 | 5 | 2046 | 2046-03-05 | 23.5 | 14.5 | 15.5 | 14 | 25 | 12 | 16
3 | 6 | 2046 | 2046-03-06 | 21.7 | 13.3 | 14.8 | 15.1 | 19.3 | 11.6 | 16 | 3 | 6 | 2046 | 2046-03-06 | 23 | 16 | 13 | 14.5 | 21 | 13.5 | 16.5
3 | 7 | 2046 | 2046-03-07 | 20.8 | 13.4 | 15.1 | 15 | 18.4 | 11.4 | 15.7 | 3 | 7 | 2046 | 2046-03-07 | 20.5 | 20.5 | 19 | 16 | 20.5 | 13 | 15.5
3 | 8 | 2046 | 2046-03-08 | 20.8 | 13 | 14.2 | 13.6 | 16.7 | 10.9 | 14.6 | 3 | 8 | 2046 | 2046-03-08 | 26.5 | 22.5 | 27 | 19.5 | 25 | 17.5 | 21
3 | 9 | 2046 | 2046-03-09 | 20.7 | 12.5 | 14.6 | 14.9 | 17.3 | 12.4 | 16 | 3 | 9 | 2046 | 2046-03-09 | 32 | 23 | 25 | 26 | 31.5 | 22 | 27
3 | 10 | 2046 | 2046-03-10 | 21.2 | 14.1 | 14.5 | 15.3 | 18.4 | 13.8 | 15.7 | 3 | 10 | 2046 | 2046-03-10 | 29 | 17.5 | 19 | 22.5 | 31.5 | 19 | 19
3 | 11 | 2046 | 2046-03-11 | 20.7 | 14.2 | 14.2 | 14.5 | 16 | 11.8 | 14.8 | 3 | 11 | 2046 | 2046-03-11 | 24.5 | 15 | 20.5 | 19 | 17.5 | 14 | 17.5
3 | 12 | 2046 | 2046-03-12 | 18.9 | 12.6 | 13.8 | 13.8 | 15.9 | 11.6 | 15.1 | 3 | 12 | 2046 | 2046-03-12 | 19.5 | 15.5 | 18.5 | 15.5 | 16 | 10 | 18
3 | 13 | 2046 | 2046-03-13 | 17.5 | 12.8 | 13.3 | 12 | 15.5 | 9.6 | 13.6 | 3 | 13 | 2046 | 2046-03-13 | 27 | 15 | 21 | 20 | 27 | 15.5 | 21
3 | 14 | 2046 | 2046-03-14 | 18.4 | 11.6 | 11.9 | 11.8 | 15.4 | 8.8 | 12.6 | 3 | 14 | 2046 | 2046-03-14 | 26 | 17.5 | 20 | 20 | 23.5 | 16 | 21
3 | 15 | 2046 | 2046-03-15 | 18.4 | 11.5 | 12.2 | 12.3 | 14.9 | 9.1 | 13.1 | 3 | 15 | 2046 | 2046-03-15 | 22.5 | 10.5 | 9 | 13 | 15.5 | 11.5 | 10.5
3 | 16 | 2046 | 2046-03-16 | 17.4 | 10.7 | 12.2 | 11.2 | 13.4 | 8.8 | 12.4 | 3 | 16 | 2046 | 2046-03-16 | 13.5 | 6.5 | 14.5 | 7 | 11 | 5 | 9
3 | 17 | 2046 | 2046-03-17 | 17.6 | 10.3 | 12.3 | 10.5 | 14.9 | 9 | 11.9 | 3 | 17 | 2046 | 2046-03-17 | 19 | 15 | 20 | 14 | 24.5 | 13.5 | 17.5
3 | 18 | 2046 | 2046-03-18 | 16 | 10.2 | 11.7 | 11.4 | 14.7 | 8.8 | 12.2 | 3 | 18 | 2046 | 2046-03-18 | 21 | 20 | 20.5 | 21.5 | 26 | 16 | 17
3 | 19 | 2046 | 2046-03-19 | 16.2 | 10.4 | 12 | 12.1 | 13.9 | 9.1 | 12.9 | 3 | 19 | 2046 | 2046-03-19 | 25 | 16.5 | 11 | 20 | 24 | 14.5 | 16.5
3 | 20 | 2046 | 2046-03-20 | 15.1 | 10.9 | 12.6 | 11.9 | 14.3 | 8.3 | 12.8 | 3 | 20 | 2046 | 2046-03-20 | 24 | 13.5 | 13 | 14 | 14 | 14.5 | 17.5
3 | 21 | 2046 | 2046-03-21 | 15.8 | 11.6 | 13.2 | 12.5 | 14.7 | 9.8 | 13.2 | 3 | 21 | 2046 | 2046-03-21 | 20 | 11.5 | 11 | 13.5 | 17 | 11.5 | 10.5
3 | 22 | 2046 | 2046-03-22 | 16.3 | 11.4 | 12.6 | 11.8 | 15.4 | 9.4 | 14.2 | 3 | 22 | 2046 | 2046-03-22 | 23 | 14 | 15 | 12.5 | 22 | 11.5 | 16
3 | 23 | 2046 | 2046-03-23 | 15 | 10 | 12.1 | 10.2 | 14.4 | 8.1 | 12.2 | 3 | 23 | 2046 | 2046-03-23 | 25 | 11.5 | 14.5 | 17 | 20 | 12 | 17
3 | 24 | 2046 | 2046-03-24 | 14 | 9.6 | 11.8 | 10.9 | 14.8 | 8.4 | 12.7 | 3 | 24 | 2046 | 2046-03-24 | 23.5 | 9 | 6.5 | 10 | 15 | 8 | 13.5
3 | 25 | 2046 | 2046-03-25 | 15.2 | 9.6 | 11.8 | 10.6 | 13.9 | 8.4 | 11.8 | 3 | 25 | 2046 | 2046-03-25 | 21 | 12.5 | 12.5 | 8 | 17.5 | 9 | 9.5
3 | 26 | 2046 | 2046-03-26 | 15.4 | 11.5 | 12.3 | 11 | 16.2 | 9.5 | 12.1 | 3 | 26 | 2046 | 2046-03-26 | 23 | 11.5 | 14 | 13.5 | 22 | 10.5 | 14
3 | 27 | 2046 | 2046-03-27 | 14.8 | 11.1 | 12.5 | 10.6 | 15.3 | 8.5 | 11.9 | 3 | 27 | 2046 | 2046-03-27 | 23.5 | 9 | 10 | 10.5 | 14 | 9 | 17.5
3 | 28 | 2046 | 2046-03-28 | 13.9 | 8.8 | 11.1 | 8.7 | 13.2 | 6.6 | 10.3 | 3 | 28 | 2046 | 2046-03-28 | 14.5 | 7.5 | 12.5 | 5.5 | 12 | 4 | 11.5
3 | 29 | 2046 | 2046-03-29 | 13.1 | 9.8 | 11.3 | 8.6 | 13.5 | 5.8 | 10.2 | 3 | 29 | 2046 | 2046-03-29 | 12.5 | 13.5 | 18.5 | 7.5 | 17 | 5 | 13.5
3 | 30 | 2046 | 2046-03-30 | 13.6 | 9.3 | 11.3 | 7.9 | 14.3 | 6.8 | 10.4 | 3 | 30 | 2046 | 2046-03-30 | 22 | 14 | 18.5 | 19 | 23.5 | 17 | 19.5
3 | 31 | 2046 | 2046-03-31 | 14.2 | 9.9 | 11.3 | 8.6 | 15.6 | 7 | 9.6 | 3 | 31 | 2046 | 2046-03-31 | 28.5 | 15 | 17 | 19.5 | 26.5 | 16 | 21.5
4 | 1 | 2046 | 2046-04-01 | 13.1 | 9.3 | 11 | 8.6 | 15 | 6.2 | 10.6 | 4 | 1 | 2046 | 2046-04-01 | 27 | 16.5 | 20 | 16.5 | 26 | 14.5 | 21
4 | 2 | 2046 | 2046-04-02 | 13.7 | 10.9 | 12 | 9.1 | 14.7 | 7 | 10.2 | 4 | 2 | 2046 | 2046-04-02 | 31 | 14 | 22.5 | 20 | 22.5 | 16.5 | 21.5
4 | 3 | 2046 | 2046-04-03 | 14.5 | 9.9 | 11.6 | 9 | 14.7 | 7.1 | 10.4 | 4 | 3 | 2046 | 2046-04-03 | 31.5 | 16.5 | 20.5 | 18.5 | 29 | 16.5 | 19.5
4 | 4 | 2046 | 2046-04-04 | 14.9 | 9.9 | 11.6 | 8.7 | 12.8 | 7.2 | 10 | 4 | 4 | 2046 | 2046-04-04 | 28 | 11.5 | 16.5 | 17.5 | 20 | 15 | 17.5
4 | 5 | 2046 | 2046-04-05 | 12.7 | 9.8 | 10.1 | 7.9 | 11.4 | 5.2 | 8.5 | 4 | 5 | 2046 | 2046-04-05 | 20.5 | 13 | 19 | 16.5 | 22.5 | 14 | 15
4 | 6 | 2046 | 2046-04-06 | 11.4 | 9.3 | 9.8 | 7.6 | 11.7 | 5.8 | 8.8 | 4 | 6 | 2046 | 2046-04-06 | 26.5 | 14 | 14.5 | 14.5 | 23 | 12.5 | 15
4 | 7 | 2046 | 2046-04-07 | 12.1 | 9.4 | 10.5 | 8.9 | 12.7 | 6.3 | 8.5 | 4 | 7 | 2046 | 2046-04-07 | 20.5 | 14.5 | 16.5 | 10.5 | 13.5 | 9.5 | 13.5
4 | 8 | 2046 | 2046-04-08 | 13.2 | 9.3 | 9.7 | 9.2 | 12.6 | 6.3 | 8.4 | 4 | 8 | 2046 | 2046-04-08 | 23.5 | 16.5 | 17 | 18 | 27 | 13.5 | 20.5
4 | 9 | 2046 | 2046-04-09 | 13.6 | 9.1 | 9 | 8.9 | 11.6 | 6.9 | 8.6 | 4 | 9 | 2046 | 2046-04-09 | 27 | 19 | 20 | 19.5 | 28.5 | 15 | 20
4 | 10 | 2046 | 2046-04-10 | 13 | 8.9 | 9.7 | 9.4 | 13.7 | 6.7 | 9.2 | 4 | 10 | 2046 | 2046-04-10 | 25 | 16.5 | 14.5 | 18 | 25.5 | 14 | 19.5
4 | 11 | 2046 | 2046-04-11 | 14 | 8.3 | 9.5 | 9.3 | 14 | 6.9 | 8.4 | 4 | 11 | 2046 | 2046-04-11 | 13 | 7.5 | 11 | 11 | 19.5 | 7 | 8
4 | 12 | 2046 | 2046-04-12 | 12.9 | 8.8 | 9.2 | 7.5 | 13.1 | 5.9 | 7.9 | 4 | 12 | 2046 | 2046-04-12 | 18 | 4.5 | 9.5 | 10.5 | 15.5 | 8.5 | 7.5
4 | 13 | 2046 | 2046-04-13 | 13.6 | 9 | 10.1 | 8.6 | 14.1 | 6.6 | 8.4 | 4 | 13 | 2046 | 2046-04-13 | 16.5 | 10 | 12 | 7 | 18 | 6 | 10
4 | 14 | 2046 | 2046-04-14 | 15 | 10.2 | 11.3 | 10.2 | 14.6 | 6.6 | 9.2 | 4 | 14 | 2046 | 2046-04-14 | 19 | 8 | 15.5 | 9 | 17 | 5.5 | 15.5
4 | 15 | 2046 | 2046-04-15 | 14.9 | 9.7 | 11 | 10.3 | 14.8 | 6.7 | 10.6 | 4 | 15 | 2046 | 2046-04-15 | 13 | 12 | 12.5 | 4.5 | 12 | 5 | 7.5
4 | 16 | 2046 | 2046-04-16 | 14 | 9.1 | 10.8 | 9 | 13.3 | 6.9 | 8 | 4 | 16 | 2046 | 2046-04-16 | 10 | 11 | 4.5 | 6.5 | 11.5 | 4.5 | 5
4 | 17 | 2046 | 2046-04-17 | 13.1 | 9 | 10.1 | 7.3 | 12.4 | 5.8 | 8.7 | 4 | 17 | 2046 | 2046-04-17 | 10 | 7 | 11 | 2.5 | 9.5 | 0 | 2.5
4 | 18 | 2046 | 2046-04-18 | 11.7 | 8.6 | 9 | 6.9 | 12.7 | 5.7 | 7.7 | 4 | 18 | 2046 | 2046-04-18 | 7 | 2.5 | 5.5 | 3.5 | 8 | 0.5 | 7
4 | 19 | 2046 | 2046-04-19 | 11.9 | 8 | 9.6 | 6.9 | 12.6 | 5 | 7.4 | 4 | 19 | 2046 | 2046-04-19 | 6.5 | 0.5 | 3 | 0 | 8.5 | 0 | 0
4 | 20 | 2046 | 2046-04-20 | 12.2 | 7.3 | 8.7 | 7.4 | 12.2 | 5.3 | 7 | 4 | 20 | 2046 | 2046-04-20 | 6 | 8 | 10 | 2 | 13.5 | 0 | 1.5
4 | 21 | 2046 | 2046-04-21 | 10.8 | 7.2 | 8.3 | 7.1 | 10.8 | 5 | 6.7 | 4 | 21 | 2046 | 2046-04-21 | 12.5 | 13.5 | 17.5 | 11.5 | 19 | 10 | 3
4 | 22 | 2046 | 2046-04-22 | 10.7 | 7.4 | 9 | 6.7 | 11.5 | 5.1 | 7 | 4 | 22 | 2046 | 2046-04-22 | 12 | 13 | 13.5 | 5.5 | 16 | 4 | 2
4 | 23 | 2046 | 2046-04-23 | 11 | 7.9 | 8.3 | 6.5 | 11.5 | 4.5 | 5.8 | 4 | 23 | 2046 | 2046-04-23 | 12.5 | 13.5 | 12.5 | 8 | 13 | 6.5 | 4.5
4 | 24 | 2046 | 2046-04-24 | 13.2 | 6.9 | 8.2 | 8 | 11.9 | 5.9 | 6.3 | 4 | 24 | 2046 | 2046-04-24 | 19 | 13.5 | 13.5 | 9 | 18.5 | 9 | 8
4 | 25 | 2046 | 2046-04-25 | 10.8 | 5.6 | 6.5 | 6.1 | 9.7 | 4.4 | 5.7 | 4 | 25 | 2046 | 2046-04-25 | 18 | 9 | 11 | 12 | 14.5 | 9 | 11
4 | 26 | 2046 | 2046-04-26 | 8.6 | 4.4 | 5.2 | 4.9 | 6.9 | 3.2 | 4.4 | 4 | 26 | 2046 | 2046-04-26 | 13.5 | 5.5 | 10 | 7.5 | 12.5 | 6.5 | 8
4 | 27 | 2046 | 2046-04-27 | 7.5 | 4.9 | 6.1 | 3 | 6.7 | 2.4 | 3.1 | 4 | 27 | 2046 | 2046-04-27 | 11 | 7 | 11.5 | 6 | 16.5 | 6.5 | 5
4 | 28 | 2046 | 2046-04-28 | 8 | 5.9 | 6.8 | 4 | 7.8 | 2.5 | 4.5 | 4 | 28 | 2046 | 2046-04-28 | 20.5 | 10 | 15 | 12.5 | 18 | 9.5 | 12
4 | 29 | 2046 | 2046-04-29 | 8.1 | 4.8 | 6.3 | 4.4 | 7.7 | 2.7 | 5.1 | 4 | 29 | 2046 | 2046-04-29 | 21.5 | 8 | 14.5 | 12.5 | 18.5 | 11.5 | 10
4 | 30 | 2046 | 2046-04-30 | 7.6 | 4.9 | 6.3 | 4.3 | 7.9 | 2.5 | 4.5 | 4 | 30 | 2046 | 2046-04-30 | 17 | 9.5 | 14.5 | 8.5 | 20 | 8 | 5
5 | 1 | 2046 | 2046-05-01 | 6.5 | 4.5 | 5.4 | 3 | 5.6 | 2.1 | 3.4 | 5 | 1 | 2046 | 2046-05-01 | 19.5 | 10.5 | 12 | 9 | 17 | 8 | 9.5
5 | 2 | 2046 | 2046-05-02 | 5.6 | 4.3 | 3.9 | 2.6 | 5.3 | 1.1 | 2.2 | 5 | 2 | 2046 | 2046-05-02 | 15 | 12.5 | 13 | 9.5 | 15.5 | 9 | 8.5
5 | 3 | 2046 | 2046-05-03 | 7.2 | 5.1 | 5.6 | 3.3 | 8 | 2 | 3.8 | 5 | 3 | 2046 | 2046-05-03 | 14.5 | 12.5 | 14.5 | 10.5 | 15 | 8 | 10
5 | 4 | 2046 | 2046-05-04 | 7.9 | 5.3 | 5.7 | 3.5 | 7.9 | 2.3 | 3.6 | 5 | 4 | 2046 | 2046-05-04 | 22 | 14 | 20 | 14.5 | 19 | 13 | 14
5 | 5 | 2046 | 2046-05-05 | 7.5 | 3.7 | 5 | 3.7 | 7.5 | 2.1 | 2.6 | 5 | 5 | 2046 | 2046-05-05 | 26.5 | 16.5 | 18 | 18 | 22.5 | 15 | 13.5
5 | 6 | 2046 | 2046-05-06 | 6.7 | 3.8 | 5.2 | 2.3 | 6 | 1.6 | 2.4 | 5 | 6 | 2046 | 2046-05-06 | 21 | 10 | 14.5 | 12.5 | 20.5 | 13 | 15.5
5 | 7 | 2046 | 2046-05-07 | 4.9 | 3.8 | 5.4 | 1.8 | 5.9 | 0.8 | 2.2 | 5 | 7 | 2046 | 2046-05-07 | 21.5 | 12 | 9 | 13 | 15.5 | 9 | 13
5 | 8 | 2046 | 2046-05-08 | 5.7 | 3.3 | 4.8 | 1.9 | 7.4 | 1.3 | 2.8 | 5 | 8 | 2046 | 2046-05-08 | 18.5 | 9.5 | 10.5 | 9 | 12.5 | 5.5 | 7.5
5 | 9 | 2046 | 2046-05-09 | 6.6 | 4.4 | 5.9 | 2.8 | 6.9 | 2.3 | 3 | 5 | 9 | 2046 | 2046-05-09 | 19 | 9.5 | 9 | 8.5 | 9 | 5.5 | 9
5 | 10 | 2046 | 2046-05-10 | 7.1 | 4.2 | 5 | 3.2 | 7.6 | 2.5 | 3.9 | 5 | 10 | 2046 | 2046-05-10 | 20 | 9 | 11 | 12.5 | 15.5 | 11 | 8.5
5 | 11 | 2046 | 2046-05-11 | 7.8 | 4.1 | 5.4 | 2.5 | 7.9 | 1.8 | 3.1 | 5 | 11 | 2046 | 2046-05-11 | 10.5 | 8 | 10.5 | 2.5 | 12 | 2.5 | 0
5 | 12 | 2046 | 2046-05-12 | 7 | 3.9 | 5.1 | 2.6 | 7.5 | 2 | 3 | 5 | 12 | 2046 | 2046-05-12 | 11 | 8.5 | 8 | 1.5 | 12.5 | 1 | 0
5 | 13 | 2046 | 2046-05-13 | 6.3 | 3.9 | 4.6 | 2.9 | 7.1 | 1.8 | 3.5 | 5 | 13 | 2046 | 2046-05-13 | 12 | 7.5 | 8.5 | 0.5 | 8 | 0 | 1.5
5 | 14 | 2046 | 2046-05-14 | 5.8 | 2.8 | 4.3 | 2.9 | 7.7 | 1.7 | 2.5 | 5 | 14 | 2046 | 2046-05-14 | 8.5 | 6 | 3 | 0 | 4 | 0 | 0
5 | 15 | 2046 | 2046-05-15 | 6.9 | 3.7 | 4.7 | 3.3 | 7.5 | 2.1 | 3.8 | 5 | 15 | 2046 | 2046-05-15 | 3 | 3.5 | 4.5 | 0 | 2.5 | 0 | 0
5 | 16 | 2046 | 2046-05-16 | 6.5 | 3.4 | 5.1 | 2.7 | 6 | 2.2 | 3 | 5 | 16 | 2046 | 2046-05-16 | 0 | 3 | 8 | 0 | 0 | 0 | 0
5 | 17 | 2046 | 2046-05-17 | 6.4 | 2.3 | 3.8 | 2.1 | 6.8 | 1.2 | 2.4 | 5 | 17 | 2046 | 2046-05-17 | 0 | 2.5 | 10 | 0 | 1 | 0 | 0
5 | 18 | 2046 | 2046-05-18 | 5 | 2.3 | 3.6 | 1.6 | 5.6 | 0.7 | 1.4 | 5 | 18 | 2046 | 2046-05-18 | 8 | 3 | 6.5 | 3 | 6.5 | 0 | 0
5 | 19 | 2046 | 2046-05-19 | 4.1 | 2 | 2.8 | 1.6 | 4.7 | 0.6 | 1 | 5 | 19 | 2046 | 2046-05-19 | 7.5 | 0.5 | 5.5 | 0.5 | 9.5 | 0 | 5
5 | 20 | 2046 | 2046-05-20 | 4.2 | 1.9 | 2.5 | 1.3 | 4.4 | 0.8 | 0.6 | 5 | 20 | 2046 | 2046-05-20 | 19 | 9 | 26.5 | 12 | 17.5 | 8.5 | 11
5 | 21 | 2046 | 2046-05-21 | 4.4 | 2 | 2.8 | 1 | 4.4 | 0.8 | 0.9 | 5 | 21 | 2046 | 2046-05-21 | 22.5 | 9 | 20 | 15.5 | 18 | 12.5 | 13.5
5 | 22 | 2046 | 2046-05-22 | 5.1 | 2.3 | 3.5 | 1.3 | 5.9 | 1 | 1.5 | 5 | 22 | 2046 | 2046-05-22 | 17.5 | 11 | 16.5 | 9 | 20.5 | 8.5 | 11
5 | 23 | 2046 | 2046-05-23 | 5 | 2.3 | 4 | 1.8 | 5.6 | 1 | 1.8 | 5 | 23 | 2046 | 2046-05-23 | 17 | 7.5 | 10 | 10.5 | 22 | 8.5 | 14
5 | 24 | 2046 | 2046-05-24 | 4.6 | 2.6 | 3.9 | 1.5 | 4.1 | 0.8 | 1.2 | 5 | 24 | 2046 | 2046-05-24 | 13 | 7.5 | 13 | 10.5 | 13.5 | 7.5 | 10.5
5 | 25 | 2046 | 2046-05-25 | 3.4 | 2.1 | 3.2 | 0.5 | 3.6 | 0 | 0.5 | 5 | 25 | 2046 | 2046-05-25 | 14 | 3.5 | 5.5 | 4 | 10.5 | 3 | 1.5
5 | 26 | 2046 | 2046-05-26 | 3.9 | 2 | 2.7 | 0.2 | 3.7 | 0.1 | 0.1 | 5 | 26 | 2046 | 2046-05-26 | 6.5 | 5 | 11 | 1.5 | 9.5 | 0 | 2
5 | 27 | 2046 | 2046-05-27 | 4.1 | 2.3 | 3.4 | 0.7 | 4.6 | 0.3 | 1 | 5 | 27 | 2046 | 2046-05-27 | 13 | 6 | 11 | 10 | 12 | 8 | 8
5 | 28 | 2046 | 2046-05-28 | 4.9 | 2.4 | 3.4 | 1.2 | 4.9 | 0.7 | 1.3 | 5 | 28 | 2046 | 2046-05-28 | 14.5 | 8 | 9 | 8 | 15 | 6.5 | 2
5 | 29 | 2046 | 2046-05-29 | 4 | 2 | 3.1 | 0.9 | 4.3 | 0.8 | 0.7 | 5 | 29 | 2046 | 2046-05-29 | 13 | 9.5 | 9.5 | 5 | 8.5 | 4.5 | 5
5 | 30 | 2046 | 2046-05-30 | 3.8 | 2.6 | 3 | 0.8 | 4.8 | 1.1 | 1.3 | 5 | 30 | 2046 | 2046-05-30 | 13 | 7.5 | 12 | 5 | 5.5 | 0.5 | 7
5 | 31 | 2046 | 2046-05-31 | 3.1 | 2.4 | 3.2 | 1.1 | 3.9 | 0.6 | 0.9 | 5 | 31 | 2046 | 2046-05-31 | 5 | 2 | 4.5 | 0 | 3 | 0 | 1
6 | 1 | 2046 | 2046-06-01 | 3.2 | 1.5 | 2.4 | 0.7 | 4.4 | 0.3 | 0.7 | 6 | 1 | 2046 | 2046-06-01 | 4 | 3 | 6.5 | 0 | 4 | 0 | 5.5
6 | 2 | 2046 | 2046-06-02 | 3.5 | 1.8 | 2.6 | 0.7 | 4.5 | 0.3 | 0.3 | 6 | 2 | 2046 | 2046-06-02 | 4.5 | 3 | 5.5 | 0 | 1.5 | 0 | 0
6 | 3 | 2046 | 2046-06-03 | 4.1 | 1.7 | 2.5 | 0.8 | 4.2 | 0.3 | 0.6 | 6 | 3 | 2046 | 2046-06-03 | 5.5 | 5.5 | 7 | 6.5 | 11.5 | 2 | 7
6 | 4 | 2046 | 2046-06-04 | 3.4 | 1.2 | 2 | 0.3 | 3.9 | 0.1 | 0.8 | 6 | 4 | 2046 | 2046-06-04 | 2 | 5.5 | 7.5 | 0.5 | 4 | 0 | 0
6 | 5 | 2046 | 2046-06-05 | 3.3 | 1.9 | 2.2 | 0.6 | 3.7 | 0.4 | 0.9 | 6 | 5 | 2046 | 2046-06-05 | 6.5 | 3 | 3 | 2 | 6.5 | 0 | 4
6 | 6 | 2046 | 2046-06-06 | 3.9 | 1.9 | 2.2 | 0.4 | 3.9 | 0.2 | 0.9 | 6 | 6 | 2046 | 2046-06-06 | 0 | 5 | 1.5 | 0 | 0 | 0 | 0
6 | 7 | 2046 | 2046-06-07 | 3.1 | 1.7 | 1.4 | 0.4 | 3.5 | 0.1 | 0.3 | 6 | 7 | 2046 | 2046-06-07 | 3 | 1 | 3.5 | 0 | 6 | 0 | 0
6 | 8 | 2046 | 2046-06-08 | 2.7 | 1.1 | 1.6 | 0.8 | 3.2 | 0.5 | 0.4 | 6 | 8 | 2046 | 2046-06-08 | 4 | 3.5 | 3 | 0 | 3.5 | 0 | 2.5
6 | 9 | 2046 | 2046-06-09 | 2.2 | 1.1 | 1.7 | 0.4 | 3.1 | 0.1 | 0.3 | 6 | 9 | 2046 | 2046-06-09 | 6.5 | 3.5 | 4.5 | 2 | 3.5 | 0 | 0
6 | 10 | 2046 | 2046-06-10 | 2.3 | 1.1 | 1.3 | 0 | 2.8 | 0 | 0.2 | 6 | 10 | 2046 | 2046-06-10 | 12 | 5 | 5.5 | 4 | 9 | 0.5 | 3
6 | 11 | 2046 | 2046-06-11 | 1.4 | 0.6 | 1 | 0 | 2 | 0 | 0.4 | 6 | 11 | 2046 | 2046-06-11 | 7.5 | 4.5 | 4.5 | 1 | 11 | 0 | 0
6 | 12 | 2046 | 2046-06-12 | 1.5 | 0.5 | 0.7 | 0.2 | 1.7 | 0.2 | 0 | 6 | 12 | 2046 | 2046-06-12 | 3.5 | 2 | 1 | 0 | 3.5 | 0 | 0
6 | 13 | 2046 | 2046-06-13 | 2 | 0.9 | 0.8 | 0 | 2.1 | 0 | 0.2 | 6 | 13 | 2046 | 2046-06-13 | 1.5 | 3 | 4.5 | 0 | 0 | 0 | 0
6 | 14 | 2046 | 2046-06-14 | 1.1 | 0.7 | 0.7 | 0 | 1.4 | 0 | 0 | 6 | 14 | 2046 | 2046-06-14 | 1 | 5 | 7 | 0 | 5 | 0 | 0
6 | 15 | 2046 | 2046-06-15 | 1.3 | 0.2 | 0.8 | 0 | 1.9 | 0.1 | 0.1 | 6 | 15 | 2046 | 2046-06-15 | 10 | 7 | 10 | 3 | 14.5 | 1 | 3.5
6 | 16 | 2046 | 2046-06-16 | 1.3 | 0.6 | 1.1 | 0.2 | 2.2 | 0 | 0.1 | 6 | 16 | 2046 | 2046-06-16 | 14.5 | 4 | 4.5 | 8.5 | 15 | 4 | 7.5
6 | 17 | 2046 | 2046-06-17 | 1.1 | 0.5 | 1 | 0.2 | 3 | 0.2 | 0.4 | 6 | 17 | 2046 | 2046-06-17 | 13 | 5 | 7.5 | 4.5 | 11 | 0.5 | 0
6 | 18 | 2046 | 2046-06-18 | 1.1 | 0.8 | 0.8 | 0.4 | 2 | 0 | 0.4 | 6 | 18 | 2046 | 2046-06-18 | 9 | 1.5 | 1 | 0 | 8.5 | 0 | 0.5
6 | 19 | 2046 | 2046-06-19 | 2.1 | 1.3 | 1.3 | 0 | 1.8 | 0 | 0.2 | 6 | 19 | 2046 | 2046-06-19 | 2 | 1.5 | 6.5 | 0 | 4 | 0 | 0
6 | 20 | 2046 | 2046-06-20 | 1.1 | 0.8 | 1 | 0.1 | 2.6 | 0.1 | 0.6 | 6 | 20 | 2046 | 2046-06-20 | 8.5 | 4 | 7.5 | 4 | 6.5 | 0 | 0
6 | 21 | 2046 | 2046-06-21 | 2.5 | 0.4 | 1.1 | 0.4 | 2.8 | 0.1 | 0.7 | 6 | 21 | 2046 | 2046-06-21 | 6 | 3.5 | 5.5 | 0 | 4.5 | 0 | 0
6 | 22 | 2046 | 2046-06-22 | 1.6 | 0.5 | 0.9 | 0.2 | 1.8 | 0 | 0.3 | 6 | 22 | 2046 | 2046-06-22 | 3 | 0 | 0.5 | 0 | 0.5 | 0 | 0
6 | 23 | 2046 | 2046-06-23 | 1.1 | 0.3 | 0.3 | 0 | 0.8 | 0 | 0.2 | 6 | 23 | 2046 | 2046-06-23 | 0 | 0 | 0 | 0 | 0 | 0 | 0
6 | 24 | 2046 | 2046-06-24 | 1.1 | 0.4 | 0.7 | 0 | 1.6 | 0 | 0.3 | 6 | 24 | 2046 | 2046-06-24 | 0 | 0 | 0 | 0 | 0 | 0 | 0
6 | 25 | 2046 | 2046-06-25 | 0.9 | 0.4 | 0.9 | 0 | 1.7 | 0 | 0.2 | 6 | 25 | 2046 | 2046-06-25 | 0 | 1 | 3.5 | 0 | 0 | 0 | 0
6 | 26 | 2046 | 2046-06-26 | 1.7 | 0.4 | 0.8 | 0.1 | 1.2 | 0.2 | 0.4 | 6 | 26 | 2046 | 2046-06-26 | 0.5 | 1 | 1 | 0 | 0 | 0 | 0
6 | 27 | 2046 | 2046-06-27 | 1.3 | 0.4 | 0.6 | 0 | 0.9 | 0 | 0.1 | 6 | 27 | 2046 | 2046-06-27 | 0 | 1.5 | 2.5 | 0 | 0 | 0 | 0
6 | 28 | 2046 | 2046-06-28 | 1.3 | 0.3 | 0.4 | 0.1 | 1.8 | 0 | 0 | 6 | 28 | 2046 | 2046-06-28 | 0 | 2.5 | 0 | 0 | 0 | 0 | 0
6 | 29 | 2046 | 2046-06-29 | 0.4 | 0.2 | 0.3 | 0 | 1.5 | 0 | 0.1 | 6 | 29 | 2046 | 2046-06-29 | 0 | 3.5 | 5 | 0 | 0 | 0 | 0
6 | 30 | 2046 | 2046-06-30 | 0.3 | 0.1 | 0.2 | 0 | 0.5 | 0 | 0 | 6 | 30 | 2046 | 2046-06-30 | 3 | 5 | 8.5 | 0 | 7 | 0 | 0
7 | 1 | 2046 | 2046-07-01 | 0.3 | 0.1 | 0.1 | 0 | 0.2 | 0 | 0 | 7 | 1 | 2046 | 2046-07-01 | 1 | 6 | 7.5 | 0 | 2 | 0 | 0
7 | 2 | 2046 | 2046-07-02 | 0 | 0.1 | 0.1 | 0 | 0.3 | 0 | 0 | 7 | 2 | 2046 | 2046-07-02 | 6 | 3.5 | 3.5 | 0 | 8 | 0 | 0
7 | 3 | 2046 | 2046-07-03 | 0 | 0.2 | 0.1 | 0 | 0.2 | 0 | 0 | 7 | 3 | 2046 | 2046-07-03 | 5 | 1 | 3.5 | 0 | 7 | 0 | 0
7 | 4 | 2046 | 2046-07-04 | 0 | 0.2 | 0.1 | 0 | 0.2 | 0 | 0 | 7 | 4 | 2046 | 2046-07-04 | 4.5 | 2.5 | 5.5 | 0 | 3 | 0 | 0
7 | 5 | 2046 | 2046-07-05 | 0 | 0.1 | 0 | 0 | 0.1 | 0 | 0 | 7 | 5 | 2046 | 2046-07-05 | 3.5 | 0 | 5 | 0 | 4.5 | 0 | 0
7 | 6 | 2046 | 2046-07-06 | 0 | 0 | 0 | 0 | 0 | 0 | 0 | 7 | 6 | 2046 | 2046-07-06 | 0.5 | 1 | 0 | 0 | 0 | 0 | 0
7 | 7 | 2046 | 2046-07-07 | 0 | 0 | 0 | 0 | 0.2 | 0 | 0 | 7 | 7 | 2046 | 2046-07-07 | 0 | 0 | 0 | 0 | 0 | 0 | 0
7 | 8 | 2046 | 2046-07-08 | 0 | 0 | 0 | 0 | 0 | 0 | 0 | 7 | 8 | 2046 | 2046-07-08 | 0 | 0 | 0 | 0 | 0 | 0 | 0
7 | 9 | 2046 | 2046-07-09 | 0 | 0 | 0 | 0 | 0 | 0 | 0 | 7 | 9 | 2046 | 2046-07-09 | 0 | 0 | 0 | 0 | 0 | 0 | 0
7 | 10 | 2046 | 2046-07-10 | 0.1 | 0 | 0 | 0 | 0 | 0 | 0 | 7 | 10 | 2046 | 2046-07-10 | 0 | 0 | 0 | 0 | 0 | 0 | 0
7 | 11 | 2046 | 2046-07-11 | 0.3 | 0 | 0 | 0 | 0.1 | 0 | 0 | 7 | 11 | 2046 | 2046-07-11 | 0 | 0 | 0 | 0 | 0 | 0 | 0
7 | 12 | 2046 | 2046-07-12 | 0 | 0 | 0 | 0 | 0.1 | 0 | 0 | 7 | 12 | 2046 | 2046-07-12 | 0 | 1 | 4 | 0 | 0 | 0 | 0
7 | 13 | 2046 | 2046-07-13 | 0 | 0 | 0 | 0 | 0 | 0 | 0 | 7 | 13 | 2046 | 2046-07-13 | 7 | 0 | 2.5 | 0 | 6 | 0 | 0
7 | 14 | 2046 | 2046-07-14 | 0 | 0 | 0 | 0 | 0 | 0 | 0 | 7 | 14 | 2046 | 2046-07-14 | 4.5 | 0 | 0 | 0 | 0.5 | 0 | 0
7 | 15 | 2046 | 2046-07-15 | 0.1 | 0 | 0 | 0 | 0.2 | 0 | 0 | 7 | 15 | 2046 | 2046-07-15 | 0 | 0 | 0 | 0 | 0 | 0 | 0
7 | 16 | 2046 | 2046-07-16 | 0 | 0 | 0 | 0 | 0.2 | 0 | 0 | 7 | 16 | 2046 | 2046-07-16 | 0 | 0 | 1 | 0 | 0 | 0 | 0
7 | 17 | 2046 | 2046-07-17 | 0 | 0 | 0.2 | 0 | 0 | 0 | 0.1 | 7 | 17 | 2046 | 2046-07-17 | 0 | 0 | 2 | 0 | 0 | 0 | 0
7 | 18 | 2046 | 2046-07-18 | 0 | 0.1 | 0.1 | 0 | 0.1 | 0 | 0 | 7 | 18 | 2046 | 2046-07-18 | 0 | 0.5 | 5 | 0 | 0 | 0 | 0
7 | 19 | 2046 | 2046-07-19 | 0.1 | 0 | 0 | 0 | 0.2 | 0 | 0 | 7 | 19 | 2046 | 2046-07-19 | 0 | 0.5 | 1 | 0 | 0 | 0 | 0
7 | 20 | 2046 | 2046-07-20 | 0.1 | 0 | 0 | 0 | 0.3 | 0 | 0 | 7 | 20 | 2046 | 2046-07-20 | 0 | 0 | 0.5 | 0 | 0 | 0 | 0
7 | 21 | 2046 | 2046-07-21 | 0 | 0 | 0 | 0 | 0.2 | 0 | 0 | 7 | 21 | 2046 | 2046-07-21 | 0 | 0 | 0 | 0 | 0 | 0 | 0
7 | 22 | 2046 | 2046-07-22 | 0 | 0 | 0.1 | 0 | 0 | 0 | 0 | 7 | 22 | 2046 | 2046-07-22 | 0 | 0 | 2.5 | 0 | 0 | 0 | 0
7 | 23 | 2046 | 2046-07-23 | 0 | 0.2 | 0.1 | 0 | 0 | 0 | 0 | 7 | 23 | 2046 | 2046-07-23 | 0 | 0 | 0 | 0 | 0 | 0 | 0
7 | 24 | 2046 | 2046-07-24 | 0 | 0.1 | 0.1 | 0 | 0 | 0 | 0 | 7 | 24 | 2046 | 2046-07-24 | 0 | 0 | 0 | 0 | 0 | 0 | 0
7 | 25 | 2046 | 2046-07-25 | 0 | 0 | 0 | 0 | 0 | 0 | 0 | 7 | 25 | 2046 | 2046-07-25 | 0 | 0 | 0 | 0 | 0 | 0 | 0
7 | 26 | 2046 | 2046-07-26 | 0 | 0 | 0 | 0 | 0 | 0 | 0 | 7 | 26 | 2046 | 2046-07-26 | 0 | 0 | 0 | 0 | 0 | 0 | 0
7 | 27 | 2046 | 2046-07-27 | 0 | 0 | 0.1 | 0 | 0.2 | 0 | 0 | 7 | 27 | 2046 | 2046-07-27 | 0 | 0 | 0 | 0 | 0 | 0 | 0
7 | 28 | 2046 | 2046-07-28 | 0 | 0.1 | 0 | 0 | 0.3 | 0 | 0 | 7 | 28 | 2046 | 2046-07-28 | 0 | 0 | 0 | 0 | 0 | 0 | 0
7 | 29 | 2046 | 2046-07-29 | 0.1 | 0 | 0 | 0 | 0.3 | 0 | 0 | 7 | 29 | 2046 | 2046-07-29 | 0 | 0 | 0 | 0 | 0 | 0 | 0
7 | 30 | 2046 | 2046-07-30 | 0 | 0 | 0 | 0 | 0.1 | 0 | 0 | 7 | 30 | 2046 | 2046-07-30 | 0 | 0 | 0 | 0 | 0 | 0 | 0
7 | 31 | 2046 | 2046-07-31 | 0 | 0.1 | 0 | 0 | 0 | 0 | 0 | 7 | 31 | 2046 | 2046-07-31 | 0 | 0.5 | 1 | 0 | 0 | 0 | 0
8 | 1 | 2046 | 2046-08-01 | 0 | 0 | 0 | 0 | 0 | 0 | 0 | 8 | 1 | 2046 | 2046-08-01 | 0 | 0 | 0 | 0 | 0 | 0 | 0
8 | 2 | 2046 | 2046-08-02 | 0 | 0 | 0 | 0 | 0 | 0 | 0 | 8 | 2 | 2046 | 2046-08-02 | 0 | 0 | 0 | 0 | 0 | 0 | 0
8 | 3 | 2046 | 2046-08-03 | 0 | 0 | 0 | 0 | 0 | 0 | 0 | 8 | 3 | 2046 | 2046-08-03 | 0 | 0 | 0 | 0 | 0 | 0 | 0
8 | 4 | 2046 | 2046-08-04 | 0 | 0 | 0 | 0 | 0 | 0 | 0 | 8 | 4 | 2046 | 2046-08-04 | 0 | 0 | 0 | 0 | 0 | 0 | 0
8 | 5 | 2046 | 2046-08-05 | 0 | 0 | 0 | 0 | 0 | 0 | 0 | 8 | 5 | 2046 | 2046-08-05 | 0 | 0 | 0 | 0 | 0 | 0 | 0
8 | 6 | 2046 | 2046-08-06 | 0 | 0 | 0 | 0 | 0 | 0 | 0 | 8 | 6 | 2046 | 2046-08-06 | 0 | 0 | 1 | 0 | 0 | 0 | 0
8 | 7 | 2046 | 2046-08-07 | 0 | 0 | 0 | 0 | 0 | 0 | 0 | 8 | 7 | 2046 | 2046-08-07 | 0 | 0 | 1.5 | 0 | 0 | 0 | 0
8 | 8 | 2046 | 2046-08-08 | 0 | 0 | 0 | 0 | 0 | 0 | 0 | 8 | 8 | 2046 | 2046-08-08 | 0 | 0 | 0 | 0 | 0 | 0 | 0
8 | 9 | 2046 | 2046-08-09 | 0 | 0 | 0 | 0 | 0 | 0 | 0 | 8 | 9 | 2046 | 2046-08-09 | 0 | 1 | 0.5 | 0 | 0 | 0 | 0
8 | 10 | 2046 | 2046-08-10 | 0 | 0 | 0 | 0 | 0 | 0 | 0 | 8 | 10 | 2046 | 2046-08-10 | 0 | 0 | 2 | 0 | 0.5 | 0 | 0
8 | 11 | 2046 | 2046-08-11 | 0 | 0 | 0 | 0 | 0 | 0 | 0 | 8 | 11 | 2046 | 2046-08-11 | 0 | 0 | 0 | 0 | 0 | 0 | 0
8 | 12 | 2046 | 2046-08-12 | 0 | 0 | 0 | 0 | 0 | 0 | 0 | 8 | 12 | 2046 | 2046-08-12 | 0 | 0 | 0 | 0 | 0 | 0 | 0
8 | 13 | 2046 | 2046-08-13 | 0 | 0 | 0 | 0 | 0 | 0 | 0 | 8 | 13 | 2046 | 2046-08-13 | 0 | 0 | 0 | 0 | 0 | 0 | 0
8 | 14 | 2046 | 2046-08-14 | 0 | 0 | 0 | 0 | 0 | 0 | 0 | 8 | 14 | 2046 | 2046-08-14 | 0 | 0 | 0 | 0 | 0 | 0 | 0
8 | 15 | 2046 | 2046-08-15 | 0 | 0.1 | 0.1 | 0 | 0 | 0 | 0 | 8 | 15 | 2046 | 2046-08-15 | 0 | 0 | 0 | 0 | 0 | 0 | 0
8 | 16 | 2046 | 2046-08-16 | 0 | 0 | 0 | 0 | 0 | 0 | 0 | 8 | 16 | 2046 | 2046-08-16 | 0 | 0 | 0 | 0 | 0 | 0 | 0
8 | 17 | 2046 | 2046-08-17 | 0 | 0.2 | 0.1 | 0 | 0 | 0 | 0 | 8 | 17 | 2046 | 2046-08-17 | 0 | 0 | 0 | 0 | 0 | 0 | 0
8 | 18 | 2046 | 2046-08-18 | 0 | 0.1 | 0 | 0 | 0 | 0 | 0 | 8 | 18 | 2046 | 2046-08-18 | 0 | 0 | 0 | 0 | 0 | 0 | 0
8 | 19 | 2046 | 2046-08-19 | 0 | 0 | 0.1 | 0 | 0.4 | 0 | 0 | 8 | 19 | 2046 | 2046-08-19 | 0 | 0 | 3 | 0 | 0 | 0 | 0
8 | 20 | 2046 | 2046-08-20 | 0.5 | 0.1 | 0 | 0 | 0.4 | 0 | 0 | 8 | 20 | 2046 | 2046-08-20 | 0 | 1 | 1 | 0 | 0 | 0 | 0
8 | 21 | 2046 | 2046-08-21 | 0.2 | 0 | 0 | 0 | 0.2 | 0 | 0 | 8 | 21 | 2046 | 2046-08-21 | 0 | 0 | 3.5 | 0 | 0 | 0 | 0
8 | 22 | 2046 | 2046-08-22 | 0 | 0 | 0 | 0 | 0.1 | 0 | 0 | 8 | 22 | 2046 | 2046-08-22 | 0.5 | 0 | 0 | 0 | 6 | 0 | 0
8 | 23 | 2046 | 2046-08-23 | 0 | 0.1 | 0.1 | 0 | 0.4 | 0 | 0 | 8 | 23 | 2046 | 2046-08-23 | 4.5 | 0 | 1 | 0 | 2.5 | 0 | 0
8 | 24 | 2046 | 2046-08-24 | 0.3 | 0.3 | 0 | 0 | 0.3 | 0 | 0 | 8 | 24 | 2046 | 2046-08-24 | 2 | 0 | 0 | 0 | 0 | 0 | 0
8 | 25 | 2046 | 2046-08-25 | 0.3 | 0 | 0.1 | 0 | 0 | 0 | 0 | 8 | 25 | 2046 | 2046-08-25 | 0 | 0 | 0 | 0 | 0 | 0 | 0
8 | 26 | 2046 | 2046-08-26 | 0.3 | 0.1 | 0.2 | 0 | 0.4 | 0 | 0 | 8 | 26 | 2046 | 2046-08-26 | 0 | 0 | 5 | 0 | 0 | 0 | 0
8 | 27 | 2046 | 2046-08-27 | 0.3 | 0 | 0 | 0 | 0.4 | 0 | 0.1 | 8 | 27 | 2046 | 2046-08-27 | 6.5 | 2.5 | 5.5 | 0 | 8.5 | 0 | 0.5
8 | 28 | 2046 | 2046-08-28 | 0.6 | 0 | 0 | 0 | 0.6 | 0 | 0 | 8 | 28 | 2046 | 2046-08-28 | 11 | 3 | 6.5 | 2.5 | 2 | 0.5 | 0
8 | 29 | 2046 | 2046-08-29 | 0.8 | 0 | 0 | 0 | 0.9 | 0 | 0.1 | 8 | 29 | 2046 | 2046-08-29 | 6 | 3 | 5.5 | 0 | 8.5 | 0 | 2.5
8 | 30 | 2046 | 2046-08-30 | 1.4 | 0.1 | 0.1 | 0 | 1.3 | 0 | 0.1 | 8 | 30 | 2046 | 2046-08-30 | 12 | 2.5 | 2.5 | 0.5 | 12.5 | 0 | 1
8 | 31 | 2046 | 2046-08-31 | 1.2 | 0.2 | 0 | 0 | 1.1 | 0 | 0.1 | 8 | 31 | 2046 | 2046-08-31 | 9 | 2.5 | 5.5 | 1 | 7 | 0 | 5.5
9 | 1 | 2046 | 2046-09-01 | 0.9 | 0 | 0.1 | 0 | 0.9 | 0 | 0 | 9 | 1 | 2046 | 2046-09-01 | 3 | 1 | 0 | 0 | 0 | 0 | 0
9 | 2 | 2046 | 2046-09-02 | 0.8 | 0.2 | 0 | 0 | 0.6 | 0 | 0.3 | 9 | 2 | 2046 | 2046-09-02 | 3 | 0 | 0 | 0 | 0 | 0 | 0
9 | 3 | 2046 | 2046-09-03 | 1.4 | 0.2 | 0.3 | 0 | 0.9 | 0 | 0.3 | 9 | 3 | 2046 | 2046-09-03 | 0 | 0 | 0 | 0 | 0 | 0 | 0
9 | 4 | 2046 | 2046-09-04 | 0.9 | 0.2 | 0.3 | 0 | 0.8 | 0 | 0.2 | 9 | 4 | 2046 | 2046-09-04 | 0 | 0 | 5.5 | 0 | 0 | 0 | 0
9 | 5 | 2046 | 2046-09-05 | 0.4 | 0.1 | 0.5 | 0 | 0.9 | 0 | 0.4 | 9 | 5 | 2046 | 2046-09-05 | 11 | 1.5 | 6.5 | 1 | 12 | 0 | 3
9 | 6 | 2046 | 2046-09-06 | 0.6 | 0.1 | 0.2 | 0.3 | 1.3 | 0.2 | 0.5 | 9 | 6 | 2046 | 2046-09-06 | 11.5 | 5.5 | 4 | 2.5 | 8 | 0 | 0.5
9 | 7 | 2046 | 2046-09-07 | 1.5 | 0 | 0.1 | 0.2 | 1.2 | 0 | 0.4 | 9 | 7 | 2046 | 2046-09-07 | 4 | 2 | 1 | 0 | 8 | 0 | 0
9 | 8 | 2046 | 2046-09-08 | 1.3 | 0 | 0.2 | 0.4 | 1.3 | 0.3 | 0.7 | 9 | 8 | 2046 | 2046-09-08 | 9 | 1 | 2.5 | 0 | 6.5 | 0 | 0
9 | 9 | 2046 | 2046-09-09 | 1.7 | 0.2 | 0.4 | 0.2 | 1.4 | 0 | 0.7 | 9 | 9 | 2046 | 2046-09-09 | 11 | 1.5 | 3.5 | 0 | 7.5 | 0 | 0
9 | 10 | 2046 | 2046-09-10 | 1.6 | 0.3 | 0.5 | 0 | 1.2 | 0 | 0.3 | 9 | 10 | 2046 | 2046-09-10 | 12 | 0 | 5.5 | 0 | 9.5 | 0 | 3.5
9 | 11 | 2046 | 2046-09-11 | 0.8 | 0.3 | 0.5 | 0 | 0.6 | 0 | 0 | 9 | 11 | 2046 | 2046-09-11 | 5.5 | 3.5 | 4 | 1 | 4.5 | 0 | 3
9 | 12 | 2046 | 2046-09-12 | 0.7 | 0.4 | 0.7 | 0 | 1 | 0 | 0.1 | 9 | 12 | 2046 | 2046-09-12 | 4 | 3.5 | 0 | 0 | 3 | 0 | 0
9 | 13 | 2046 | 2046-09-13 | 1.5 | 0.3 | 0.7 | 0 | 1 | 0 | 0.5 | 9 | 13 | 2046 | 2046-09-13 | 2 | 0 | 0 | 0 | 1 | 0 | 0
9 | 14 | 2046 | 2046-09-14 | 1.6 | 0.3 | 1 | 0.2 | 1.6 | 0 | 0.5 | 9 | 14 | 2046 | 2046-09-14 | 0 | 1 | 0 | 0 | 0 | 0 | 0
9 | 15 | 2046 | 2046-09-15 | 2.1 | 0.6 | 0.6 | 0.1 | 2.6 | 0.1 | 0.4 | 9 | 15 | 2046 | 2046-09-15 | 0.5 | 1 | 4 | 0 | 0 | 0 | 0
9 | 16 | 2046 | 2046-09-16 | 2.3 | 0.8 | 0.5 | 0 | 1.8 | 0 | 0.3 | 9 | 16 | 2046 | 2046-09-16 | 0 | 0 | 0 | 0 | 0 | 0 | 0
9 | 17 | 2046 | 2046-09-17 | 1.9 | 0.6 | 0.7 | 0 | 1.4 | 0 | 0.3 | 9 | 17 | 2046 | 2046-09-17 | 0.5 | 0 | 0 | 0 | 0 | 0 | 0
9 | 18 | 2046 | 2046-09-18 | 2.2 | 1 | 1.4 | 0 | 1.2 | 0 | 0.4 | 9 | 18 | 2046 | 2046-09-18 | 0 | 0 | 0 | 0 | 1.5 | 0 | 0
9 | 19 | 2046 | 2046-09-19 | 1.3 | 0.9 | 1.1 | 0.1 | 0.8 | 0 | 0.2 | 9 | 19 | 2046 | 2046-09-19 | 3 | 0 | 0.5 | 1.5 | 4 | 0 | 0
9 | 20 | 2046 | 2046-09-20 | 2.2 | 0.8 | 1.1 | 0.4 | 2.7 | 0.1 | 0.9 | 9 | 20 | 2046 | 2046-09-20 | 8 | 2 | 3 | 0 | 8 | 0 | 1
9 | 21 | 2046 | 2046-09-21 | 2.8 | 1 | 1.1 | 0.4 | 2.2 | 0.1 | 0.9 | 9 | 21 | 2046 | 2046-09-21 | 7.5 | 2.5 | 5.5 | 2 | 9 | 1.5 | 6.5
9 | 22 | 2046 | 2046-09-22 | 3.2 | 1.1 | 0.8 | 0.4 | 2.3 | 0.1 | 0.4 | 9 | 22 | 2046 | 2046-09-22 | 7.5 | 5.5 | 6.5 | 5 | 10.5 | 2 | 4
9 | 23 | 2046 | 2046-09-23 | 2.8 | 1.7 | 1 | 0.5 | 2.3 | 0.2 | 0.7 | 9 | 23 | 2046 | 2046-09-23 | 11.5 | 2.5 | 6 | 3.5 | 8 | 0.5 | 11.5
9 | 24 | 2046 | 2046-09-24 | 3.3 | 1.3 | 1.2 | 0.3 | 3 | 0 | 0.9 | 9 | 24 | 2046 | 2046-09-24 | 2 | 1.5 | 4 | 0 | 0.5 | 0 | 5
9 | 25 | 2046 | 2046-09-25 | 3.1 | 1.3 | 1.5 | 0.4 | 3.5 | 0 | 1.1 | 9 | 25 | 2046 | 2046-09-25 | 0 | 0 | 0.5 | 0 | 0 | 0 | 0.5
9 | 26 | 2046 | 2046-09-26 | 3.6 | 1.4 | 1.3 | 1.3 | 3.1 | 0.6 | 0.8 | 9 | 26 | 2046 | 2046-09-26 | 2 | 0 | 0 | 0 | 0 | 0 | 0
9 | 27 | 2046 | 2046-09-27 | 3.8 | 1.8 | 2.3 | 1.1 | 3.3 | 0.3 | 1.1 | 9 | 27 | 2046 | 2046-09-27 | 0 | 0 | 0 | 0 | 0 | 0 | 0
9 | 28 | 2046 | 2046-09-28 | 5.6 | 3.1 | 2.7 | 1.3 | 3.8 | 0.6 | 2.5 | 9 | 28 | 2046 | 2046-09-28 | 0 | 1 | 2.5 | 0 | 0 | 0 | 0
9 | 29 | 2046 | 2046-09-29 | 5.7 | 2.3 | 2.9 | 1.7 | 5.1 | 1 | 3 | 9 | 29 | 2046 | 2046-09-29 | 1 | 4.5 | 7 | 0 | 0 | 0 | 0
9 | 30 | 2046 | 2046-09-30 | 6.2 | 2.3 | 2.5 | 1.7 | 5.5 | 1 | 2.5 | 9 | 30 | 2046 | 2046-09-30 | 0 | 3 | 0 | 0 | 0 | 0 | 0
10 | 1 | 2046 | 2046-10-01 | 5.2 | 2.9 | 2.4 | 1.9 | 5 | 0.7 | 2.4 | 10 | 1 | 2046 | 2046-10-01 | 0 | 3 | 3.5 | 0 | 0 | 0 | 0
10 | 2 | 2046 | 2046-10-02 | 4.9 | 2.7 | 2.8 | 2.2 | 5.1 | 1.5 | 2.6 | 10 | 2 | 2046 | 2046-10-02 | 0 | 0 | 4.5 | 0 | 0 | 0 | 0
10 | 3 | 2046 | 2046-10-03 | 5.6 | 3.6 | 2.5 | 2.2 | 5.9 | 1.2 | 2.8 | 10 | 3 | 2046 | 2046-10-03 | 0 | 2.5 | 2.5 | 0 | 1 | 0 | 0
10 | 4 | 2046 | 2046-10-04 | 6.7 | 3.1 | 2.9 | 2.7 | 5.8 | 1.4 | 2.6 | 10 | 4 | 2046 | 2046-10-04 | 8 | 8 | 9 | 2.5 | 11.5 | 0 | 0.5
10 | 5 | 2046 | 2046-10-05 | 7.3 | 2.9 | 2.3 | 2.2 | 5.7 | 1.3 | 2.4 | 10 | 5 | 2046 | 2046-10-05 | 6.5 | 9 | 10 | 6.5 | 15 | 2.5 | 1.5
10 | 6 | 2046 | 2046-10-06 | 7.3 | 3.3 | 2.3 | 2 | 5.6 | 0.9 | 2.6 | 10 | 6 | 2046 | 2046-10-06 | 11 | 7 | 4.5 | 5.5 | 11 | 2.5 | 4
10 | 7 | 2046 | 2046-10-07 | 7.1 | 4.2 | 3.3 | 2.6 | 6.1 | 1.5 | 3.5 | 10 | 7 | 2046 | 2046-10-07 | 7.5 | 7 | 9 | 6.5 | 7.5 | 1 | 3.5
10 | 8 | 2046 | 2046-10-08 | 8 | 4.4 | 3.9 | 3 | 5.5 | 1.6 | 4 | 10 | 8 | 2046 | 2046-10-08 | 6 | 0 | 2.5 | 3.5 | 7.5 | 0 | 3.5
10 | 9 | 2046 | 2046-10-09 | 7.6 | 4.3 | 3.9 | 3.2 | 6.2 | 2.4 | 3.7 | 10 | 9 | 2046 | 2046-10-09 | 5 | 0 | 3.5 | 2 | 1 | 0 | 4
10 | 10 | 2046 | 2046-10-10 | 8.1 | 4.5 | 3.4 | 2.8 | 5.7 | 1.8 | 4.2 | 10 | 10 | 2046 | 2046-10-10 | 2 | 4 | 5.5 | 0 | 4 | 0 | 7
10 | 11 | 2046 | 2046-10-11 | 8 | 5.3 | 4.6 | 3.3 | 6.9 | 1.5 | 4.8 | 10 | 11 | 2046 | 2046-10-11 | 16.5 | 7.5 | 8 | 10 | 18 | 6 | 11
10 | 12 | 2046 | 2046-10-12 | 9 | 4.8 | 4.7 | 3.7 | 6.8 | 2.4 | 4.9 | 10 | 12 | 2046 | 2046-10-12 | 18 | 6.5 | 10 | 11 | 14 | 9 | 11
10 | 13 | 2046 | 2046-10-13 | 9 | 6 | 5.9 | 4.6 | 6.6 | 2.9 | 5.2 | 10 | 13 | 2046 | 2046-10-13 | 14.5 | 7 | 7.5 | 9.5 | 8 | 8 | 9.5
10 | 14 | 2046 | 2046-10-14 | 9.7 | 6.6 | 6.1 | 5.8 | 7.9 | 3.8 | 6.4 | 10 | 14 | 2046 | 2046-10-14 | 11.5 | 10.5 | 17 | 7 | 4 | 3 | 10
10 | 15 | 2046 | 2046-10-15 | 10.9 | 7.2 | 5.4 | 6.2 | 8.8 | 4.7 | 6.5 | 10 | 15 | 2046 | 2046-10-15 | 14 | 13 | 14 | 11.5 | 15.5 | 8 | 11
10 | 16 | 2046 | 2046-10-16 | 9.9 | 7.2 | 5.5 | 4.6 | 7.2 | 4.1 | 6.4 | 10 | 16 | 2046 | 2046-10-16 | 16 | 16 | 15.5 | 15.5 | 15.5 | 13.5 | 14
10 | 17 | 2046 | 2046-10-17 | 9.9 | 6.4 | 5.6 | 5.4 | 7.3 | 4.4 | 7 | 10 | 17 | 2046 | 2046-10-17 | 13.5 | 15 | 16.5 | 13.5 | 16 | 12.5 | 14.5
10 | 18 | 2046 | 2046-10-18 | 10.7 | 6.6 | 6.1 | 6 | 8.6 | 4.7 | 7.6 | 10 | 18 | 2046 | 2046-10-18 | 19.5 | 13 | 11.5 | 14.5 | 17 | 9 | 12.5
10 | 19 | 2046 | 2046-10-19 | 12.6 | 9.2 | 7.8 | 7.4 | 10.5 | 5.4 | 9.2 | 10 | 19 | 2046 | 2046-10-19 | 16 | 7.5 | 10.5 | 8.5 | 12.5 | 6 | 12
10 | 20 | 2046 | 2046-10-20 | 14.5 | 8.6 | 8.2 | 7.7 | 12.2 | 6.3 | 9.7 | 10 | 20 | 2046 | 2046-10-20 | 14 | 7.5 | 9.5 | 11 | 10.5 | 8 | 9.5
10 | 21 | 2046 | 2046-10-21 | 13.9 | 7.8 | 7.7 | 7.4 | 12.1 | 5.2 | 9.6 | 10 | 21 | 2046 | 2046-10-21 | 13 | 10.5 | 16 | 9.5 | 8 | 6.5 | 10
10 | 22 | 2046 | 2046-10-22 | 14.5 | 8.4 | 8.3 | 7.1 | 10.5 | 5.4 | 9.5 | 10 | 22 | 2046 | 2046-10-22 | 11.5 | 6 | 8.5 | 7.5 | 12.5 | 3 | 9
10 | 23 | 2046 | 2046-10-23 | 14.4 | 8 | 7.9 | 6.7 | 11 | 5.1 | 10 | 10 | 23 | 2046 | 2046-10-23 | 11.5 | 5.5 | 10.5 | 8.5 | 9.5 | 5 | 9
10 | 24 | 2046 | 2046-10-24 | 15.3 | 8.2 | 8.1 | 6.8 | 11 | 6.6 | 10.1 | 10 | 24 | 2046 | 2046-10-24 | 16.5 | 7 | 12.5 | 9 | 19 | 6.5 | 10.5
10 | 25 | 2046 | 2046-10-25 | 16.2 | 8.9 | 10.4 | 8.7 | 11.9 | 8.1 | 12.2 | 10 | 25 | 2046 | 2046-10-25 | 20 | 9 | 13.5 | 13 | 19.5 | 10.5 | 14.5
10 | 26 | 2046 | 2046-10-26 | 15.1 | 10.2 | 10.8 | 10.2 | 13.6 | 9.2 | 12.3 | 10 | 26 | 2046 | 2046-10-26 | 24 | 11.5 | 18 | 14 | 22 | 12.5 | 17
10 | 27 | 2046 | 2046-10-27 | 17.1 | 10 | 10.7 | 10.6 | 14.4 | 9 | 12.7 | 10 | 27 | 2046 | 2046-10-27 | 23.5 | 8.5 | 14 | 9.5 | 21.5 | 6 | 18.5
10 | 28 | 2046 | 2046-10-28 | 18.3 | 10.2 | 10.6 | 9.9 | 13.2 | 8.7 | 13 | 10 | 28 | 2046 | 2046-10-28 | 13.5 | 9.5 | 11 | 9.5 | 14 | 6.5 | 13.5
10 | 29 | 2046 | 2046-10-29 | 17.5 | 10.9 | 10.5 | 10 | 12.3 | 9 | 11.6 | 10 | 29 | 2046 | 2046-10-29 | 17 | 9.5 | 12 | 12.5 | 12.5 | 10.5 | 15.5
10 | 30 | 2046 | 2046-10-30 | 17 | 10.2 | 10.1 | 10.9 | 14 | 9.4 | 13 | 10 | 30 | 2046 | 2046-10-30 | 19.5 | 10.5 | 19 | 19.5 | 16 | 15.5 | 13.5
10 | 31 | 2046 | 2046-10-31 | 17.4 | 8.6 | 10.2 | 9.9 | 13.1 | 8.3 | 12.4 | 10 | 31 | 2046 | 2046-10-31 | 12 | 8 | 10.5 | 9 | 14 | 7 | 11
11 | 1 | 2046 | 2046-11-01 | 18.4 | 8.8 | 10.2 | 11.9 | 13.9 | 9.4 | 14.2 | 11 | 1 | 2046 | 2046-11-01 | 11 | 6 | 10 | 2 | 2 | 0 | 5.5
11 | 2 | 2046 | 2046-11-02 | 19.4 | 9.5 | 10.2 | 12.6 | 14.6 | 10.8 | 14.5 | 11 | 2 | 2046 | 2046-11-02 | 11.5 | 5 | 5.5 | 6.5 | 8 | 3.5 | 6
11 | 3 | 2046 | 2046-11-03 | 20.3 | 10.1 | 11.2 | 13.5 | 15.2 | 11 | 15.3 | 11 | 3 | 2046 | 2046-11-03 | 14.5 | 7 | 2.5 | 15 | 16.5 | 13 | 10
11 | 4 | 2046 | 2046-11-04 | 19.2 | 10.6 | 12 | 13.6 | 14.9 | 10.5 | 15.8 | 11 | 4 | 2046 | 2046-11-04 | 13 | 9.5 | 8.5 | 14 | 12 | 10.5 | 13.5
11 | 5 | 2046 | 2046-11-05 | 18.6 | 9.9 | 12.1 | 14.2 | 15.1 | 11.9 | 16.3 | 11 | 5 | 2046 | 2046-11-05 | 12 | 11 | 15.5 | 17 | 10 | 13 | 16.5
11 | 6 | 2046 | 2046-11-06 | 19.6 | 10.5 | 12.9 | 14.8 | 15.7 | 11.8 | 17.1 | 11 | 6 | 2046 | 2046-11-06 | 2 | 7.5 | 12.5 | 9 | 5 | 6 | 13
11 | 7 | 2046 | 2046-11-07 | 18.8 | 11.2 | 11.7 | 14 | 15.1 | 13 | 17.3 | 11 | 7 | 2046 | 2046-11-07 | 16.5 | 8.5 | 13.5 | 14.5 | 15.5 | 9.5 | 15.5
11 | 8 | 2046 | 2046-11-08 | 18.9 | 9.9 | 11.6 | 11.7 | 14 | 9.7 | 14.3 | 11 | 8 | 2046 | 2046-11-08 | 27 | 15 | 19 | 18.5 | 24.5 | 14 | 20
11 | 9 | 2046 | 2046-11-09 | 19.1 | 11 | 11.7 | 12.2 | 15.7 | 10.5 | 15 | 11 | 9 | 2046 | 2046-11-09 | 29.5 | 16 | 19 | 18.5 | 30.5 | 15.5 | 30
11 | 10 | 2046 | 2046-11-10 | 20.2 | 11 | 12.5 | 13.7 | 15.6 | 11.8 | 15.8 | 11 | 10 | 2046 | 2046-11-10 | 26.5 | 16 | 19 | 24.5 | 25 | 21 | 21
11 | 11 | 2046 | 2046-11-11 | 21.1 | 12.1 | 12.1 | 12.9 | 15.8 | 11.8 | 15.5 | 11 | 11 | 2046 | 2046-11-11 | 30 | 17.5 | 21 | 20.5 | 20.5 | 18 | 27.5
11 | 12 | 2046 | 2046-11-12 | 20 | 10.5 | 12.2 | 11 | 15.6 | 9.5 | 15.7 | 11 | 12 | 2046 | 2046-11-12 | 26.5 | 15.5 | 16.5 | 18.5 | 23 | 16.5 | 19.5
11 | 13 | 2046 | 2046-11-13 | 20.2 | 10.9 | 12.3 | 14 | 17.4 | 11.8 | 16.5 | 11 | 13 | 2046 | 2046-11-13 | 31 | 14.5 | 15.5 | 20 | 23.5 | 16.5 | 20
11 | 14 | 2046 | 2046-11-14 | 21.3 | 13.6 | 14 | 14.8 | 17.7 | 13.1 | 17.6 | 11 | 14 | 2046 | 2046-11-14 | 19 | 12 | 12.5 | 10 | 10 | 7.5 | 9
11 | 15 | 2046 | 2046-11-15 | 23.6 | 13.3 | 14.8 | 15.8 | 19.3 | 14.6 | 18.9 | 11 | 15 | 2046 | 2046-11-15 | 17.5 | 8.5 | 8.5 | 7.5 | 6.5 | 6 | 11.5
11 | 16 | 2046 | 2046-11-16 | 22.7 | 13.5 | 14.9 | 17 | 19.3 | 15 | 19.5 | 11 | 16 | 2046 | 2046-11-16 | 21 | 11.5 | 13.5 | 10 | 19.5 | 8 | 9
11 | 17 | 2046 | 2046-11-17 | 23.8 | 14.7 | 16.3 | 17.7 | 21.1 | 16.5 | 21.1 | 11 | 17 | 2046 | 2046-11-17 | 22.5 | 16 | 17.5 | 17 | 14 | 13 | 16.5
11 | 18 | 2046 | 2046-11-18 | 24.2 | 14.3 | 15.1 | 17.9 | 20.5 | 15.6 | 20.9 | 11 | 18 | 2046 | 2046-11-18 | 23 | 20.5 | 22.5 | 21 | 22 | 17.5 | 22.5
11 | 19 | 2046 | 2046-11-19 | 25.1 | 15.2 | 15.7 | 18.2 | 19.3 | 17.3 | 20.2 | 11 | 19 | 2046 | 2046-11-19 | 33.5 | 27.5 | 20 | 22.5 | 26.5 | 18 | 25
11 | 20 | 2046 | 2046-11-20 | 24.7 | 14.1 | 14.3 | 16.4 | 18.8 | 15.2 | 18.6 | 11 | 20 | 2046 | 2046-11-20 | 31.5 | 29 | 24.5 | 23.5 | 26 | 22 | 24.5
11 | 21 | 2046 | 2046-11-21 | 22.6 | 13.2 | 14.4 | 14.5 | 18.7 | 12.8 | 18.8 | 11 | 21 | 2046 | 2046-11-21 | 33 | 32 | 27 | 30 | 28 | 27 | 26.5
11 | 22 | 2046 | 2046-11-22 | 21.8 | 12.9 | 14.4 | 13.6 | 17.1 | 12.5 | 18.3 | 11 | 22 | 2046 | 2046-11-22 | 32.5 | 38 | 33.5 | 32 | 28 | 32 | 35.5
11 | 23 | 2046 | 2046-11-23 | 20 | 11.9 | 13.4 | 14 | 16.1 | 12.1 | 18.8 | 11 | 23 | 2046 | 2046-11-23 | 42.5 | 40.5 | 39.5 | 48.5 | 49 | 50 | 51.5
11 | 24 | 2046 | 2046-11-24 | 23.3 | 13.2 | 14.6 | 14.7 | 17.9 | 13 | 19.5 | 11 | 24 | 2046 | 2046-11-24 | 58 | 39.5 | 38.5 | 56 | 49.5 | 51 | 57.5
11 | 25 | 2046 | 2046-11-25 | 23.5 | 14.1 | 15.1 | 16.2 | 17.9 | 14.9 | 20.5 | 11 | 25 | 2046 | 2046-11-25 | 52 | 30 | 28 | 46.5 | 37 | 46.5 | 46
11 | 26 | 2046 | 2046-11-26 | 24 | 14.8 | 15.3 | 15.4 | 20.1 | 15.3 | 20.1 | 11 | 26 | 2046 | 2046-11-26 | 39.5 | 19 | 20 | 33.5 | 23 | 33.5 | 40
11 | 27 | 2046 | 2046-11-27 | 25.8 | 14.6 | 16.1 | 17.5 | 21.5 | 15.8 | 21.8 | 11 | 27 | 2046 | 2046-11-27 | 40.5 | 22 | 25.5 | 30 | 26 | 30 | 31
11 | 28 | 2046 | 2046-11-28 | 27.7 | 15.1 | 15.9 | 18.4 | 20.4 | 16 | 22.2 | 11 | 28 | 2046 | 2046-11-28 | 40.5 | 22.5 | 26.5 | 31 | 28.5 | 29 | 34.5
11 | 29 | 2046 | 2046-11-29 | 26.4 | 15.6 | 16.7 | 17.9 | 22.1 | 17.9 | 22.5 | 11 | 29 | 2046 | 2046-11-29 | 44.5 | 21.5 | 24.5 | 36 | 33.5 | 33.5 | 37.5
11 | 30 | 2046 | 2046-11-30 | 27 | 15.5 | 16.1 | 19.4 | 21.4 | 18.3 | 22.8 | 11 | 30 | 2046 | 2046-11-30 | 37 | 12 | 19 | 21 | 22.5 | 24.5 | 33.5
12 | 1 | 2046 | 2046-12-01 | 26.2 | 15.9 | 15.9 | 18.9 | 21.1 | 18.2 | 23.7 | 12 | 1 | 2046 | 2046-12-01 | 33 | 17.5 | 21.5 | 21.5 | 20.5 | 21 | 29
12 | 2 | 2046 | 2046-12-02 | 28.6 | 15.8 | 16.1 | 19.1 | 23.3 | 17.8 | 24.4 | 12 | 2 | 2046 | 2046-12-02 | 30 | 23 | 23.5 | 27.5 | 27 | 26.5 | 27.5
12 | 3 | 2046 | 2046-12-03 | 27.4 | 15.6 | 17.5 | 19.3 | 23 | 18.1 | 24.4 | 12 | 3 | 2046 | 2046-12-03 | 42 | 20.5 | 21.5 | 31 | 31 | 27.5 | 32.5
12 | 4 | 2046 | 2046-12-04 | 26.9 | 16.8 | 17.6 | 20 | 22.1 | 17.1 | 24.6 | 12 | 4 | 2046 | 2046-12-04 | 43.5 | 20.5 | 20.5 | 32 | 33 | 30 | 27
12 | 5 | 2046 | 2046-12-05 | 26.9 | 17 | 17.5 | 19.8 | 23.6 | 18.7 | 24.8 | 12 | 5 | 2046 | 2046-12-05 | 27 | 20 | 21 | 31.5 | 34 | 30 | 27
12 | 6 | 2046 | 2046-12-06 | 27.8 | 16.5 | 18.1 | 19.8 | 23.2 | 19 | 24.5 | 12 | 6 | 2046 | 2046-12-06 | 26 | 22 | 20.5 | 31.5 | 31.5 | 29 | 28
12 | 7 | 2046 | 2046-12-07 | 27.9 | 17 | 18 | 20.5 | 23.4 | 19.2 | 24.8 | 12 | 7 | 2046 | 2046-12-07 | 26 | 11 | 15.5 | 32.5 | 33 | 30 | 26.5
12 | 8 | 2046 | 2046-12-08 | 27.8 | 15.4 | 16.8 | 19.7 | 22.3 | 19 | 24.3 | 12 | 8 | 2046 | 2046-12-08 | 25.5 | 10.5 | 12.5 | 25 | 24 | 21 | 28
12 | 9 | 2046 | 2046-12-09 | 26.7 | 15.4 | 17.1 | 18.5 | 20.8 | 18.5 | 23.5 | 12 | 9 | 2046 | 2046-12-09 | 28.5 | 13 | 15.5 | 13.5 | 15.5 | 10 | 26
12 | 10 | 2046 | 2046-12-10 | 26.1 | 16.2 | 16.9 | 17.9 | 21 | 17.6 | 23.2 | 12 | 10 | 2046 | 2046-12-10 | 27 | 14 | 18.5 | 19.5 | 23.5 | 16.5 | 23.5
12 | 11 | 2046 | 2046-12-11 | 26.2 | 15.2 | 16.1 | 17.9 | 21.2 | 17.4 | 24.1 | 12 | 11 | 2046 | 2046-12-11 | 30.5 | 18.5 | 19 | 23 | 19 | 23.5 | 29.5
12 | 12 | 2046 | 2046-12-12 | 26.7 | 14.6 | 15.9 | 17.9 | 21.2 | 17 | 23.5 | 12 | 12 | 2046 | 2046-12-12 | 24.5 | 11.5 | 9 | 13.5 | 8 | 12 | 22
12 | 13 | 2046 | 2046-12-13 | 26.9 | 15.2 | 16.1 | 17.4 | 20.9 | 17.2 | 23.5 | 12 | 13 | 2046 | 2046-12-13 | 22.5 | 10.5 | 11 | 7 | 10 | 3.5 | 24
12 | 14 | 2046 | 2046-12-14 | 27 | 16.1 | 17.2 | 18.3 | 23 | 17.9 | 23.6 | 12 | 14 | 2046 | 2046-12-14 | 25 | 15 | 18 | 16 | 22 | 11 | 23.5
12 | 15 | 2046 | 2046-12-15 | 27.1 | 16.1 | 16.9 | 17.3 | 23.1 | 16.5 | 25.2 | 12 | 15 | 2046 | 2046-12-15 | 29.5 | 17.5 | 20.5 | 22 | 32.5 | 20.5 | 31.5
12 | 16 | 2046 | 2046-12-16 | 27 | 16.3 | 16.6 | 17.5 | 22.7 | 17.1 | 24 | 12 | 16 | 2046 | 2046-12-16 | 36 | 19 | 22.5 | 22.5 | 32.5 | 22 | 28
12 | 17 | 2046 | 2046-12-17 | 27.4 | 14.7 | 15.9 | 18.3 | 23 | 16.9 | 23.5 | 12 | 17 | 2046 | 2046-12-17 | 34.5 | 19.5 | 24 | 26.5 | 33 | 30.5 | 28
12 | 18 | 2046 | 2046-12-18 | 28 | 14.9 | 15.2 | 18.4 | 22.1 | 17.6 | 23.2 | 12 | 18 | 2046 | 2046-12-18 | 32 | 21.5 | 22.5 | 31 | 31 | 32.5 | 29.5
12 | 19 | 2046 | 2046-12-19 | 29.3 | 15.3 | 16.6 | 19.9 | 23.1 | 17.6 | 24.6 | 12 | 19 | 2046 | 2046-12-19 | 31.5 | 21.5 | 22.5 | 33 | 33.5 | 33 | 27.5
12 | 20 | 2046 | 2046-12-20 | 30.4 | 17.7 | 18.2 | 21.3 | 23.4 | 20.3 | 26.3 | 12 | 20 | 2046 | 2046-12-20 | 30 | 18 | 24.5 | 30 | 30.5 | 34 | 28.5
12 | 21 | 2046 | 2046-12-21 | 68.81 | 41.69 | 40.78 | 58.15 | 59.53 | 60.73 | 56.55 | 12 | 21 | 2046 | 2046-12-21 | 31 | 15 | 20.5 | 29 | 25 | 30.5 | 26
12 | 22 | 2046 | 2046-12-22 | 28.6 | 16.5 | 16.7 | 21.3 | 25.3 | 21.3 | 23.4 | 12 | 22 | 2046 | 2046-12-22 | 31 | 11 | 21.5 | 27 | 25.5 | 35.5 | 29.5
12 | 23 | 2046 | 2046-12-23 | 30.9 | 16.2 | 17.6 | 22.6 | 26 | 19.7 | 26.5 | 12 | 23 | 2046 | 2046-12-23 | 33 | 10 | 22.5 | 29.5 | 27 | 27.5 | 25
12 | 24 | 2046 | 2046-12-24 | 31.9 | 19.6 | 19.5 | 23.6 | 26 | 23.1 | 26.6 | 12 | 24 | 2046 | 2046-12-24 | 26 | 6.5 | 17 | 27.5 | 23 | 30 | 26
12 | 25 | 2046 | 2046-12-25 | 32.8 | 20.1 | 20 | 26.2 | 29.4 | 25 | 28 | 12 | 25 | 2046 | 2046-12-25 | 25 | 8.5 | 14.5 | 21.5 | 17.5 | 29.5 | 25.5
12 | 26 | 2046 | 2046-12-26 | 34.3 | 21.8 | 21.4 | 27.7 | 29.6 | 27 | 30.2 | 12 | 26 | 2046 | 2046-12-26 | 27.5 | 15 | 21.5 | 17.5 | 25 | 17.5 | 25.5
12 | 27 | 2046 | 2046-12-27 | 34.9 | 20.6 | 20.3 | 26.5 | 28.1 | 24.6 | 29.9 | 12 | 27 | 2046 | 2046-12-27 | 30 | 18.5 | 22.5 | 19.5 | 23.5 | 17.5 | 27
12 | 28 | 2046 | 2046-12-28 | 33.9 | 18.5 | 19.1 | 25.6 | 27.1 | 24.7 | 27.8 | 12 | 28 | 2046 | 2046-12-28 | 27 | 20 | 19 | 15 | 19 | 12.5 | 26.5
12 | 29 | 2046 | 2046-12-29 | 33 | 18.9 | 18.6 | 24.1 | 26.3 | 23.3 | 27.6 | 12 | 29 | 2046 | 2046-12-29 | 41 | 24 | 28 | 25 | 29 | 23 | 26.5
12 | 30 | 2046 | 2046-12-30 | 31.8 | 17.8 | 18.4 | 23.9 | 26.2 | 22.7 | 26.1 | 12 | 30 | 2046 | 2046-12-30 | 47.5 | 29.5 | 32.5 | 40.5 | 40.5 | 34.5 | 36.5
12 | 31 | 2046 | 2046-12-31 | 30.7 | 17.5 | 17.8 | 23.1 | 26.3 | 21.1 | 26.3 | 12 | 31 | 2046 | 2046-12-31 | 55 | 32.5 | 33 | 48 | 43 | 41.5 | 43
1 | 1 | 2047 | 2047-01-01 | 31.8 | 18.2 | 18.5 | 24.6 | 25.7 | 23.5 | 26.3 | 1 | 1 | 2047 | 2047-01-01 | 58 | 30.5 | 32.5 | 50.5 | 39.5 | 45 | 43.5
1 | 2 | 2047 | 2047-01-02 | 31.6 | 19.2 | 18.7 | 24.3 | 26.1 | 23.4 | 26.7 | 1 | 2 | 2047 | 2047-01-02 | 51.5 | 29 | 31 | 48 | 42.5 | 44.5 | 41
1 | 3 | 2047 | 2047-01-03 | 32.1 | 18.6 | 18.4 | 22.9 | 26.2 | 21.5 | 26.9 | 1 | 3 | 2047 | 2047-01-03 | 55 | 28.5 | 30 | 48.5 | 39 | 43.5 | 43.5
1 | 4 | 2047 | 2047-01-04 | 32.9 | 17.9 | 18.3 | 25 | 25.8 | 22.9 | 26.6 | 1 | 4 | 2047 | 2047-01-04 | 55.5 | 27.5 | 30.5 | 47 | 37 | 42 | 41.5
1 | 5 | 2047 | 2047-01-05 | 33.3 | 18.9 | 18.6 | 24.2 | 25.2 | 22.6 | 26.4 | 1 | 5 | 2047 | 2047-01-05 | 42.5 | 19 | 21.5 | 32.5 | 22 | 28 | 33
1 | 6 | 2047 | 2047-01-06 | 32.3 | 17.2 | 17.6 | 23.4 | 23.8 | 22.6 | 26.1 | 1 | 6 | 2047 | 2047-01-06 | 41 | 15.5 | 17 | 23.5 | 20 | 21.5 | 31
1 | 7 | 2047 | 2047-01-07 | 31.5 | 17.3 | 17.4 | 22.1 | 22.5 | 20.6 | 25.2 | 1 | 7 | 2047 | 2047-01-07 | 39.5 | 16.5 | 20 | 20.5 | 28 | 19.5 | 28
1 | 8 | 2047 | 2047-01-08 | 31.9 | 18.7 | 17.4 | 23.7 | 23.6 | 21.8 | 27 | 1 | 8 | 2047 | 2047-01-08 | 39.5 | 22 | 28.5 | 25 | 31.5 | 23 | 26.5
1 | 9 | 2047 | 2047-01-09 | 32.5 | 18.4 | 17.8 | 23.8 | 23.7 | 21.9 | 26.6 | 1 | 9 | 2047 | 2047-01-09 | 41 | 27.5 | 28.5 | 32 | 32.5 | 29 | 34
1 | 10 | 2047 | 2047-01-10 | 31.4 | 18.2 | 18.3 | 23.5 | 24.4 | 23.3 | 25.8 | 1 | 10 | 2047 | 2047-01-10 | 45.5 | 27.5 | 29 | 35 | 36 | 34 | 33.5
1 | 11 | 2047 | 2047-01-11 | 32.4 | 17.9 | 17.7 | 23 | 22.6 | 22.1 | 26 | 1 | 11 | 2047 | 2047-01-11 | 49 | 28 | 29.5 | 43.5 | 38.5 | 39.5 | 35.5
1 | 12 | 2047 | 2047-01-12 | 31.4 | 18 | 18.1 | 22.4 | 22.3 | 19.8 | 25.5 | 1 | 12 | 2047 | 2047-01-12 | 36.5 | 21 | 22 | 24.5 | 21 | 22.5 | 33
1 | 13 | 2047 | 2047-01-13 | 32.9 | 18.8 | 18 | 22.4 | 23.3 | 20.5 | 25.5 | 1 | 13 | 2047 | 2047-01-13 | 29 | 14 | 13.5 | 11 | 15 | 10 | 25.5
1 | 14 | 2047 | 2047-01-14 | 32.6 | 16.4 | 16.9 | 22.8 | 23.7 | 21 | 24.9 | 1 | 14 | 2047 | 2047-01-14 | 25.5 | 8.5 | 11 | 7.5 | 16.5 | 5 | 15
1 | 15 | 2047 | 2047-01-15 | 29.9 | 16.6 | 17 | 21.5 | 22.7 | 19.4 | 24.9 | 1 | 15 | 2047 | 2047-01-15 | 23.5 | 9 | 12 | 13 | 18.5 | 7 | 22
1 | 16 | 2047 | 2047-01-16 | 30.9 | 16.1 | 16.6 | 21.1 | 22.7 | 20.1 | 24.8 | 1 | 16 | 2047 | 2047-01-16 | 25 | 7.5 | 9 | 6.5 | 12 | 3 | 12
1 | 17 | 2047 | 2047-01-17 | 31.3 | 17.1 | 17.6 | 21.4 | 24.9 | 19.7 | 24.5 | 1 | 17 | 2047 | 2047-01-17 | 23 | 11.5 | 15.5 | 12 | 17.5 | 10.5 | 13.5
1 | 18 | 2047 | 2047-01-18 | 31.5 | 16.9 | 17.5 | 21.6 | 25.1 | 21.2 | 24.3 | 1 | 18 | 2047 | 2047-01-18 | 33.5 | 22 | 20.5 | 22.5 | 24 | 19 | 24
1 | 19 | 2047 | 2047-01-19 | 32.2 | 17.5 | 16.9 | 22.4 | 23.8 | 19.5 | 24.4 | 1 | 19 | 2047 | 2047-01-19 | 38.5 | 24 | 25 | 25 | 29 | 22.5 | 27
1 | 20 | 2047 | 2047-01-20 | 33.4 | 18.2 | 17 | 22.7 | 23.9 | 20.4 | 25.7 | 1 | 20 | 2047 | 2047-01-20 | 43.5 | 21.5 | 26.5 | 23 | 26.5 | 20.5 | 25.5
1 | 21 | 2047 | 2047-01-21 | 31.9 | 18.2 | 18.4 | 25 | 24.8 | 22.9 | 25.3 | 1 | 21 | 2047 | 2047-01-21 | 36 | 16.5 | 18 | 15 | 19 | 13 | 21.5
1 | 22 | 2047 | 2047-01-22 | 30.9 | 18.1 | 18.6 | 26.4 | 24.7 | 23.4 | 25.6 | 1 | 22 | 2047 | 2047-01-22 | 29.5 | 18.5 | 22.5 | 18 | 23 | 16 | 18
1 | 23 | 2047 | 2047-01-23 | 32.4 | 18.9 | 18.1 | 25 | 25.4 | 23.2 | 27.1 | 1 | 23 | 2047 | 2047-01-23 | 32.5 | 14.5 | 20 | 16 | 19.5 | 10.5 | 20.5
1 | 24 | 2047 | 2047-01-24 | 33.8 | 17.8 | 17.8 | 23.8 | 24.3 | 22.2 | 25.1 | 1 | 24 | 2047 | 2047-01-24 | 26.5 | 13.5 | 19 | 10 | 13.5 | 9 | 22
1 | 25 | 2047 | 2047-01-25 | 30.9 | 18.3 | 17.8 | 23.6 | 23.4 | 22.3 | 25.6 | 1 | 25 | 2047 | 2047-01-25 | 27.5 | 13.5 | 20 | 15 | 20 | 14.5 | 19
1 | 26 | 2047 | 2047-01-26 | 32.5 | 18.3 | 18.6 | 23.2 | 24.2 | 22 | 26.3 | 1 | 26 | 2047 | 2047-01-26 | 30.5 | 14 | 19 | 19.5 | 20.5 | 21.5 | 26
1 | 27 | 2047 | 2047-01-27 | 30 | 17.6 | 17.7 | 23.8 | 23.9 | 22.7 | 25.2 | 1 | 27 | 2047 | 2047-01-27 | 27.5 | 18 | 21 | 24.5 | 15 | 23.5 | 23.5
1 | 28 | 2047 | 2047-01-28 | 28 | 17.4 | 16.7 | 20.8 | 22 | 19.7 | 23.4 | 1 | 28 | 2047 | 2047-01-28 | 27.5 | 17.5 | 20 | 20 | 17 | 18 | 20
1 | 29 | 2047 | 2047-01-29 | 27.5 | 17 | 16.5 | 19.3 | 21 | 18.3 | 23.1 | 1 | 29 | 2047 | 2047-01-29 | 29 | 16.5 | 14.5 | 16.5 | 20.5 | 14 | 21
1 | 30 | 2047 | 2047-01-30 | 28 | 16.5 | 16.6 | 19.9 | 22.3 | 17.9 | 23.1 | 1 | 30 | 2047 | 2047-01-30 | 26.5 | 25 | 22.5 | 27 | 19.5 | 23.5 | 27
1 | 31 | 2047 | 2047-01-31 | 29.9 | 17.6 | 18 | 21.3 | 24.5 | 19.7 | 24.4 | 1 | 31 | 2047 | 2047-01-31 | 34 | 27 | 22.5 | 33 | 31 | 32 | 29
2 | 1 | 2047 | 2047-02-01 | 30.2 | 18.1 | 18.2 | 22.6 | 22.9 | 20.9 | 24.7 | 2 | 1 | 2047 | 2047-02-01 | 44 | 26.5 | 25 | 37.5 | 38 | 36 | 34
2 | 2 | 2047 | 2047-02-02 | 28.5 | 17 | 17.8 | 22.4 | 23 | 20.2 | 23.9 | 2 | 2 | 2047 | 2047-02-02 | 42.5 | 25.5 | 21.5 | 36 | 37.5 | 34.5 | 35
2 | 3 | 2047 | 2047-02-03 | 29 | 16.6 | 17.6 | 21.7 | 22.6 | 20.1 | 23.8 | 2 | 3 | 2047 | 2047-02-03 | 36.5 | 17 | 24.5 | 31.5 | 24 | 29.5 | 30.5
2 | 4 | 2047 | 2047-02-04 | 30.5 | 16.1 | 17.9 | 24.1 | 25.3 | 21 | 23.8 | 2 | 4 | 2047 | 2047-02-04 | 26.5 | 11 | 15.5 | 15.5 | 16.5 | 17 | 16.5
2 | 5 | 2047 | 2047-02-05 | 32 | 16.7 | 18.1 | 25.3 | 25 | 22.4 | 25.8 | 2 | 5 | 2047 | 2047-02-05 | 20.5 | 15.5 | 19 | 14.5 | 14 | 13.5 | 18.5
2 | 6 | 2047 | 2047-02-06 | 32 | 16.9 | 18.4 | 24.3 | 23.6 | 22.1 | 25 | 2 | 6 | 2047 | 2047-02-06 | 26 | 15.5 | 14.5 | 17 | 15 | 14 | 18
2 | 7 | 2047 | 2047-02-07 | 30.7 | 17.2 | 18.2 | 23.6 | 24.4 | 20.8 | 23.8 | 2 | 7 | 2047 | 2047-02-07 | 24 | 15.5 | 21 | 18 | 24 | 15.5 | 18
2 | 8 | 2047 | 2047-02-08 | 28.4 | 16 | 17.7 | 23.2 | 22.2 | 20.4 | 23.5 | 2 | 8 | 2047 | 2047-02-08 | 28.5 | 23 | 25 | 25.5 | 28.5 | 22.5 | 24
2 | 9 | 2047 | 2047-02-09 | 27.1 | 14.8 | 16.6 | 21.6 | 21.4 | 19.5 | 22.9 | 2 | 9 | 2047 | 2047-02-09 | 33 | 25 | 26 | 26 | 32.5 | 23 | 25.5
2 | 10 | 2047 | 2047-02-10 | 25.8 | 14.5 | 16 | 19.7 | 21.5 | 17.4 | 21.8 | 2 | 10 | 2047 | 2047-02-10 | 33.5 | 23.5 | 26 | 21.5 | 26 | 19.5 | 25
2 | 11 | 2047 | 2047-02-11 | 24.7 | 14.9 | 16.2 | 19.2 | 20.2 | 16.6 | 20.7 | 2 | 11 | 2047 | 2047-02-11 | 31 | 17.5 | 22 | 13 | 18 | 12 | 22
2 | 12 | 2047 | 2047-02-12 | 24.7 | 14.4 | 16.2 | 19 | 21.5 | 16.8 | 19.9 | 2 | 12 | 2047 | 2047-02-12 | 21 | 11.5 | 19.5 | 5.5 | 13 | 3 | 15.5
2 | 13 | 2047 | 2047-02-13 | 24.4 | 14.6 | 16.1 | 19.3 | 22.1 | 17.7 | 20.9 | 2 | 13 | 2047 | 2047-02-13 | 19.5 | 14 | 16.5 | 11.5 | 23 | 9 | 17.5
2 | 14 | 2047 | 2047-02-14 | 25.1 | 14.6 | 14.9 | 19.5 | 21.4 | 17.5 | 20.1 | 2 | 14 | 2047 | 2047-02-14 | 15 | 12.5 | 16 | 12 | 16 | 9.5 | 16
2 | 15 | 2047 | 2047-02-15 | 26.6 | 14.6 | 14.9 | 20.5 | 19.8 | 18.5 | 20.6 | 2 | 15 | 2047 | 2047-02-15 | 13.5 | 15 | 24.5 | 19.5 | 24.5 | 17.5 | 18.5
2 | 16 | 2047 | 2047-02-16 | 24.6 | 15.6 | 15.4 | 21.7 | 20.2 | 19.8 | 21.5 | 2 | 16 | 2047 | 2047-02-16 | 30.5 | 17 | 21.5 | 24.5 | 29 | 21.5 | 25
2 | 17 | 2047 | 2047-02-17 | 24.9 | 14.3 | 15.6 | 21.1 | 22.6 | 19.3 | 20.2 | 2 | 17 | 2047 | 2047-02-17 | 32.5 | 20 | 24.5 | 22 | 32 | 20 | 27.5
2 | 18 | 2047 | 2047-02-18 | 24.5 | 13.9 | 15.7 | 20 | 21.1 | 17.6 | 19.8 | 2 | 18 | 2047 | 2047-02-18 | 29 | 20 | 23.5 | 22.5 | 32 | 22 | 27
2 | 19 | 2047 | 2047-02-19 | 22.6 | 13.5 | 15 | 18.1 | 18.7 | 16.7 | 17.7 | 2 | 19 | 2047 | 2047-02-19 | 30.5 | 23 | 22.5 | 27 | 34.5 | 25.5 | 23.5
2 | 20 | 2047 | 2047-02-20 | 21.4 | 13.4 | 15 | 17.4 | 18.4 | 16 | 17.4 | 2 | 20 | 2047 | 2047-02-20 | 31.5 | 26 | 28 | 24 | 34 | 22 | 27.5
2 | 21 | 2047 | 2047-02-21 | 21.5 | 13.9 | 15.7 | 18.1 | 19.6 | 15.9 | 18.8 | 2 | 21 | 2047 | 2047-02-21 | 36 | 24.5 | 23.5 | 22 | 34 | 21 | 26
2 | 22 | 2047 | 2047-02-22 | 22.2 | 14.3 | 15.3 | 16.8 | 20.2 | 16.1 | 18.6 | 2 | 22 | 2047 | 2047-02-22 | 31.5 | 22 | 25 | 22 | 29 | 20 | 21.5
2 | 23 | 2047 | 2047-02-23 | 22 | 15.2 | 15.2 | 16.2 | 20 | 14.9 | 18.4 | 2 | 23 | 2047 | 2047-02-23 | 35 | 29 | 27.5 | 25 | 30.5 | 22.5 | 24
2 | 24 | 2047 | 2047-02-24 | 19.7 | 13.5 | 14.6 | 14.6 | 18 | 12.6 | 16.2 | 2 | 24 | 2047 | 2047-02-24 | 34 | 35 | 30.5 | 36 | 38.5 | 32.5 | 36
2 | 25 | 2047 | 2047-02-25 | 19.1 | 12.2 | 14.1 | 12.7 | 16.8 | 10.5 | 15.4 | 2 | 25 | 2047 | 2047-02-25 | 44.5 | 35.5 | 33.5 | 45 | 51 | 43.5 | 42.5
2 | 26 | 2047 | 2047-02-26 | 18 | 11.3 | 12.7 | 12.8 | 17.2 | 10.6 | 14.8 | 2 | 26 | 2047 | 2047-02-26 | 48.5 | 34 | 37 | 40.5 | 46.5 | 37 | 42.5
2 | 27 | 2047 | 2047-02-27 | 18.7 | 11 | 12.5 | 13.5 | 16 | 10.7 | 15.2 | 2 | 27 | 2047 | 2047-02-27 | 37 | 23 | 27.5 | 23 | 27 | 21 | 28.5
2 | 28 | 2047 | 2047-02-28 | 18.3 | 10.6 | 12.4 | 13.3 | 16.3 | 11.9 | 15.7 | 2 | 28 | 2047 | 2047-02-28 | 24 | 20.5 | 23.5 | 18 | 19.5 | 14.5 | 21.5
3 | 1 | 2047 | 2047-03-01 | 19.9 | 12.5 | 14.3 | 13 | 17.5 | 10.9 | 14 | 3 | 1 | 2047 | 2047-03-01 | 20 | 23 | 25.5 | 20.5 | 16 | 18 | 23.5
3 | 2 | 2047 | 2047-03-02 | 19.6 | 12.4 | 14.7 | 14.7 | 19 | 13.1 | 15.4 | 3 | 2 | 2047 | 2047-03-02 | 18.5 | 15 | 19.5 | 14 | 18.5 | 12 | 18
3 | 3 | 2047 | 2047-03-03 | 19.9 | 12.8 | 14.6 | 14.7 | 18.1 | 13.1 | 15.6 | 3 | 3 | 2047 | 2047-03-03 | 24.5 | 17.5 | 24.5 | 18 | 23 | 14.5 | 22
3 | 4 | 2047 | 2047-03-04 | 19.6 | 12.3 | 13.6 | 14.8 | 17.3 | 12.1 | 16.3 | 3 | 4 | 2047 | 2047-03-04 | 26.5 | 21.5 | 24.5 | 18.5 | 22.5 | 16.5 | 26.5
3 | 5 | 2047 | 2047-03-05 | 19.7 | 12.1 | 13.7 | 14.3 | 17.8 | 11.6 | 16.2 | 3 | 5 | 2047 | 2047-03-05 | 22.5 | 17.5 | 20 | 17 | 19 | 14 | 21.5
3 | 6 | 2047 | 2047-03-06 | 21.2 | 12 | 14 | 14.7 | 18.2 | 11.4 | 15.4 | 3 | 6 | 2047 | 2047-03-06 | 22.5 | 20.5 | 23.5 | 19 | 22 | 17 | 18.5
3 | 7 | 2047 | 2047-03-07 | 22.4 | 11.9 | 14.7 | 14.3 | 18.3 | 11.2 | 15.7 | 3 | 7 | 2047 | 2047-03-07 | 28 | 22.5 | 20.5 | 22.5 | 24 | 18.5 | 20.5
3 | 8 | 2047 | 2047-03-08 | 20.1 | 12.3 | 13.1 | 14.7 | 18.4 | 11.2 | 14.6 | 3 | 8 | 2047 | 2047-03-08 | 31 | 18.5 | 17 | 17 | 18.5 | 14.5 | 16.5
3 | 9 | 2047 | 2047-03-09 | 17.9 | 12.3 | 12.7 | 14.1 | 17.9 | 11.4 | 14.7 | 3 | 9 | 2047 | 2047-03-09 | 22.5 | 12.5 | 14.5 | 10 | 10.5 | 8 | 11
3 | 10 | 2047 | 2047-03-10 | 19.3 | 12 | 11.5 | 13.8 | 17 | 10.9 | 14.4 | 3 | 10 | 2047 | 2047-03-10 | 20.5 | 11.5 | 16.5 | 13.5 | 20.5 | 8 | 12
3 | 11 | 2047 | 2047-03-11 | 17.2 | 10.9 | 11.9 | 11.9 | 15.7 | 9.6 | 14.4 | 3 | 11 | 2047 | 2047-03-11 | 26.5 | 14 | 19 | 18 | 24 | 15 | 18
3 | 12 | 2047 | 2047-03-12 | 17.8 | 11.8 | 12.6 | 11.7 | 15.4 | 9.2 | 13.4 | 3 | 12 | 2047 | 2047-03-12 | 26 | 13.5 | 18 | 14 | 21 | 10.5 | 19.5
3 | 13 | 2047 | 2047-03-13 | 17.8 | 11.3 | 13.1 | 11.9 | 14.6 | 9.1 | 13.6 | 3 | 13 | 2047 | 2047-03-13 | 22 | 11 | 17.5 | 16 | 14 | 10 | 23
3 | 14 | 2047 | 2047-03-14 | 17.5 | 10.7 | 13.3 | 11.4 | 14.7 | 9 | 12.7 | 3 | 14 | 2047 | 2047-03-14 | 16.5 | 12 | 14.5 | 13.5 | 18 | 10 | 11
3 | 15 | 2047 | 2047-03-15 | 15.5 | 11 | 12.2 | 11.4 | 14.4 | 9.2 | 13.4 | 3 | 15 | 2047 | 2047-03-15 | 17.5 | 11 | 15.5 | 11.5 | 17.5 | 10 | 13
3 | 16 | 2047 | 2047-03-16 | 17.7 | 12 | 13.6 | 12.5 | 15.6 | 10 | 14.1 | 3 | 16 | 2047 | 2047-03-16 | 25.5 | 14.5 | 18.5 | 20.5 | 23.5 | 15 | 18
3 | 17 | 2047 | 2047-03-17 | 18.2 | 12 | 13.1 | 12.2 | 15.5 | 9.4 | 13.9 | 3 | 17 | 2047 | 2047-03-17 | 28.5 | 14.5 | 19 | 18.5 | 23 | 16.5 | 22
3 | 18 | 2047 | 2047-03-18 | 17.1 | 11.7 | 11.4 | 11.6 | 14.4 | 8.4 | 13 | 3 | 18 | 2047 | 2047-03-18 | 20 | 14.5 | 20.5 | 15 | 21.5 | 11 | 22.5
3 | 19 | 2047 | 2047-03-19 | 16.3 | 10.5 | 11.1 | 10.4 | 13.1 | 8.2 | 11.7 | 3 | 19 | 2047 | 2047-03-19 | 24.5 | 14.5 | 18 | 19 | 26 | 15.5 | 21
3 | 20 | 2047 | 2047-03-20 | 15.6 | 10.9 | 12.6 | 11 | 13.5 | 8.5 | 12.3 | 3 | 20 | 2047 | 2047-03-20 | 27.5 | 14.5 | 15.5 | 14 | 23.5 | 13.5 | 22
3 | 21 | 2047 | 2047-03-21 | 15.6 | 10.9 | 12.1 | 12 | 14.1 | 8.7 | 13.1 | 3 | 21 | 2047 | 2047-03-21 | 26 | 13 | 16.5 | 19.5 | 22 | 16.5 | 16
3 | 22 | 2047 | 2047-03-22 | 14 | 10.7 | 11.4 | 10.4 | 12.8 | 7.7 | 12.9 | 3 | 22 | 2047 | 2047-03-22 | 27 | 15.5 | 19 | 19.5 | 24 | 16 | 21
3 | 23 | 2047 | 2047-03-23 | 13.4 | 9.8 | 11.6 | 9.7 | 12.9 | 8.8 | 12.3 | 3 | 23 | 2047 | 2047-03-23 | 27.5 | 14.5 | 12.5 | 17.5 | 24 | 13 | 20
3 | 24 | 2047 | 2047-03-24 | 14.7 | 10.1 | 11.6 | 10.4 | 15 | 9 | 12.2 | 3 | 24 | 2047 | 2047-03-24 | 18.5 | 6 | 13 | 10 | 21.5 | 7 | 13
3 | 25 | 2047 | 2047-03-25 | 15.3 | 9.8 | 10.9 | 10.1 | 16.1 | 8.8 | 11.7 | 3 | 25 | 2047 | 2047-03-25 | 23.5 | 12.5 | 16 | 17 | 24 | 14.5 | 18.5
3 | 26 | 2047 | 2047-03-26 | 16.3 | 9.6 | 11.3 | 10.5 | 15.9 | 8.5 | 13.6 | 3 | 26 | 2047 | 2047-03-26 | 24 | 15 | 18 | 18.5 | 23.5 | 14 | 22.5
3 | 27 | 2047 | 2047-03-27 | 15.9 | 10.4 | 12.1 | 11.3 | 16.2 | 8.6 | 12.2 | 3 | 27 | 2047 | 2047-03-27 | 27.5 | 10.5 | 19 | 18 | 25 | 15 | 21
3 | 28 | 2047 | 2047-03-28 | 16.4 | 10.4 | 11.8 | 10.8 | 15.3 | 8.4 | 11.8 | 3 | 28 | 2047 | 2047-03-28 | 23.5 | 11 | 17.5 | 16.5 | 21.5 | 15 | 16
3 | 29 | 2047 | 2047-03-29 | 15.2 | 9.8 | 12.6 | 9.5 | 14.3 | 6.7 | 11.1 | 3 | 29 | 2047 | 2047-03-29 | 21 | 11.5 | 15.5 | 15 | 15.5 | 12.5 | 11
3 | 30 | 2047 | 2047-03-30 | 15.3 | 10 | 11.7 | 10.4 | 14.9 | 8.2 | 11.8 | 3 | 30 | 2047 | 2047-03-30 | 17 | 10 | 11 | 8 | 7 | 5.5 | 5.5
3 | 31 | 2047 | 2047-03-31 | 15.3 | 10.2 | 11.6 | 9.2 | 14.7 | 7.8 | 11.1 | 3 | 31 | 2047 | 2047-03-31 | 7 | 8 | 10 | 3 | 7.5 | 3 | 1.5
4 | 1 | 2047 | 2047-04-01 | 15.3 | 10.3 | 11.7 | 10.6 | 14.5 | 7.7 | 11.9 | 4 | 1 | 2047 | 2047-04-01 | 5 | 14.5 | 16.5 | 4 | 9 | 1.5 | 6
4 | 2 | 2047 | 2047-04-02 | 15 | 9.8 | 11.8 | 9.7 | 13.8 | 8.1 | 10.2 | 4 | 2 | 2047 | 2047-04-02 | 21.5 | 13.5 | 18 | 14.5 | 19 | 11 | 13
4 | 3 | 2047 | 2047-04-03 | 14.2 | 8.9 | 10.7 | 8.9 | 12.5 | 7.9 | 10.3 | 4 | 3 | 2047 | 2047-04-03 | 22.5 | 15 | 19 | 16 | 25.5 | 15 | 16.5
4 | 4 | 2047 | 2047-04-04 | 13.6 | 9.8 | 10.6 | 8.2 | 12 | 6.6 | 9.4 | 4 | 4 | 2047 | 2047-04-04 | 19 | 16.5 | 18 | 14.5 | 14 | 12.5 | 13.5
4 | 5 | 2047 | 2047-04-05 | 13 | 9.5 | 10.5 | 7.8 | 12.4 | 6.3 | 9 | 4 | 5 | 2047 | 2047-04-05 | 20.5 | 14.5 | 17.5 | 14.5 | 24 | 11.5 | 12
4 | 6 | 2047 | 2047-04-06 | 13.4 | 9.1 | 10.2 | 9.1 | 12.2 | 7 | 9.4 | 4 | 6 | 2047 | 2047-04-06 | 26.5 | 17.5 | 21 | 20.5 | 28 | 17.5 | 19
4 | 7 | 2047 | 2047-04-07 | 12.5 | 9.6 | 9.5 | 8.6 | 13.2 | 6.4 | 9.4 | 4 | 7 | 2047 | 2047-04-07 | 30 | 18.5 | 22.5 | 23 | 29.5 | 20.5 | 22.5
4 | 8 | 2047 | 2047-04-08 | 13 | 10.3 | 10.4 | 8.6 | 13.1 | 6.7 | 8.1 | 4 | 8 | 2047 | 2047-04-08 | 25.5 | 16.5 | 19 | 19.5 | 25 | 18.5 | 17
4 | 9 | 2047 | 2047-04-09 | 14 | 10.5 | 11 | 9.5 | 14.2 | 7.3 | 10.8 | 4 | 9 | 2047 | 2047-04-09 | 19.5 | 11.5 | 15 | 16.5 | 24.5 | 13 | 10
4 | 10 | 2047 | 2047-04-10 | 14.7 | 10 | 10.7 | 9.9 | 15 | 7.5 | 9.5 | 4 | 10 | 2047 | 2047-04-10 | 19 | 10 | 19 | 9 | 15 | 6.5 | 9
4 | 11 | 2047 | 2047-04-11 | 14 | 8.4 | 9.1 | 8.8 | 12.8 | 6.8 | 8.2 | 4 | 11 | 2047 | 2047-04-11 | 18.5 | 13.5 | 18 | 16 | 25 | 11.5 | 15.5
4 | 12 | 2047 | 2047-04-12 | 12.4 | 8 | 9 | 7.1 | 12.8 | 5 | 7.8 | 4 | 12 | 2047 | 2047-04-12 | 22.5 | 14.5 | 20 | 19 | 24 | 14 | 21
4 | 13 | 2047 | 2047-04-13 | 12.1 | 7.7 | 9 | 6.4 | 12.4 | 4.6 | 7.4 | 4 | 13 | 2047 | 2047-04-13 | 22 | 13 | 20 | 17.5 | 21.5 | 15 | 13.5
4 | 14 | 2047 | 2047-04-14 | 12.5 | 7.3 | 8.3 | 7 | 12.1 | 4.4 | 6.9 | 4 | 14 | 2047 | 2047-04-14 | 23 | 20.5 | 20.5 | 17 | 17 | 13.5 | 13.5
4 | 15 | 2047 | 2047-04-15 | 11.3 | 7 | 8.3 | 7.2 | 12.5 | 5 | 6.8 | 4 | 15 | 2047 | 2047-04-15 | 21.5 | 18 | 18 | 14.5 | 12.5 | 10.5 | 19.5
4 | 16 | 2047 | 2047-04-16 | 12 | 8.3 | 9.4 | 7.3 | 13 | 5 | 8.4 | 4 | 16 | 2047 | 2047-04-16 | 13 | 15 | 13 | 7 | 14.5 | 4.5 | 7.5
4 | 17 | 2047 | 2047-04-17 | 12.8 | 8.2 | 9.4 | 7.9 | 13.1 | 6 | 8.9 | 4 | 17 | 2047 | 2047-04-17 | 16.5 | 16.5 | 19 | 15 | 18.5 | 14.5 | 16.5
4 | 18 | 2047 | 2047-04-18 | 12.8 | 8.5 | 9 | 8.1 | 12.9 | 5.7 | 8.5 | 4 | 18 | 2047 | 2047-04-18 | 24.5 | 16 | 21 | 19.5 | 22 | 16.5 | 16.5
4 | 19 | 2047 | 2047-04-19 | 13.1 | 8.4 | 9.9 | 7.6 | 12.8 | 5.6 | 8.7 | 4 | 19 | 2047 | 2047-04-19 | 26.5 | 14 | 20.5 | 18 | 25 | 15.5 | 20.5
4 | 20 | 2047 | 2047-04-20 | 11.6 | 8 | 8.9 | 7.3 | 11.1 | 5.3 | 7.4 | 4 | 20 | 2047 | 2047-04-20 | 24.5 | 17 | 19 | 18 | 20 | 17.5 | 17.5
4 | 21 | 2047 | 2047-04-21 | 10.6 | 7.7 | 9 | 6.8 | 9.9 | 4.8 | 7.1 | 4 | 21 | 2047 | 2047-04-21 | 26 | 16 | 18 | 14.5 | 25 | 14.5 | 15.5
4 | 22 | 2047 | 2047-04-22 | 10.6 | 6.8 | 7.8 | 6.4 | 10.2 | 5.2 | 6.5 | 4 | 22 | 2047 | 2047-04-22 | 25 | 12.5 | 18 | 16 | 23.5 | 13.5 | 18
4 | 23 | 2047 | 2047-04-23 | 9.3 | 5.7 | 6.7 | 5 | 9.4 | 3.5 | 5.4 | 4 | 23 | 2047 | 2047-04-23 | 23.5 | 11.5 | 9 | 11.5 | 17 | 11 | 15.5
4 | 24 | 2047 | 2047-04-24 | 9.6 | 5.9 | 5.8 | 5.4 | 8.3 | 3.4 | 4.9 | 4 | 24 | 2047 | 2047-04-24 | 23 | 13 | 21.5 | 12.5 | 14.5 | 9 | 11.5
4 | 25 | 2047 | 2047-04-25 | 9.6 | 6.6 | 6.5 | 5.1 | 8.4 | 3.4 | 5.7 | 4 | 25 | 2047 | 2047-04-25 | 18.5 | 13 | 19 | 11.5 | 19 | 9.5 | 12
4 | 26 | 2047 | 2047-04-26 | 9.5 | 6.8 | 7.4 | 5.8 | 9.9 | 3.5 | 5.8 | 4 | 26 | 2047 | 2047-04-26 | 21 | 10 | 15.5 | 12 | 22.5 | 10 | 13.5
4 | 27 | 2047 | 2047-04-27 | 9.9 | 6.8 | 8.4 | 6.4 | 10.3 | 4.2 | 5.8 | 4 | 27 | 2047 | 2047-04-27 | 19.5 | 13.5 | 19 | 12.5 | 20.5 | 9.5 | 16.5
4 | 28 | 2047 | 2047-04-28 | 10.1 | 6.5 | 7.9 | 6 | 10.9 | 5.3 | 6.6 | 4 | 28 | 2047 | 2047-04-28 | 23 | 14 | 24.5 | 14 | 22 | 11 | 15
4 | 29 | 2047 | 2047-04-29 | 10.5 | 5.9 | 8.1 | 6.4 | 10.9 | 3.9 | 6.2 | 4 | 29 | 2047 | 2047-04-29 | 21 | 14.5 | 25 | 15 | 21.5 | 15 | 14.5
4 | 30 | 2047 | 2047-04-30 | 11.6 | 6.5 | 8.8 | 6.2 | 11.9 | 4.6 | 6.6 | 4 | 30 | 2047 | 2047-04-30 | 17.5 | 10.5 | 15 | 12 | 21.5 | 10 | 14
5 | 1 | 2047 | 2047-05-01 | 12 | 5.6 | 8.4 | 6.5 | 11 | 4.5 | 7.5 | 5 | 1 | 2047 | 2047-05-01 | 19.5 | 12 | 12.5 | 12 | 16.5 | 7 | 12.5
5 | 2 | 2047 | 2047-05-02 | 11.2 | 6.1 | 7.3 | 6.2 | 10.2 | 4.3 | 6.8 | 5 | 2 | 2047 | 2047-05-02 | 16 | 12 | 17 | 11.5 | 12.5 | 7.5 | 10.5
5 | 3 | 2047 | 2047-05-03 | 10.7 | 5.6 | 6.8 | 5.7 | 9.6 | 3.3 | 5.7 | 5 | 3 | 2047 | 2047-05-03 | 20 | 9.5 | 14.5 | 14 | 16.5 | 11 | 6
5 | 4 | 2047 | 2047-05-04 | 9.1 | 5.3 | 6.5 | 4.3 | 8.9 | 2.9 | 5 | 5 | 4 | 2047 | 2047-05-04 | 18 | 8.5 | 11.5 | 10 | 11 | 7 | 11.5
5 | 5 | 2047 | 2047-05-05 | 8.3 | 4.9 | 6.4 | 3.8 | 7.4 | 2.7 | 4.5 | 5 | 5 | 2047 | 2047-05-05 | 7 | 9.5 | 10 | 5 | 10 | 2.5 | 5.5
5 | 6 | 2047 | 2047-05-06 | 8.9 | 5.3 | 7.6 | 4.8 | 9.3 | 3.3 | 5.6 | 5 | 6 | 2047 | 2047-05-06 | 12.5 | 10 | 11.5 | 7.5 | 9.5 | 6 | 5
5 | 7 | 2047 | 2047-05-07 | 10 | 5.9 | 7.4 | 5.2 | 11.1 | 3.9 | 5.5 | 5 | 7 | 2047 | 2047-05-07 | 9 | 9.5 | 10 | 8.5 | 15.5 | 6 | 10
5 | 8 | 2047 | 2047-05-08 | 8.4 | 5.1 | 7.5 | 4.5 | 11 | 3.3 | 5.1 | 5 | 8 | 2047 | 2047-05-08 | 18 | 11.5 | 11 | 10.5 | 18 | 8 | 14
5 | 9 | 2047 | 2047-05-09 | 7.7 | 4.7 | 6.8 | 3.4 | 9.7 | 2.6 | 4.7 | 5 | 9 | 2047 | 2047-05-09 | 19.5 | 6.5 | 10 | 10.5 | 15 | 7.5 | 0
5 | 10 | 2047 | 2047-05-10 | 8.6 | 5.1 | 6.9 | 4.8 | 9.4 | 3.1 | 5.1 | 5 | 10 | 2047 | 2047-05-10 | 5 | 6 | 7 | 4.5 | 11 | 3 | 0.5
5 | 11 | 2047 | 2047-05-11 | 7.9 | 5.2 | 6.9 | 4.3 | 8.5 | 2.9 | 4.4 | 5 | 11 | 2047 | 2047-05-11 | 8.5 | 11 | 14.5 | 0 | 4.5 | 0 | 0.5
5 | 12 | 2047 | 2047-05-12 | 8 | 4.4 | 6 | 3.1 | 7.8 | 2.6 | 4.4 | 5 | 12 | 2047 | 2047-05-12 | 12 | 11 | 12 | 7.5 | 9.5 | 7.5 | 9.5
5 | 13 | 2047 | 2047-05-13 | 7.2 | 3.7 | 5.1 | 3 | 7 | 2.3 | 3.4 | 5 | 13 | 2047 | 2047-05-13 | 1.5 | 6 | 9 | 4 | 12 | 0 | 4
5 | 14 | 2047 | 2047-05-14 | 7.2 | 3 | 4.5 | 2.5 | 8 | 1.8 | 3.1 | 5 | 14 | 2047 | 2047-05-14 | 0 | 5 | 6.5 | 0 | 8.5 | 0 | 0
5 | 15 | 2047 | 2047-05-15 | 8.1 | 3.3 | 5.7 | 3.7 | 8.1 | 2.1 | 4 | 5 | 15 | 2047 | 2047-05-15 | 15.5 | 9 | 12.5 | 9.5 | 14 | 5 | 4.5
5 | 16 | 2047 | 2047-05-16 | 6.6 | 3.8 | 5.3 | 3.2 | 7.4 | 2.3 | 3.8 | 5 | 16 | 2047 | 2047-05-16 | 18.5 | 8.5 | 13 | 9 | 16 | 8.5 | 8.5
5 | 17 | 2047 | 2047-05-17 | 6 | 3.1 | 4.4 | 2.6 | 6.3 | 2.6 | 3.3 | 5 | 17 | 2047 | 2047-05-17 | 20.5 | 9 | 11.5 | 12.5 | 17 | 8.5 | 11.5
5 | 18 | 2047 | 2047-05-18 | 5.1 | 2.6 | 3.5 | 1.9 | 5.2 | 1.7 | 1.8 | 5 | 18 | 2047 | 2047-05-18 | 13 | 9.5 | 10 | 7 | 12.5 | 4.5 | 3.5
5 | 19 | 2047 | 2047-05-19 | 4.1 | 2.6 | 3.1 | 1.2 | 4.5 | 1 | 1.7 | 5 | 19 | 2047 | 2047-05-19 | 6 | 7 | 9.5 | 3 | 11 | 0 | 0
5 | 20 | 2047 | 2047-05-20 | 3.6 | 1.6 | 3.1 | 1 | 3.4 | 0.4 | 0.7 | 5 | 20 | 2047 | 2047-05-20 | 2 | 7 | 8 | 0 | 7.5 | 0 | 0
5 | 21 | 2047 | 2047-05-21 | 4.5 | 2.3 | 3.3 | 1.3 | 4.9 | 1.4 | 1.8 | 5 | 21 | 2047 | 2047-05-21 | 9.5 | 7.5 | 11 | 3.5 | 6.5 | 0 | 2.5
5 | 22 | 2047 | 2047-05-22 | 4.6 | 2.7 | 3.2 | 1.7 | 5.7 | 1.1 | 2.1 | 5 | 22 | 2047 | 2047-05-22 | 7 | 6 | 10 | 6 | 11.5 | 2 | 4.5
5 | 23 | 2047 | 2047-05-23 | 5.7 | 3.3 | 4.4 | 2.4 | 6.3 | 1.7 | 2.1 | 5 | 23 | 2047 | 2047-05-23 | 15 | 8 | 12.5 | 11.5 | 16.5 | 10 | 3
5 | 24 | 2047 | 2047-05-24 | 6.5 | 2.8 | 3.8 | 2.5 | 6.1 | 1.4 | 2.1 | 5 | 24 | 2047 | 2047-05-24 | 12 | 3.5 | 6.5 | 2.5 | 11 | 1.5 | 4
5 | 25 | 2047 | 2047-05-25 | 5.2 | 2.5 | 3.5 | 1.5 | 5 | 0.6 | 1 | 5 | 25 | 2047 | 2047-05-25 | 10.5 | 7 | 10.5 | 7 | 14 | 5 | 7
5 | 26 | 2047 | 2047-05-26 | 4.2 | 3.1 | 4.2 | 1.5 | 5.7 | 1 | 1.7 | 5 | 26 | 2047 | 2047-05-26 | 17 | 6.5 | 11.5 | 9 | 19 | 6 | 7
5 | 27 | 2047 | 2047-05-27 | 4.7 | 3 | 4.1 | 1.9 | 5.8 | 1.1 | 2.7 | 5 | 27 | 2047 | 2047-05-27 | 16 | 6.5 | 11 | 9 | 14 | 5 | 7.5
5 | 28 | 2047 | 2047-05-28 | 4.9 | 2.2 | 3.4 | 1.7 | 5.6 | 1.1 | 1.6 | 5 | 28 | 2047 | 2047-05-28 | 18 | 6 | 11.5 | 12 | 18 | 7.5 | 11.5
5 | 29 | 2047 | 2047-05-29 | 4.3 | 2.2 | 3.4 | 1.1 | 5.1 | 0.7 | 1.3 | 5 | 29 | 2047 | 2047-05-29 | 11.5 | 6.5 | 12.5 | 6.5 | 17 | 5.5 | 0
5 | 30 | 2047 | 2047-05-30 | 3.7 | 1.7 | 2.6 | 0.9 | 3.9 | 0.4 | 0.9 | 5 | 30 | 2047 | 2047-05-30 | 11 | 3.5 | 9.5 | 5 | 16 | 3 | 5.5
5 | 31 | 2047 | 2047-05-31 | 2.1 | 1.7 | 2.2 | 0.2 | 2.4 | 0.2 | 0.2 | 5 | 31 | 2047 | 2047-05-31 | 8 | 3 | 7 | 0.5 | 9.5 | 0 | 0
6 | 1 | 2047 | 2047-06-01 | 2.9 | 1.9 | 1.6 | 0.7 | 3.4 | 0 | 0.7 | 6 | 1 | 2047 | 2047-06-01 | 11 | 4 | 7.5 | 6.5 | 14 | 2 | 3.5
6 | 2 | 2047 | 2047-06-02 | 4.1 | 2 | 2.2 | 0.9 | 4.6 | 0.7 | 0.8 | 6 | 2 | 2047 | 2047-06-02 | 16.5 | 7 | 7 | 8.5 | 13.5 | 8 | 1
6 | 3 | 2047 | 2047-06-03 | 3.8 | 2.2 | 1.6 | 0.8 | 4.3 | 0.8 | 0.8 | 6 | 3 | 2047 | 2047-06-03 | 12 | 0 | 6.5 | 4.5 | 11 | 1 | 6
6 | 4 | 2047 | 2047-06-04 | 4.9 | 1.7 | 1.6 | 0.9 | 3.4 | 1 | 0.7 | 6 | 4 | 2047 | 2047-06-04 | 7 | 2 | 0 | 0 | 0 | 0 | 0
6 | 5 | 2047 | 2047-06-05 | 3.8 | 1 | 1.6 | 1.1 | 3.8 | 0.9 | 1 | 6 | 5 | 2047 | 2047-06-05 | 1 | 0.5 | 0 | 0 | 0 | 0 | 0
6 | 6 | 2047 | 2047-06-06 | 4 | 0.9 | 1.3 | 0.8 | 4.1 | 0.4 | 0.5 | 6 | 6 | 2047 | 2047-06-06 | 5 | 0 | 0 | 0 | 5 | 0 | 0
6 | 7 | 2047 | 2047-06-07 | 4.6 | 0.8 | 1.5 | 1.1 | 3.6 | 0.5 | 0.7 | 6 | 7 | 2047 | 2047-06-07 | 2.5 | 2.5 | 6.5 | 2 | 8.5 | 0 | 0
6 | 8 | 2047 | 2047-06-08 | 3.2 | 1.5 | 1.5 | 0.6 | 3.5 | 0.4 | 0.8 | 6 | 8 | 2047 | 2047-06-08 | 13 | 2 | 6.5 | 8.5 | 14 | 6 | 2.5
6 | 9 | 2047 | 2047-06-09 | 2.9 | 0.9 | 1.6 | 0.5 | 3 | 0.3 | 0.6 | 6 | 9 | 2047 | 2047-06-09 | 8 | 0.5 | 5.5 | 4.5 | 7.5 | 0.5 | 0.5
6 | 10 | 2047 | 2047-06-10 | 3.1 | 1.2 | 1.7 | 1.1 | 3.9 | 0.3 | 0.5 | 6 | 10 | 2047 | 2047-06-10 | 10.5 | 2 | 5.5 | 0.5 | 0.5 | 0 | 0
6 | 11 | 2047 | 2047-06-11 | 3.5 | 0.9 | 1.4 | 0.7 | 3.2 | 0 | 0.3 | 6 | 11 | 2047 | 2047-06-11 | 9.5 | 1 | 5.5 | 2 | 4.5 | 0 | 0
6 | 12 | 2047 | 2047-06-12 | 2.8 | 1.6 | 1.5 | 0.3 | 2.8 | 0 | 0.2 | 6 | 12 | 2047 | 2047-06-12 | 5 | 0 | 7.5 | 0 | 7.5 | 0 | 1
6 | 13 | 2047 | 2047-06-13 | 3.1 | 0.9 | 0.9 | 0.3 | 2.5 | 0.6 | 0.4 | 6 | 13 | 2047 | 2047-06-13 | 0.5 | 2.5 | 5 | 0 | 3.5 | 0 | 0
6 | 14 | 2047 | 2047-06-14 | 2.7 | 0.9 | 1.3 | 0.3 | 2.5 | 0.2 | 0.5 | 6 | 14 | 2047 | 2047-06-14 | 4.5 | 4 | 7.5 | 0 | 4.5 | 0 | 0
6 | 15 | 2047 | 2047-06-15 | 1.9 | 1 | 1.4 | 0.2 | 2.6 | 0.3 | 0.3 | 6 | 15 | 2047 | 2047-06-15 | 10.5 | 3 | 9 | 3.5 | 7 | 0 | 2.5
6 | 16 | 2047 | 2047-06-16 | 2.1 | 0.8 | 1.3 | 0.4 | 2.2 | 0.5 | 0.3 | 6 | 16 | 2047 | 2047-06-16 | 9.5 | 2.5 | 9.5 | 3.5 | 9.5 | 0 | 5
6 | 17 | 2047 | 2047-06-17 | 0.9 | 0.6 | 0.9 | 0.3 | 1.7 | 0.2 | 0.4 | 6 | 17 | 2047 | 2047-06-17 | 6.5 | 0.5 | 6.5 | 1.5 | 4.5 | 0 | 0
6 | 18 | 2047 | 2047-06-18 | 1.8 | 0.5 | 1 | 0.1 | 1.6 | 0 | 0.4 | 6 | 18 | 2047 | 2047-06-18 | 9 | 2.5 | 6.5 | 0.5 | 6 | 0 | 0
6 | 19 | 2047 | 2047-06-19 | 1.3 | 0.7 | 0.6 | 0 | 0.9 | 0 | 0.4 | 6 | 19 | 2047 | 2047-06-19 | 5 | 2 | 4.5 | 0 | 4 | 0 | 0
6 | 20 | 2047 | 2047-06-20 | 0.5 | 0.6 | 0.4 | 0 | 1.1 | 0 | 0.1 | 6 | 20 | 2047 | 2047-06-20 | 2.5 | 0 | 4 | 0 | 0 | 0 | 0
6 | 21 | 2047 | 2047-06-21 | 1.1 | 0.4 | 0.3 | 0 | 1.4 | 0 | 0.1 | 6 | 21 | 2047 | 2047-06-21 | 0 | 0 | 0 | 0 | 0 | 0 | 0
6 | 22 | 2047 | 2047-06-22 | 0.7 | 0.7 | 1 | 0 | 1.5 | 0 | 0 | 6 | 22 | 2047 | 2047-06-22 | 0 | 0.5 | 2 | 0 | 0 | 0 | 0
6 | 23 | 2047 | 2047-06-23 | 0.7 | 0.9 | 1.1 | 0 | 1.9 | 0 | 0 | 6 | 23 | 2047 | 2047-06-23 | 2 | 2.5 | 5.5 | 0 | 4 | 0 | 0
6 | 24 | 2047 | 2047-06-24 | 1.3 | 0.3 | 0.7 | 0.2 | 1.7 | 0.3 | 0.1 | 6 | 24 | 2047 | 2047-06-24 | 7.5 | 1.5 | 4.5 | 2.5 | 8.5 | 0 | 1
6 | 25 | 2047 | 2047-06-25 | 1.1 | 0.4 | 0.4 | 0.2 | 1.1 | 0 | 0.2 | 6 | 25 | 2047 | 2047-06-25 | 5 | 2 | 3.5 | 0.5 | 6 | 0 | 2
6 | 26 | 2047 | 2047-06-26 | 0.4 | 0.1 | 0.4 | 0.1 | 1 | 0.1 | 0.2 | 6 | 26 | 2047 | 2047-06-26 | 4.5 | 3.5 | 4.5 | 0 | 3 | 0 | 0
6 | 27 | 2047 | 2047-06-27 | 0 | 0.2 | 0.2 | 0 | 0.2 | 0 | 0 | 6 | 27 | 2047 | 2047-06-27 | 0 | 0 | 0 | 0 | 0 | 0 | 0
6 | 28 | 2047 | 2047-06-28 | 0 | 0.2 | 0.5 | 0 | 0.7 | 0 | 0 | 6 | 28 | 2047 | 2047-06-28 | 0 | 0 | 0 | 0 | 0 | 0 | 0
6 | 29 | 2047 | 2047-06-29 | 0.5 | 0.2 | 0.5 | 0 | 0.8 | 0 | 0 | 6 | 29 | 2047 | 2047-06-29 | 0 | 1 | 2 | 0 | 0 | 0 | 0
6 | 30 | 2047 | 2047-06-30 | 0.5 | 0.4 | 0.1 | 0.1 | 0.5 | 0.1 | 0 | 6 | 30 | 2047 | 2047-06-30 | 1.5 | 2.5 | 4 | 0 | 7 | 0 | 0
7 | 1 | 2047 | 2047-07-01 | 0.2 | 0.1 | 0.3 | 0 | 0.8 | 0 | 0 | 7 | 1 | 2047 | 2047-07-01 | 3 | 0 | 4.5 | 0 | 2.5 | 0 | 0
7 | 2 | 2047 | 2047-07-02 | 0.1 | 0.2 | 0.1 | 0 | 0.8 | 0 | 0.1 | 7 | 2 | 2047 | 2047-07-02 | 0 | 0 | 0 | 0 | 0 | 0 | 0
7 | 3 | 2047 | 2047-07-03 | 0.2 | 0.1 | 0.1 | 0 | 0.5 | 0 | 0 | 7 | 3 | 2047 | 2047-07-03 | 0 | 1 | 0 | 0 | 0 | 0 | 0
7 | 4 | 2047 | 2047-07-04 | 0.2 | 0.1 | 0.2 | 0.1 | 0.3 | 0.1 | 0 | 7 | 4 | 2047 | 2047-07-04 | 0 | 0.5 | 2 | 0 | 0 | 0 | 0
7 | 5 | 2047 | 2047-07-05 | 0.3 | 0.2 | 0.3 | 0 | 0.3 | 0 | 0 | 7 | 5 | 2047 | 2047-07-05 | 0 | 0 | 0 | 0 | 0 | 0 | 0
7 | 6 | 2047 | 2047-07-06 | 0.1 | 0.1 | 0 | 0 | 0.2 | 0 | 0 | 7 | 6 | 2047 | 2047-07-06 | 0 | 0 | 0 | 0 | 0 | 0 | 0
7 | 7 | 2047 | 2047-07-07 | 0 | 0 | 0 | 0 | 0 | 0 | 0 | 7 | 7 | 2047 | 2047-07-07 | 0 | 0 | 1 | 0 | 0 | 0 | 0
7 | 8 | 2047 | 2047-07-08 | 0 | 0 | 0 | 0 | 0 | 0 | 0 | 7 | 8 | 2047 | 2047-07-08 | 3 | 3 | 5 | 0 | 3 | 0 | 0
7 | 9 | 2047 | 2047-07-09 | 0 | 0 | 0 | 0 | 0 | 0 | 0 | 7 | 9 | 2047 | 2047-07-09 | 2.5 | 3.5 | 2.5 | 0 | 1 | 0 | 0
7 | 10 | 2047 | 2047-07-10 | 0.1 | 0.1 | 0 | 0 | 0 | 0 | 0 | 7 | 10 | 2047 | 2047-07-10 | 1 | 1.5 | 0 | 0 | 0 | 0 | 0
7 | 11 | 2047 | 2047-07-11 | 0 | 0.1 | 0 | 0 | 0 | 0 | 0 | 7 | 11 | 2047 | 2047-07-11 | 0 | 1.5 | 0 | 0 | 0 | 0 | 0
7 | 12 | 2047 | 2047-07-12 | 0 | 0.1 | 0.1 | 0 | 0 | 0 | 0 | 7 | 12 | 2047 | 2047-07-12 | 0 | 0 | 0 | 0 | 0 | 0 | 0
7 | 13 | 2047 | 2047-07-13 | 0.2 | 0 | 0.1 | 0 | 0.4 | 0 | 0 | 7 | 13 | 2047 | 2047-07-13 | 0 | 0 | 0 | 0 | 3 | 0 | 0
7 | 14 | 2047 | 2047-07-14 | 0 | 0 | 0 | 0 | 0.1 | 0 | 0 | 7 | 14 | 2047 | 2047-07-14 | 0 | 0 | 1.5 | 0 | 4 | 0 | 0
7 | 15 | 2047 | 2047-07-15 | 0 | 0 | 0 | 0 | 0 | 0 | 0 | 7 | 15 | 2047 | 2047-07-15 | 0 | 0 | 0 | 0 | 0 | 0 | 0
7 | 16 | 2047 | 2047-07-16 | 0 | 0 | 0 | 0 | 0 | 0 | 0 | 7 | 16 | 2047 | 2047-07-16 | 0 | 0 | 0 | 0 | 0 | 0 | 0
7 | 17 | 2047 | 2047-07-17 | 0 | 0.1 | 0 | 0 | 0 | 0 | 0 | 7 | 17 | 2047 | 2047-07-17 | 0 | 0 | 2.5 | 0 | 0 | 0 | 0
7 | 18 | 2047 | 2047-07-18 | 0 | 0 | 0 | 0 | 0.1 | 0 | 0 | 7 | 18 | 2047 | 2047-07-18 | 0 | 0 | 0 | 0 | 1 | 0 | 0
7 | 19 | 2047 | 2047-07-19 | 0 | 0 | 0 | 0 | 0 | 0 | 0 | 7 | 19 | 2047 | 2047-07-19 | 0 | 0 | 3 | 0 | 5.5 | 0 | 0
7 | 20 | 2047 | 2047-07-20 | 0 | 0.1 | 0.1 | 0 | 0 | 0 | 0 | 7 | 20 | 2047 | 2047-07-20 | 0 | 0 | 0 | 0 | 3.5 | 0 | 0
7 | 21 | 2047 | 2047-07-21 | 0 | 0 | 0 | 0 | 0 | 0 | 0 | 7 | 21 | 2047 | 2047-07-21 | 0 | 0 | 0 | 0 | 2.5 | 0 | 0
7 | 22 | 2047 | 2047-07-22 | 0 | 0 | 0 | 0 | 0 | 0 | 0 | 7 | 22 | 2047 | 2047-07-22 | 0 | 1 | 2.5 | 0 | 0.5 | 0 | 0
7 | 23 | 2047 | 2047-07-23 | 0 | 0.1 | 0 | 0 | 0 | 0 | 0 | 7 | 23 | 2047 | 2047-07-23 | 0 | 0 | 0 | 0 | 0 | 0 | 0
7 | 24 | 2047 | 2047-07-24 | 0 | 0 | 0 | 0 | 0.1 | 0 | 0 | 7 | 24 | 2047 | 2047-07-24 | 0 | 0 | 0 | 0 | 0 | 0 | 0
7 | 25 | 2047 | 2047-07-25 | 0 | 0 | 0 | 0 | 0.1 | 0 | 0 | 7 | 25 | 2047 | 2047-07-25 | 0 | 1 | 2.5 | 0 | 0 | 0 | 0
7 | 26 | 2047 | 2047-07-26 | 0 | 0 | 0 | 0 | 0.1 | 0 | 0 | 7 | 26 | 2047 | 2047-07-26 | 0 | 0 | 1 | 0 | 0 | 0 | 0
7 | 27 | 2047 | 2047-07-27 | 0 | 0 | 0 | 0 | 0 | 0 | 0 | 7 | 27 | 2047 | 2047-07-27 | 0.5 | 0 | 0 | 0 | 0 | 0 | 0
7 | 28 | 2047 | 2047-07-28 | 0 | 0 | 0 | 0 | 0 | 0 | 0 | 7 | 28 | 2047 | 2047-07-28 | 0 | 0 | 0 | 0 | 0 | 0 | 0
7 | 29 | 2047 | 2047-07-29 | 0 | 0 | 0 | 0 | 0 | 0 | 0 | 7 | 29 | 2047 | 2047-07-29 | 0 | 0 | 0 | 0 | 0 | 0 | 0
7 | 30 | 2047 | 2047-07-30 | 0 | 0 | 0 | 0 | 0 | 0 | 0 | 7 | 30 | 2047 | 2047-07-30 | 0 | 0 | 0 | 0 | 0 | 0 | 0
7 | 31 | 2047 | 2047-07-31 | 0 | 0 | 0 | 0 | 0 | 0 | 0 | 7 | 31 | 2047 | 2047-07-31 | 0 | 0 | 0 | 0 | 0 | 0 | 0
8 | 1 | 2047 | 2047-08-01 | 0 | 0 | 0 | 0 | 0 | 0 | 0 | 8 | 1 | 2047 | 2047-08-01 | 0 | 0 | 0 | 0 | 0 | 0 | 0
8 | 2 | 2047 | 2047-08-02 | 0 | 0 | 0 | 0 | 0 | 0 | 0 | 8 | 2 | 2047 | 2047-08-02 | 0 | 0 | 0 | 0 | 0 | 0 | 0
8 | 3 | 2047 | 2047-08-03 | 0 | 0 | 0 | 0 | 0 | 0 | 0 | 8 | 3 | 2047 | 2047-08-03 | 0 | 0 | 0 | 0 | 0 | 0 | 0
8 | 4 | 2047 | 2047-08-04 | 0 | 0 | 0 | 0 | 0 | 0 | 0 | 8 | 4 | 2047 | 2047-08-04 | 0 | 0 | 0 | 0 | 0 | 0 | 0
8 | 5 | 2047 | 2047-08-05 | 0 | 0 | 0 | 0 | 0 | 0 | 0 | 8 | 5 | 2047 | 2047-08-05 | 0 | 0 | 0.5 | 0 | 0 | 0 | 0
8 | 6 | 2047 | 2047-08-06 | 0 | 0 | 0 | 0 | 0.1 | 0 | 0 | 8 | 6 | 2047 | 2047-08-06 | 0 | 0 | 0 | 0 | 0 | 0 | 0
8 | 7 | 2047 | 2047-08-07 | 0 | 0 | 0 | 0 | 0 | 0 | 0 | 8 | 7 | 2047 | 2047-08-07 | 0 | 0 | 0 | 0 | 0 | 0 | 0
8 | 8 | 2047 | 2047-08-08 | 0 | 0 | 0 | 0 | 0 | 0 | 0 | 8 | 8 | 2047 | 2047-08-08 | 0 | 0 | 2 | 0 | 0 | 0 | 0
8 | 9 | 2047 | 2047-08-09 | 0 | 0 | 0 | 0 | 0 | 0 | 0 | 8 | 9 | 2047 | 2047-08-09 | 0 | 0 | 0 | 0 | 0 | 0 | 0
8 | 10 | 2047 | 2047-08-10 | 0 | 0 | 0 | 0 | 0 | 0 | 0 | 8 | 10 | 2047 | 2047-08-10 | 0 | 0 | 1 | 0 | 0 | 0 | 0
8 | 11 | 2047 | 2047-08-11 | 0 | 0 | 0 | 0 | 0 | 0 | 0 | 8 | 11 | 2047 | 2047-08-11 | 0 | 0 | 2 | 0 | 0 | 0 | 0
8 | 12 | 2047 | 2047-08-12 | 0 | 0 | 0 | 0 | 0 | 0 | 0 | 8 | 12 | 2047 | 2047-08-12 | 0 | 0 | 0 | 0 | 0 | 0 | 0
8 | 13 | 2047 | 2047-08-13 | 0 | 0 | 0 | 0 | 0 | 0 | 0 | 8 | 13 | 2047 | 2047-08-13 | 0 | 0 | 3 | 0 | 0 | 0 | 0
8 | 14 | 2047 | 2047-08-14 | 0 | 0 | 0 | 0 | 0 | 0 | 0 | 8 | 14 | 2047 | 2047-08-14 | 0 | 0 | 2 | 0 | 0 | 0 | 0
8 | 15 | 2047 | 2047-08-15 | 0 | 0 | 0 | 0 | 0 | 0 | 0 | 8 | 15 | 2047 | 2047-08-15 | 0 | 0 | 0 | 0 | 0 | 0 | 0
8 | 16 | 2047 | 2047-08-16 | 0 | 0 | 0 | 0 | 0 | 0 | 0 | 8 | 16 | 2047 | 2047-08-16 | 0 | 0 | 1 | 0 | 0 | 0 | 0
8 | 17 | 2047 | 2047-08-17 | 0 | 0 | 0.1 | 0 | 0 | 0 | 0 | 8 | 17 | 2047 | 2047-08-17 | 0 | 0.5 | 0 | 0 | 0 | 0 | 0
8 | 18 | 2047 | 2047-08-18 | 0 | 0 | 0 | 0 | 0 | 0 | 0 | 8 | 18 | 2047 | 2047-08-18 | 0 | 0.5 | 1.5 | 0 | 0 | 0 | 0
8 | 19 | 2047 | 2047-08-19 | 0 | 0 | 0.1 | 0 | 0.1 | 0 | 0 | 8 | 19 | 2047 | 2047-08-19 | 0 | 0 | 0 | 0 | 0 | 0 | 0
8 | 20 | 2047 | 2047-08-20 | 0 | 0 | 0 | 0 | 0 | 0 | 0 | 8 | 20 | 2047 | 2047-08-20 | 0 | 0 | 0 | 0 | 0 | 0 | 0
8 | 21 | 2047 | 2047-08-21 | 0 | 0.1 | 0.1 | 0 | 0.1 | 0 | 0 | 8 | 21 | 2047 | 2047-08-21 | 0 | 0 | 0 | 0 | 0 | 0 | 0
8 | 22 | 2047 | 2047-08-22 | 0 | 0 | 0 | 0 | 0 | 0 | 0 | 8 | 22 | 2047 | 2047-08-22 | 0 | 0 | 0 | 0 | 0 | 0 | 0
8 | 23 | 2047 | 2047-08-23 | 0 | 0 | 0 | 0 | 0 | 0 | 0 | 8 | 23 | 2047 | 2047-08-23 | 0 | 0 | 0 | 0 | 0 | 0 | 0
8 | 24 | 2047 | 2047-08-24 | 0 | 0 | 0 | 0 | 0 | 0 | 0 | 8 | 24 | 2047 | 2047-08-24 | 0 | 0 | 0 | 0 | 0 | 0 | 0
8 | 25 | 2047 | 2047-08-25 | 0.2 | 0 | 0 | 0 | 0.2 | 0 | 0 | 8 | 25 | 2047 | 2047-08-25 | 0 | 0 | 0 | 0 | 0 | 0 | 0
8 | 26 | 2047 | 2047-08-26 | 0 | 0 | 0 | 0 | 0.3 | 0 | 0 | 8 | 26 | 2047 | 2047-08-26 | 0 | 0 | 0 | 0 | 0 | 0 | 0
8 | 27 | 2047 | 2047-08-27 | 0.2 | 0 | 0 | 0 | 0.5 | 0 | 0 | 8 | 27 | 2047 | 2047-08-27 | 0 | 0 | 0 | 0 | 0 | 0 | 0
8 | 28 | 2047 | 2047-08-28 | 0.8 | 0.1 | 0 | 0.1 | 0.8 | 0 | 0 | 8 | 28 | 2047 | 2047-08-28 | 0 | 0 | 0 | 0 | 0 | 0 | 0
8 | 29 | 2047 | 2047-08-29 | 0.9 | 0 | 0 | 0.1 | 0.3 | 0 | 0 | 8 | 29 | 2047 | 2047-08-29 | 0 | 0 | 0 | 0 | 0 | 0 | 0
8 | 30 | 2047 | 2047-08-30 | 0.5 | 0.2 | 0.2 | 0 | 0.8 | 0 | 0.2 | 8 | 30 | 2047 | 2047-08-30 | 0 | 0 | 0 | 0 | 2.5 | 0 | 0
8 | 31 | 2047 | 2047-08-31 | 0.5 | 0.1 | 0.1 | 0 | 0.9 | 0 | 0.2 | 8 | 31 | 2047 | 2047-08-31 | 3.5 | 1 | 2 | 0 | 11.5 | 0 | 0
9 | 1 | 2047 | 2047-09-01 | 0.9 | 0.2 | 0.1 | 0.1 | 0.8 | 0.1 | 0.1 | 9 | 1 | 2047 | 2047-09-01 | 6.5 | 4 | 4 | 0 | 7.5 | 0 | 0
9 | 2 | 2047 | 2047-09-02 | 0.4 | 0.2 | 0.3 | 0 | 0.5 | 0 | 0.3 | 9 | 2 | 2047 | 2047-09-02 | 5.5 | 0 | 0 | 0 | 1.5 | 0 | 0
9 | 3 | 2047 | 2047-09-03 | 0.4 | 0 | 0.2 | 0 | 0.2 | 0 | 0.1 | 9 | 3 | 2047 | 2047-09-03 | 4 | 0 | 0 | 0 | 1.5 | 0 | 0
9 | 4 | 2047 | 2047-09-04 | 0.3 | 0.2 | 0.3 | 0 | 0.1 | 0 | 0 | 9 | 4 | 2047 | 2047-09-04 | 2 | 0 | 0 | 0 | 0 | 0 | 0
9 | 5 | 2047 | 2047-09-05 | 0.3 | 0.1 | 0.3 | 0 | 0.3 | 0 | 0.2 | 9 | 5 | 2047 | 2047-09-05 | 0 | 0 | 0 | 0 | 0 | 0 | 0
9 | 6 | 2047 | 2047-09-06 | 0.8 | 0 | 0.4 | 0 | 1.2 | 0.1 | 0.4 | 9 | 6 | 2047 | 2047-09-06 | 0 | 0 | 0 | 0 | 0 | 0 | 0
9 | 7 | 2047 | 2047-09-07 | 1.3 | 0.2 | 0.5 | 0 | 1.3 | 0 | 0 | 9 | 7 | 2047 | 2047-09-07 | 0 | 0 | 0 | 0 | 0 | 0 | 0
9 | 8 | 2047 | 2047-09-08 | 1.4 | 0.1 | 0.3 | 0 | 0.7 | 0 | 0.2 | 9 | 8 | 2047 | 2047-09-08 | 0 | 0 | 0 | 0 | 0 | 0 | 0
9 | 9 | 2047 | 2047-09-09 | 0.6 | 0.2 | 0.2 | 0 | 0.5 | 0 | 0 | 9 | 9 | 2047 | 2047-09-09 | 0 | 0 | 0 | 0 | 0 | 0 | 0
9 | 10 | 2047 | 2047-09-10 | 0.6 | 0.2 | 0.4 | 0 | 0.8 | 0 | 0.1 | 9 | 10 | 2047 | 2047-09-10 | 0 | 0 | 0 | 0 | 0 | 0 | 0
9 | 11 | 2047 | 2047-09-11 | 1.4 | 0.2 | 0.7 | 0 | 1.4 | 0 | 0.2 | 9 | 11 | 2047 | 2047-09-11 | 0 | 0 | 0 | 0 | 0 | 0 | 0
9 | 12 | 2047 | 2047-09-12 | 1.5 | 0.5 | 1.2 | 0 | 1.7 | 0 | 0.8 | 9 | 12 | 2047 | 2047-09-12 | 0 | 0 | 2 | 0 | 0 | 0 | 0
9 | 13 | 2047 | 2047-09-13 | 2.3 | 0.3 | 0.6 | 0.1 | 1.9 | 0.1 | 1 | 9 | 13 | 2047 | 2047-09-13 | 0 | 0 | 1 | 0 | 0 | 0 | 0
9 | 14 | 2047 | 2047-09-14 | 2.2 | 0.2 | 0.4 | 0.3 | 1.6 | 0.1 | 0.5 | 9 | 14 | 2047 | 2047-09-14 | 0 | 0 | 0.5 | 0 | 0 | 0 | 0
9 | 15 | 2047 | 2047-09-15 | 2.3 | 0.1 | 0.5 | 0.4 | 1.6 | 0.3 | 0.3 | 9 | 15 | 2047 | 2047-09-15 | 0 | 2 | 0 | 0 | 6.5 | 0 | 0
9 | 16 | 2047 | 2047-09-16 | 1.9 | 0.4 | 0.4 | 0 | 1.1 | 0 | 0.1 | 9 | 16 | 2047 | 2047-09-16 | 7.5 | 4.5 | 6 | 0 | 7 | 0 | 2.5
9 | 17 | 2047 | 2047-09-17 | 1.5 | 0.6 | 0.8 | 0.5 | 1.2 | 0.5 | 0.4 | 9 | 17 | 2047 | 2047-09-17 | 10 | 5 | 5.5 | 1 | 9 | 0 | 6.5
9 | 18 | 2047 | 2047-09-18 | 1.8 | 0.4 | 1 | 0.3 | 1.2 | 0 | 0.5 | 9 | 18 | 2047 | 2047-09-18 | 0 | 0 | 2.5 | 0 | 0 | 0 | 0
9 | 19 | 2047 | 2047-09-19 | 2 | 0.8 | 0.6 | 0.2 | 1.4 | 0 | 0.5 | 9 | 19 | 2047 | 2047-09-19 | 3 | 2.5 | 2 | 0 | 0 | 0 | 0
9 | 20 | 2047 | 2047-09-20 | 2.3 | 0.8 | 0.9 | 0.6 | 1.9 | 0.3 | 0.9 | 9 | 20 | 2047 | 2047-09-20 | 5.5 | 2.5 | 0 | 0 | 2.5 | 0 | 0
9 | 21 | 2047 | 2047-09-21 | 1.9 | 0.9 | 0.9 | 0.1 | 0.8 | 0 | 0.2 | 9 | 21 | 2047 | 2047-09-21 | 2.5 | 0 | 0 | 0 | 0 | 0 | 0
9 | 22 | 2047 | 2047-09-22 | 1.3 | 1 | 0.6 | 0 | 1.1 | 0 | 0.3 | 9 | 22 | 2047 | 2047-09-22 | 0 | 0 | 0 | 0 | 0 | 0 | 0
9 | 23 | 2047 | 2047-09-23 | 1.9 | 1.1 | 0.7 | 0.2 | 1.7 | 0.2 | 0.2 | 9 | 23 | 2047 | 2047-09-23 | 0 | 0 | 0 | 0 | 0 | 0 | 0
9 | 24 | 2047 | 2047-09-24 | 2.8 | 1.5 | 1.1 | 0.7 | 2.4 | 0.2 | 1.2 | 9 | 24 | 2047 | 2047-09-24 | 0 | 0 | 0 | 0 | 0 | 0 | 0
9 | 25 | 2047 | 2047-09-25 | 2.9 | 1.2 | 1.4 | 0.5 | 2.5 | 0.6 | 0.8 | 9 | 25 | 2047 | 2047-09-25 | 0 | 0 | 4.5 | 0.5 | 6.5 | 0 | 0
9 | 26 | 2047 | 2047-09-26 | 4.1 | 1.3 | 1.7 | 0.9 | 3.2 | 0.1 | 0.7 | 9 | 26 | 2047 | 2047-09-26 | 6.5 | 4.5 | 7.5 | 0 | 3 | 0 | 3.5
9 | 27 | 2047 | 2047-09-27 | 3.4 | 1.2 | 1.3 | 0.3 | 3.3 | 0 | 1 | 9 | 27 | 2047 | 2047-09-27 | 0.5 | 2 | 6.5 | 1.5 | 2 | 0 | 0
9 | 28 | 2047 | 2047-09-28 | 2.9 | 1.5 | 1.6 | 0.4 | 2.7 | 0.1 | 1.5 | 9 | 28 | 2047 | 2047-09-28 | 7.5 | 4 | 9 | 4 | 3.5 | 0 | 7
9 | 29 | 2047 | 2047-09-29 | 3.1 | 1.6 | 1.9 | 0.7 | 1.8 | 0.3 | 1.1 | 9 | 29 | 2047 | 2047-09-29 | 5.5 | 2.5 | 1 | 4 | 5 | 3 | 5
9 | 30 | 2047 | 2047-09-30 | 3.4 | 1.7 | 2.1 | 0.9 | 3.4 | 0.2 | 1.6 | 9 | 30 | 2047 | 2047-09-30 | 0 | 4 | 6 | 0 | 0 | 0 | 1
10 | 1 | 2047 | 2047-10-01 | 4.9 | 2.6 | 2.9 | 2.1 | 4.5 | 0.8 | 1.9 | 10 | 1 | 2047 | 2047-10-01 | 0 | 5.5 | 7.5 | 0 | 5.5 | 0 | 2.5
10 | 2 | 2047 | 2047-10-02 | 4.9 | 2.7 | 2.1 | 2 | 3.6 | 0.9 | 2.4 | 10 | 2 | 2047 | 2047-10-02 | 5.5 | 5.5 | 8 | 1.5 | 6 | 0 | 3
10 | 3 | 2047 | 2047-10-03 | 4.9 | 2.9 | 2.9 | 1.9 | 4.6 | 1.2 | 3 | 10 | 3 | 2047 | 2047-10-03 | 0 | 2 | 6.5 | 4.5 | 7 | 0 | 2
10 | 4 | 2047 | 2047-10-04 | 5.4 | 3.4 | 3.1 | 1.9 | 5 | 1.2 | 2.8 | 10 | 4 | 2047 | 2047-10-04 | 5.5 | 1.5 | 8.5 | 5 | 9 | 1 | 4
10 | 5 | 2047 | 2047-10-05 | 6.9 | 2.9 | 2.8 | 2.2 | 5.5 | 1.1 | 3.1 | 10 | 5 | 2047 | 2047-10-05 | 15.5 | 7 | 9 | 10.5 | 19.5 | 7 | 8.5
10 | 6 | 2047 | 2047-10-06 | 6.5 | 3.6 | 2.9 | 2.3 | 5.3 | 1.4 | 2.2 | 10 | 6 | 2047 | 2047-10-06 | 17.5 | 6.5 | 7.5 | 11 | 20 | 10.5 | 3
10 | 7 | 2047 | 2047-10-07 | 5.2 | 3.9 | 2.8 | 2.2 | 5 | 1 | 2.8 | 10 | 7 | 2047 | 2047-10-07 | 11 | 8.5 | 7.5 | 4.5 | 14 | 4 | 3.5
10 | 8 | 2047 | 2047-10-08 | 4.8 | 4.3 | 2.6 | 1.2 | 3.7 | 0.6 | 2.2 | 10 | 8 | 2047 | 2047-10-08 | 14 | 7.5 | 10 | 6 | 11 | 4 | 9.5
10 | 9 | 2047 | 2047-10-09 | 5.6 | 4.1 | 3.7 | 1.3 | 4.5 | 0.8 | 2.4 | 10 | 9 | 2047 | 2047-10-09 | 15.5 | 7.5 | 8.5 | 9 | 9 | 4.5 | 6.5
10 | 10 | 2047 | 2047-10-10 | 5.5 | 4.5 | 4 | 1.9 | 4.7 | 1.3 | 3.3 | 10 | 10 | 2047 | 2047-10-10 | 11.5 | 7 | 9.5 | 7 | 3 | 3.5 | 5.5
10 | 11 | 2047 | 2047-10-11 | 7.3 | 4.1 | 3.9 | 2.9 | 5.9 | 1.4 | 4 | 10 | 11 | 2047 | 2047-10-11 | 11.5 | 4 | 10 | 4 | 14.5 | 0 | 2.5
10 | 12 | 2047 | 2047-10-12 | 8.6 | 4.7 | 4.3 | 4.4 | 6.9 | 3 | 4 | 10 | 12 | 2047 | 2047-10-12 | 17 | 10 | 11 | 9 | 15.5 | 3.5 | 10
10 | 13 | 2047 | 2047-10-13 | 7.7 | 5.1 | 4.7 | 4.1 | 5.5 | 2.4 | 4.3 | 10 | 13 | 2047 | 2047-10-13 | 12 | 12 | 12 | 8.5 | 15.5 | 6 | 9.5
10 | 14 | 2047 | 2047-10-14 | 8.8 | 4.7 | 4.6 | 3.9 | 6.2 | 2.7 | 5.4 | 10 | 14 | 2047 | 2047-10-14 | 10 | 12 | 11 | 6.5 | 10 | 5.5 | 6
10 | 15 | 2047 | 2047-10-15 | 8.9 | 5.6 | 5.4 | 3.3 | 6.9 | 2.2 | 5.5 | 10 | 15 | 2047 | 2047-10-15 | 9.5 | 13.5 | 14.5 | 9 | 10.5 | 5.5 | 9.5
10 | 16 | 2047 | 2047-10-16 | 9.4 | 4.8 | 5.1 | 4.3 | 7 | 3.2 | 6.3 | 10 | 16 | 2047 | 2047-10-16 | 16 | 17.5 | 16 | 9 | 12.5 | 7 | 7.5
10 | 17 | 2047 | 2047-10-17 | 11.2 | 6.5 | 6.1 | 5 | 8.3 | 4.3 | 7.6 | 10 | 17 | 2047 | 2047-10-17 | 18.5 | 12 | 12 | 9 | 12 | 4.5 | 11
10 | 18 | 2047 | 2047-10-18 | 12.6 | 7.8 | 6.6 | 7 | 10.2 | 6.3 | 7.9 | 10 | 18 | 2047 | 2047-10-18 | 16.5 | 7.5 | 12 | 10.5 | 14 | 9.5 | 9
10 | 19 | 2047 | 2047-10-19 | 13.7 | 7.7 | 7.8 | 7.5 | 13.2 | 6 | 9.8 | 10 | 19 | 2047 | 2047-10-19 | 11.5 | 10 | 17.5 | 9 | 7 | 5.5 | 7.5
10 | 20 | 2047 | 2047-10-20 | 13.9 | 7 | 8.3 | 7.8 | 11 | 6.4 | 8 | 10 | 20 | 2047 | 2047-10-20 | 13.5 | 8.5 | 15 | 3.5 | 9 | 1.5 | 3.5
10 | 21 | 2047 | 2047-10-21 | 14.1 | 9 | 8.8 | 7.2 | 11.6 | 6.1 | 8.9 | 10 | 21 | 2047 | 2047-10-21 | 11.5 | 7.5 | 14.5 | 4.5 | 8.5 | 3.5 | 5
10 | 22 | 2047 | 2047-10-22 | 14.8 | 9.3 | 9.4 | 8 | 11.8 | 6.3 | 10.6 | 10 | 22 | 2047 | 2047-10-22 | 11.5 | 6 | 2.5 | 0.5 | 9.5 | 0 | 3
10 | 23 | 2047 | 2047-10-23 | 15.4 | 9.6 | 8.9 | 9.4 | 12.6 | 9 | 11.1 | 10 | 23 | 2047 | 2047-10-23 | 12 | 10 | 11 | 2.5 | 10 | 0.5 | 10
10 | 24 | 2047 | 2047-10-24 | 16 | 9.3 | 9 | 10.3 | 13.3 | 8.6 | 12 | 10 | 24 | 2047 | 2047-10-24 | 22.5 | 12.5 | 14 | 14 | 23 | 10.5 | 13
10 | 25 | 2047 | 2047-10-25 | 17 | 9.6 | 10.7 | 9.2 | 12.8 | 7.9 | 12.3 | 10 | 25 | 2047 | 2047-10-25 | 26 | 14 | 18 | 18.5 | 26.5 | 15 | 18
10 | 26 | 2047 | 2047-10-26 | 18 | 10 | 10.6 | 11.2 | 13.3 | 9.6 | 13.8 | 10 | 26 | 2047 | 2047-10-26 | 29 | 17.5 | 21 | 22 | 25 | 16.5 | 26.5
10 | 27 | 2047 | 2047-10-27 | 18.4 | 10.1 | 10.8 | 11.9 | 13.8 | 10.9 | 12.9 | 10 | 27 | 2047 | 2047-10-27 | 25 | 15.5 | 13.5 | 15.5 | 21 | 13 | 22
10 | 28 | 2047 | 2047-10-28 | 15.4 | 9.5 | 9.9 | 9.3 | 11.3 | 7.7 | 13 | 10 | 28 | 2047 | 2047-10-28 | 28 | 12 | 15.5 | 17.5 | 14.5 | 14.5 | 19.5
10 | 29 | 2047 | 2047-10-29 | 16 | 8 | 9.9 | 9.9 | 11.8 | 8.1 | 13.5 | 10 | 29 | 2047 | 2047-10-29 | 17 | 12 | 15 | 9.5 | 9 | 7 | 12
10 | 30 | 2047 | 2047-10-30 | 15.1 | 8.7 | 10.3 | 8.9 | 10.5 | 7.2 | 11.4 | 10 | 30 | 2047 | 2047-10-30 | 21.5 | 11.5 | 13 | 6.5 | 12 | 4 | 15
10 | 31 | 2047 | 2047-10-31 | 14.3 | 7.9 | 10 | 8.5 | 10.1 | 7.8 | 11.7 | 10 | 31 | 2047 | 2047-10-31 | 24 | 12 | 17 | 11 | 24 | 10 | 15.5
11 | 1 | 2047 | 2047-11-01 | 14 | 8.3 | 10 | 7.9 | 10.5 | 7 | 11.8 | 11 | 1 | 2047 | 2047-11-01 | 28.5 | 17.5 | 20 | 21 | 28 | 16.5 | 20.5
11 | 2 | 2047 | 2047-11-02 | 15 | 8.4 | 9.9 | 8.9 | 12.4 | 7.3 | 11.8 | 11 | 2 | 2047 | 2047-11-02 | 31.5 | 18 | 22.5 | 15 | 18 | 13 | 24.5
11 | 3 | 2047 | 2047-11-03 | 17.4 | 8.6 | 10.4 | 11.1 | 14.2 | 8.6 | 13.3 | 11 | 3 | 2047 | 2047-11-03 | 20 | 18 | 18 | 17.5 | 23 | 10.5 | 20.5
11 | 4 | 2047 | 2047-11-04 | 17.4 | 9.1 | 10.7 | 10.3 | 11.4 | 7.5 | 13.5 | 11 | 4 | 2047 | 2047-11-04 | 36 | 20.5 | 22 | 21 | 29.5 | 20.5 | 24
11 | 5 | 2047 | 2047-11-05 | 15.8 | 8.2 | 9.3 | 10.2 | 10.9 | 8.7 | 12.7 | 11 | 5 | 2047 | 2047-11-05 | 38 | 19.5 | 21 | 22.5 | 31 | 20.5 | 27
11 | 6 | 2047 | 2047-11-06 | 16.2 | 9.2 | 10.6 | 11.4 | 13.3 | 9.9 | 13.8 | 11 | 6 | 2047 | 2047-11-06 | 33 | 23.5 | 23 | 25 | 26 | 23.5 | 24.5
11 | 7 | 2047 | 2047-11-07 | 17.8 | 11 | 12.3 | 12 | 13.2 | 10.7 | 15.5 | 11 | 7 | 2047 | 2047-11-07 | 32.5 | 18.5 | 22.5 | 22 | 27 | 20 | 28.5
11 | 8 | 2047 | 2047-11-08 | 17.8 | 11.1 | 11.7 | 12.5 | 13.2 | 10.2 | 15.3 | 11 | 8 | 2047 | 2047-11-08 | 25.5 | 12 | 14.5 | 15 | 26.5 | 12.5 | 21.5
11 | 9 | 2047 | 2047-11-09 | 17.2 | 9.2 | 10.7 | 10.7 | 13 | 9.4 | 14.5 | 11 | 9 | 2047 | 2047-11-09 | 26 | 9.5 | 10 | 12.5 | 16.5 | 14.5 | 19
11 | 10 | 2047 | 2047-11-10 | 17.3 | 9.3 | 11.6 | 12.2 | 12.5 | 11.2 | 14.2 | 11 | 10 | 2047 | 2047-11-10 | 27 | 12 | 17.5 | 20 | 14 | 19 | 22
11 | 11 | 2047 | 2047-11-11 | 18.8 | 10.4 | 12.6 | 12.9 | 16.3 | 11.3 | 15.6 | 11 | 11 | 2047 | 2047-11-11 | 26.5 | 15.5 | 21 | 18.5 | 15 | 15 | 26
11 | 12 | 2047 | 2047-11-12 | 21 | 11.2 | 12.8 | 13.4 | 17.3 | 13.3 | 17.2 | 11 | 12 | 2047 | 2047-11-12 | 27 | 17.5 | 24 | 18.5 | 21 | 18.5 | 27.5
11 | 13 | 2047 | 2047-11-13 | 20.3 | 11.4 | 12.2 | 13.4 | 15.1 | 12.3 | 16.3 | 11 | 13 | 2047 | 2047-11-13 | 26.5 | 14.5 | 20 | 13 | 21 | 12 | 16.5
11 | 14 | 2047 | 2047-11-14 | 21 | 11.1 | 12.8 | 13.6 | 16.9 | 12.9 | 17 | 11 | 14 | 2047 | 2047-11-14 | 24.5 | 18.5 | 24 | 15.5 | 22.5 | 14 | 14
11 | 15 | 2047 | 2047-11-15 | 21.7 | 11.4 | 12.7 | 12.7 | 16.3 | 12.4 | 16.7 | 11 | 15 | 2047 | 2047-11-15 | 32 | 22 | 27 | 24.5 | 27 | 19.5 | 27
11 | 16 | 2047 | 2047-11-16 | 22.3 | 11.9 | 13.7 | 15 | 16.7 | 14.2 | 18.5 | 11 | 16 | 2047 | 2047-11-16 | 37 | 19 | 21.5 | 22 | 28 | 18.5 | 34.5
11 | 17 | 2047 | 2047-11-17 | 22.7 | 12.7 | 13.9 | 15 | 15.1 | 14.4 | 18 | 11 | 17 | 2047 | 2047-11-17 | 27 | 19.5 | 19.5 | 15.5 | 17.5 | 11 | 25
11 | 18 | 2047 | 2047-11-18 | 21.6 | 13.9 | 14.1 | 14.1 | 17.3 | 12.3 | 16.3 | 11 | 18 | 2047 | 2047-11-18 | 34.5 | 25 | 26 | 23.5 | 34.5 | 22.5 | 26.5
11 | 19 | 2047 | 2047-11-19 | 23.2 | 13.8 | 15.3 | 16.1 | 18.6 | 14 | 19.2 | 11 | 19 | 2047 | 2047-11-19 | 36.5 | 29.5 | 29 | 28 | 28 | 26 | 36
11 | 20 | 2047 | 2047-11-20 | 23.9 | 14.1 | 15.5 | 15.9 | 18.7 | 13.8 | 18.5 | 11 | 20 | 2047 | 2047-11-20 | 36.5 | 30.5 | 31 | 29.5 | 29 | 29 | 36.5
11 | 21 | 2047 | 2047-11-21 | 24.4 | 14.3 | 16.3 | 17.2 | 19.9 | 14.8 | 20 | 11 | 21 | 2047 | 2047-11-21 | 28.5 | 17.5 | 23 | 20.5 | 18.5 | 18 | 28.5
11 | 22 | 2047 | 2047-11-22 | 27.3 | 14.9 | 15.9 | 19 | 21.9 | 17.7 | 20.8 | 11 | 22 | 2047 | 2047-11-22 | 19.5 | 12.5 | 15.5 | 4.5 | 12.5 | 3.5 | 16
11 | 23 | 2047 | 2047-11-23 | 27.1 | 14.1 | 15.8 | 17.7 | 22.8 | 18 | 22.1 | 11 | 23 | 2047 | 2047-11-23 | 16 | 17.5 | 17 | 6.5 | 13 | 5 | 15
11 | 24 | 2047 | 2047-11-24 | 24.6 | 14.8 | 15.5 | 17.5 | 21.7 | 17.8 | 21.9 | 11 | 24 | 2047 | 2047-11-24 | 17.5 | 17.5 | 21 | 15 | 26.5 | 16.5 | 26
11 | 25 | 2047 | 2047-11-25 | 24.8 | 14.7 | 15.7 | 15.9 | 19 | 14.2 | 22.2 | 11 | 25 | 2047 | 2047-11-25 | 28 | 19.5 | 22.5 | 22.5 | 25.5 | 19 | 20
11 | 26 | 2047 | 2047-11-26 | 23.4 | 14.1 | 15.8 | 15.6 | 19.8 | 14.8 | 21.7 | 11 | 26 | 2047 | 2047-11-26 | 29 | 11 | 19 | 20.5 | 15.5 | 15 | 21.5
11 | 27 | 2047 | 2047-11-27 | 23.8 | 13.4 | 15.3 | 15.4 | 19.1 | 14.4 | 20.5 | 11 | 27 | 2047 | 2047-11-27 | 25.5 | 9.5 | 14.5 | 9 | 9 | 8.5 | 18
11 | 28 | 2047 | 2047-11-28 | 23.5 | 13.9 | 15 | 14.6 | 18.7 | 13.5 | 20.1 | 11 | 28 | 2047 | 2047-11-28 | 25.5 | 19.5 | 22.5 | 20 | 21 | 17.5 | 21.5
11 | 29 | 2047 | 2047-11-29 | 25.1 | 14.8 | 16.2 | 17.4 | 20.4 | 16.3 | 21.8 | 11 | 29 | 2047 | 2047-11-29 | 31 | 19.5 | 23.5 | 24 | 19.5 | 21 | 24.5
11 | 30 | 2047 | 2047-11-30 | 27.1 | 14.5 | 15 | 18.5 | 21.2 | 17.7 | 22.8 | 11 | 30 | 2047 | 2047-11-30 | 26 | 21 | 19 | 22 | 22.5 | 20 | 20.5
12 | 1 | 2047 | 2047-12-01 | 25.2 | 15.3 | 16 | 17.6 | 20.6 | 17.7 | 22.4 | 12 | 1 | 2047 | 2047-12-01 | 28 | 24.5 | 23.5 | 26 | 31.5 | 23.5 | 27.5
12 | 2 | 2047 | 2047-12-02 | 25.7 | 14.6 | 16.5 | 19.3 | 20.9 | 18.6 | 24.7 | 12 | 2 | 2047 | 2047-12-02 | 29 | 19 | 26 | 26 | 32.5 | 22 | 22.5
12 | 3 | 2047 | 2047-12-03 | 27.2 | 15.6 | 17.1 | 20.4 | 22.8 | 19.1 | 25.1 | 12 | 3 | 2047 | 2047-12-03 | 35.5 | 21 | 27 | 28 | 31 | 23.5 | 28.5
12 | 4 | 2047 | 2047-12-04 | 27.5 | 16.6 | 17.7 | 20.6 | 23 | 19.2 | 24.7 | 12 | 4 | 2047 | 2047-12-04 | 31.5 | 23 | 22.5 | 29.5 | 33.5 | 26.5 | 24
12 | 5 | 2047 | 2047-12-05 | 28.2 | 18.1 | 18.6 | 21.3 | 23 | 19.7 | 25.7 | 12 | 5 | 2047 | 2047-12-05 | 37 | 23.5 | 23.5 | 27.5 | 33 | 25 | 32
12 | 6 | 2047 | 2047-12-06 | 29.2 | 17.7 | 18.3 | 20.6 | 21.7 | 19.4 | 25.6 | 12 | 6 | 2047 | 2047-12-06 | 34.5 | 26.5 | 27.5 | 27 | 25.5 | 26 | 32
12 | 7 | 2047 | 2047-12-07 | 28 | 16.1 | 17.5 | 21.3 | 20.9 | 20 | 25.2 | 12 | 7 | 2047 | 2047-12-07 | 37 | 22 | 22.5 | 29.5 | 21.5 | 29 | 32
12 | 8 | 2047 | 2047-12-08 | 27.7 | 16.5 | 16.7 | 20 | 21.9 | 19.2 | 25.9 | 12 | 8 | 2047 | 2047-12-08 | 38 | 25.5 | 22.5 | 33.5 | 31.5 | 30 | 34.5
12 | 9 | 2047 | 2047-12-09 | 27.7 | 16.3 | 17.3 | 20.3 | 22.3 | 19.4 | 24.1 | 12 | 9 | 2047 | 2047-12-09 | 36 | 26 | 24.5 | 39.5 | 31 | 36 | 37.5
12 | 10 | 2047 | 2047-12-10 | 28.4 | 17.5 | 18 | 20.6 | 23.8 | 20.1 | 25 | 12 | 10 | 2047 | 2047-12-10 | 34.5 | 27.5 | 26.5 | 39 | 25.5 | 37 | 39
12 | 11 | 2047 | 2047-12-11 | 30 | 17.1 | 18.6 | 21.7 | 23.2 | 20.1 | 26.6 | 12 | 11 | 2047 | 2047-12-11 | 36 | 24.5 | 27 | 36.5 | 34 | 36.5 | 38.5
12 | 12 | 2047 | 2047-12-12 | 31.7 | 17 | 18.4 | 22.8 | 24.7 | 21.7 | 26.1 | 12 | 12 | 2047 | 2047-12-12 | 34.5 | 25.5 | 30 | 36.5 | 35.5 | 35.5 | 36
12 | 13 | 2047 | 2047-12-13 | 31.1 | 17.1 | 18.8 | 22.2 | 27.3 | 22.3 | 26.5 | 12 | 13 | 2047 | 2047-12-13 | 36.5 | 26.5 | 29 | 34.5 | 32 | 33 | 41.5
12 | 14 | 2047 | 2047-12-14 | 30.6 | 16 | 17.2 | 21.9 | 23.4 | 20 | 26.4 | 12 | 14 | 2047 | 2047-12-14 | 36 | 22.5 | 25.5 | 34.5 | 31.5 | 32 | 34.5
12 | 15 | 2047 | 2047-12-15 | 29.3 | 15.9 | 16.7 | 21.5 | 23.9 | 19.2 | 25.9 | 12 | 15 | 2047 | 2047-12-15 | 30.5 | 20 | 20.5 | 31 | 26.5 | 29 | 34
12 | 16 | 2047 | 2047-12-16 | 30.2 | 16.9 | 18.1 | 23.6 | 25.9 | 22.8 | 26.9 | 12 | 16 | 2047 | 2047-12-16 | 30 | 15.5 | 21 | 25.5 | 26 | 26 | 32.5
12 | 17 | 2047 | 2047-12-17 | 33 | 18.9 | 19.4 | 24.4 | 26.9 | 22.6 | 27.9 | 12 | 17 | 2047 | 2047-12-17 | 34.5 | 17 | 22 | 33.5 | 19.5 | 30.5 | 33
12 | 18 | 2047 | 2047-12-18 | 33.2 | 18.3 | 19.4 | 24.5 | 26.9 | 23.5 | 27.8 | 12 | 18 | 2047 | 2047-12-18 | 36 | 14.5 | 19 | 27.5 | 26 | 30 | 31.5
12 | 19 | 2047 | 2047-12-19 | 35.1 | 18.4 | 18.6 | 26.9 | 28.8 | 25.6 | 28.9 | 12 | 19 | 2047 | 2047-12-19 | 30.5 | 15.5 | 19 | 28.5 | 30 | 28 | 34
12 | 20 | 2047 | 2047-12-20 | 36.2 | 19.9 | 19.3 | 26.8 | 30.4 | 25.3 | 28.5 | 12 | 20 | 2047 | 2047-12-20 | 32 | 16 | 19 | 25 | 25.5 | 23.5 | 28.5
12 | 21 | 2047 | 2047-12-21 | 68.81 | 41.69 | 40.78 | 58.15 | 59.53 | 60.73 | 56.55 | 12 | 21 | 2047 | 2047-12-21 | 38 | 24 | 25 | 29 | 36 | 26.5 | 28.5
12 | 22 | 2047 | 2047-12-22 | 33.8 | 17.4 | 17.8 | 24.5 | 26.2 | 22.8 | 28.6 | 12 | 22 | 2047 | 2047-12-22 | 43.5 | 27.5 | 40.5 | 32.5 | 36.5 | 31 | 37
12 | 23 | 2047 | 2047-12-23 | 31.6 | 17 | 16.7 | 21.9 | 24.1 | 21 | 27.7 | 12 | 23 | 2047 | 2047-12-23 | 43.5 | 21 | 22.5 | 30 | 23.5 | 32 | 34
12 | 24 | 2047 | 2047-12-24 | 30.6 | 17.9 | 18.2 | 22.7 | 24.9 | 20.6 | 27.2 | 12 | 24 | 2047 | 2047-12-24 | 41 | 14.5 | 17 | 30 | 24 | 32.5 | 31.5
12 | 25 | 2047 | 2047-12-25 | 31.1 | 18.1 | 17.8 | 22.2 | 24 | 21.4 | 27.9 | 12 | 25 | 2047 | 2047-12-25 | 36.5 | 13.5 | 19.5 | 29.5 | 23.5 | 26 | 26
12 | 26 | 2047 | 2047-12-26 | 30.1 | 17.9 | 18.3 | 23.5 | 25 | 21.9 | 27.8 | 12 | 26 | 2047 | 2047-12-26 | 38 | 17.5 | 23.5 | 22.5 | 31.5 | 20.5 | 26.5
12 | 27 | 2047 | 2047-12-27 | 30.9 | 18 | 18.7 | 24.1 | 26.6 | 22.9 | 27.1 | 12 | 27 | 2047 | 2047-12-27 | 29.5 | 12 | 17.5 | 16 | 20 | 14 | 25
12 | 28 | 2047 | 2047-12-28 | 32.9 | 19.5 | 19.6 | 25.6 | 26.6 | 23.7 | 28.6 | 12 | 28 | 2047 | 2047-12-28 | 17.5 | 8 | 11 | 5.5 | 9.5 | 4.5 | 13
12 | 29 | 2047 | 2047-12-29 | 32.7 | 19 | 18.8 | 24.7 | 27 | 23 | 27.7 | 12 | 29 | 2047 | 2047-12-29 | 19.5 | 14 | 18.5 | 11.5 | 16.5 | 9 | 20.5
12 | 30 | 2047 | 2047-12-30 | 34.2 | 21.1 | 19.4 | 24.8 | 27.7 | 25 | 28.2 | 12 | 30 | 2047 | 2047-12-30 | 21.5 | 14.5 | 21 | 16.5 | 20 | 14.5 | 17.5
12 | 31 | 2047 | 2047-12-31 | 35.7 | 21.4 | 20.6 | 25.8 | 29.7 | 24.4 | 28.1 | 12 | 31 | 2047 | 2047-12-31 | 31 | 22.5 | 28 | 22.5 | 30.5 | 21.5 | 28
1 | 1 | 2048 | 2048-01-01 | 33.8 | 20.1 | 19.4 | 27.9 | 28.5 | 26.4 | 28.8 | 1 | 1 | 2048 | 2048-01-01 | 25.5 | 18 | 22.5 | 26.5 | 26.5 | 24.5 | 24.5
1 | 2 | 2048 | 2048-01-02 | 33.9 | 19.2 | 19.3 | 27.2 | 26 | 25 | 28.7 | 1 | 2 | 2048 | 2048-01-02 | 29 | 14 | 24.5 | 32.5 | 23 | 25 | 28
1 | 3 | 2048 | 2048-01-03 | 34.2 | 19.5 | 18.5 | 26 | 26.6 | 24.7 | 28.4 | 1 | 3 | 2048 | 2048-01-03 | 31.5 | 8.5 | 17.5 | 18 | 19 | 13 | 27
1 | 4 | 2048 | 2048-01-04 | 33.4 | 19.3 | 19.3 | 26.9 | 27.6 | 25.3 | 28.6 | 1 | 4 | 2048 | 2048-01-04 | 22 | 5.5 | 14.5 | 10.5 | 9 | 10 | 21
1 | 5 | 2048 | 2048-01-05 | 36.1 | 18.8 | 18.8 | 27.4 | 27.4 | 25.7 | 27.6 | 1 | 5 | 2048 | 2048-01-05 | 27 | 13.5 | 22 | 18 | 25 | 13.5 | 19.5
1 | 6 | 2048 | 2048-01-06 | 34.4 | 18.5 | 17.7 | 25.7 | 26 | 25.2 | 28.1 | 1 | 6 | 2048 | 2048-01-06 | 37 | 20.5 | 25.5 | 27 | 31 | 23.5 | 28
1 | 7 | 2048 | 2048-01-07 | 32.7 | 18 | 18 | 25.8 | 25.5 | 22.9 | 27.2 | 1 | 7 | 2048 | 2048-01-07 | 30 | 22.5 | 21 | 24 | 32 | 21.5 | 30.5
1 | 8 | 2048 | 2048-01-08 | 33.5 | 19.4 | 18.7 | 27.2 | 25.7 | 25.3 | 29 | 1 | 8 | 2048 | 2048-01-08 | 32 | 17.5 | 17.5 | 19 | 23.5 | 19.5 | 25
1 | 9 | 2048 | 2048-01-09 | 35.1 | 19.8 | 19.6 | 27.8 | 28.1 | 25 | 29 | 1 | 9 | 2048 | 2048-01-09 | 32.5 | 12 | 16.5 | 22.5 | 19.5 | 24 | 30
1 | 10 | 2048 | 2048-01-10 | 35.3 | 20.3 | 19.6 | 27.3 | 27.4 | 24.2 | 28.8 | 1 | 10 | 2048 | 2048-01-10 | 29 | 20 | 24.5 | 24.5 | 28.5 | 23.5 | 22.5
1 | 11 | 2048 | 2048-01-11 | 34.4 | 19.1 | 18.4 | 25.5 | 26.3 | 24.3 | 27.4 | 1 | 11 | 2048 | 2048-01-11 | 40 | 24.5 | 23.5 | 37 | 39.5 | 34 | 35.5
1 | 12 | 2048 | 2048-01-12 | 34 | 18.4 | 17.8 | 23.7 | 25.6 | 22 | 26.8 | 1 | 12 | 2048 | 2048-01-12 | 41 | 24.5 | 25 | 38 | 33 | 35 | 38
1 | 13 | 2048 | 2048-01-13 | 32.6 | 17.7 | 17.9 | 24.1 | 26.3 | 21.1 | 26.6 | 1 | 13 | 2048 | 2048-01-13 | 37.5 | 29.5 | 28 | 32 | 26.5 | 33.5 | 37
1 | 14 | 2048 | 2048-01-14 | 32.5 | 17.4 | 17.5 | 24.3 | 25.3 | 22.2 | 26.9 | 1 | 14 | 2048 | 2048-01-14 | 33.5 | 22.5 | 26.5 | 24 | 17 | 22.5 | 29.5
1 | 15 | 2048 | 2048-01-15 | 31.7 | 19.2 | 18.3 | 24.1 | 25.6 | 21.9 | 26.8 | 1 | 15 | 2048 | 2048-01-15 | 40.5 | 31.5 | 28.5 | 30.5 | 33 | 25.5 | 37
1 | 16 | 2048 | 2048-01-16 | 32.4 | 19.4 | 19.2 | 22.3 | 24.2 | 20.7 | 26.9 | 1 | 16 | 2048 | 2048-01-16 | 43.5 | 27 | 29.5 | 29.5 | 39 | 30 | 38
1 | 17 | 2048 | 2048-01-17 | 31.6 | 19.8 | 19.1 | 22 | 23.7 | 21.4 | 25.6 | 1 | 17 | 2048 | 2048-01-17 | 33.5 | 37.5 | 29.5 | 23 | 30 | 22 | 30.5
1 | 18 | 2048 | 2048-01-18 | 29.9 | 17.4 | 16.5 | 20 | 19.7 | 17.1 | 24.6 | 1 | 18 | 2048 | 2048-01-18 | 27 | 44.5 | 33.5 | 29.5 | 22.5 | 33 | 33
1 | 19 | 2048 | 2048-01-19 | 27.7 | 16.5 | 15.4 | 16.9 | 19.1 | 15 | 23.2 | 1 | 19 | 2048 | 2048-01-19 | 20 | 40 | 33.5 | 35.5 | 16.5 | 38.5 | 41.5
1 | 20 | 2048 | 2048-01-20 | 26.6 | 15.7 | 15.2 | 17.5 | 19.3 | 15.2 | 22.3 | 1 | 20 | 2048 | 2048-01-20 | 26.5 | 24.5 | 26 | 31 | 20.5 | 37 | 41
1 | 21 | 2048 | 2048-01-21 | 28 | 15.5 | 15 | 16.6 | 18.7 | 14.3 | 21.6 | 1 | 21 | 2048 | 2048-01-21 | 25.5 | 16 | 19.5 | 28 | 26 | 27.5 | 33.5
1 | 22 | 2048 | 2048-01-22 | 26.7 | 14.2 | 15.4 | 16.9 | 18.7 | 14.6 | 20.9 | 1 | 22 | 2048 | 2048-01-22 | 32.5 | 17.5 | 23.5 | 23 | 25 | 19.5 | 36
1 | 23 | 2048 | 2048-01-23 | 27 | 14.6 | 15.3 | 18.2 | 20.1 | 16.6 | 21.8 | 1 | 23 | 2048 | 2048-01-23 | 31.5 | 16.5 | 21.5 | 26 | 26.5 | 23.5 | 42.5
1 | 24 | 2048 | 2048-01-24 | 27.7 | 14.9 | 14.9 | 18.4 | 21.4 | 17.6 | 21.6 | 1 | 24 | 2048 | 2048-01-24 | 34 | 16 | 19 | 19.5 | 21 | 18.5 | 33.5
1 | 25 | 2048 | 2048-01-25 | 27.8 | 15.5 | 16.4 | 19.8 | 21 | 18.3 | 21.8 | 1 | 25 | 2048 | 2048-01-25 | 24 | 14 | 19 | 13 | 13.5 | 11 | 19.5
1 | 26 | 2048 | 2048-01-26 | 28.4 | 17.1 | 17.3 | 19.8 | 22.6 | 18.5 | 22.7 | 1 | 26 | 2048 | 2048-01-26 | 24 | 20 | 23 | 18.5 | 26.5 | 17 | 25
1 | 27 | 2048 | 2048-01-27 | 27.2 | 16.6 | 17.5 | 20.2 | 21.2 | 18.9 | 23.1 | 1 | 27 | 2048 | 2048-01-27 | 34 | 23.5 | 30.5 | 27 | 31 | 24 | 33.5
1 | 28 | 2048 | 2048-01-28 | 27 | 15.9 | 16.4 | 20.4 | 21.2 | 18.9 | 22.8 | 1 | 28 | 2048 | 2048-01-28 | 36 | 18 | 23.5 | 23 | 25 | 23 | 32
1 | 29 | 2048 | 2048-01-29 | 27.6 | 16.5 | 16.5 | 20.7 | 22 | 18.8 | 22.5 | 1 | 29 | 2048 | 2048-01-29 | 28.5 | 15.5 | 18 | 7.5 | 13 | 8 | 24.5
1 | 30 | 2048 | 2048-01-30 | 29.2 | 16.9 | 17.2 | 21.7 | 23.3 | 19.1 | 23.4 | 1 | 30 | 2048 | 2048-01-30 | 25.5 | 14 | 16.5 | 18.5 | 20.5 | 14.5 | 19
1 | 31 | 2048 | 2048-01-31 | 29.3 | 17 | 17.6 | 22.3 | 23.2 | 19.3 | 24.7 | 1 | 31 | 2048 | 2048-01-31 | 26.5 | 12.5 | 16.5 | 18.5 | 21 | 14.5 | 26
2 | 1 | 2048 | 2048-02-01 | 29.2 | 17.2 | 18 | 23.2 | 23.6 | 20.2 | 23.7 | 2 | 1 | 2048 | 2048-02-01 | 25.5 | 18 | 20.5 | 17.5 | 25 | 15.5 | 19.5
2 | 2 | 2048 | 2048-02-02 | 28.9 | 16.5 | 18.1 | 22.7 | 23.9 | 20.9 | 24.1 | 2 | 2 | 2048 | 2048-02-02 | 29.5 | 15 | 21.5 | 22 | 26 | 20.5 | 23.5
2 | 3 | 2048 | 2048-02-03 | 28.9 | 16.3 | 17.6 | 23 | 22.8 | 20 | 25.3 | 2 | 3 | 2048 | 2048-02-03 | 33 | 8.5 | 17.5 | 34 | 30 | 30 | 24
2 | 4 | 2048 | 2048-02-04 | 28.9 | 15.8 | 17.3 | 22.3 | 23.3 | 19.4 | 23.9 | 2 | 4 | 2048 | 2048-02-04 | 30.5 | 13.5 | 18.5 | 29 | 30.5 | 29.5 | 23.5
2 | 5 | 2048 | 2048-02-05 | 27.6 | 15.2 | 16.8 | 20.9 | 22.8 | 18.1 | 22.7 | 2 | 5 | 2048 | 2048-02-05 | 28 | 12 | 18 | 30.5 | 32.5 | 31 | 25
2 | 6 | 2048 | 2048-02-06 | 26.6 | 14.6 | 15.4 | 19.3 | 21.9 | 16.6 | 22.2 | 2 | 6 | 2048 | 2048-02-06 | 31.5 | 10.5 | 15.5 | 34 | 39 | 29.5 | 23.5
2 | 7 | 2048 | 2048-02-07 | 26.3 | 15.3 | 15.9 | 20.3 | 22 | 16.6 | 21.3 | 2 | 7 | 2048 | 2048-02-07 | 27.5 | 11.5 | 16.5 | 31.5 | 29.5 | 30.5 | 20
2 | 8 | 2048 | 2048-02-08 | 28.5 | 15.5 | 17 | 21.4 | 22.4 | 18.6 | 21.9 | 2 | 8 | 2048 | 2048-02-08 | 27 | 13 | 18.5 | 27 | 26 | 25 | 22
2 | 9 | 2048 | 2048-02-09 | 28.3 | 17.2 | 18.2 | 22.8 | 23.3 | 20.3 | 22.9 | 2 | 9 | 2048 | 2048-02-09 | 27 | 14.5 | 15.5 | 24 | 18 | 22.5 | 21
2 | 10 | 2048 | 2048-02-10 | 26.8 | 16.7 | 19.3 | 22.9 | 23.6 | 20.8 | 23.2 | 2 | 10 | 2048 | 2048-02-10 | 23.5 | 10 | 15.5 | 22.5 | 18 | 21 | 18.5
2 | 11 | 2048 | 2048-02-11 | 27.4 | 17.2 | 18.3 | 22.1 | 23.6 | 20.3 | 23 | 2 | 11 | 2048 | 2048-02-11 | 25.5 | 12 | 17 | 21.5 | 22 | 18.5 | 19
2 | 12 | 2048 | 2048-02-12 | 27.4 | 16.2 | 17.6 | 21.2 | 22.2 | 18.7 | 22.2 | 2 | 12 | 2048 | 2048-02-12 | 27 | 15 | 18 | 20.5 | 23 | 18 | 24
2 | 13 | 2048 | 2048-02-13 | 26.6 | 14.9 | 17.3 | 20.4 | 21.2 | 18.4 | 21.7 | 2 | 13 | 2048 | 2048-02-13 | 28 | 19 | 18 | 26 | 24 | 23.5 | 19.5
2 | 14 | 2048 | 2048-02-14 | 26.6 | 14.6 | 16.9 | 20.5 | 22.3 | 19.1 | 20.7 | 2 | 14 | 2048 | 2048-02-14 | 27 | 21 | 25.5 | 22.5 | 30 | 21 | 25.5
2 | 15 | 2048 | 2048-02-15 | 26.3 | 15.4 | 16.7 | 20.5 | 21.6 | 19.4 | 20.9 | 2 | 15 | 2048 | 2048-02-15 | 30.5 | 20.5 | 27 | 22.5 | 28.5 | 19.5 | 24.5
2 | 16 | 2048 | 2048-02-16 | 27.1 | 15.9 | 16.8 | 20.9 | 21.8 | 19 | 21.2 | 2 | 16 | 2048 | 2048-02-16 | 33.5 | 19.5 | 23.5 | 22 | 24 | 19.5 | 23.5
2 | 17 | 2048 | 2048-02-17 | 25.8 | 15.8 | 16.8 | 19.6 | 23.2 | 18.3 | 20.3 | 2 | 17 | 2048 | 2048-02-17 | 26.5 | 14 | 17.5 | 15.5 | 20.5 | 17 | 26.5
2 | 18 | 2048 | 2048-02-18 | 25.8 | 16.2 | 17.3 | 19.4 | 22.5 | 17.7 | 20.6 | 2 | 18 | 2048 | 2048-02-18 | 28 | 19.5 | 19 | 21.5 | 28 | 17.5 | 23
2 | 19 | 2048 | 2048-02-19 | 24.5 | 15.3 | 16.8 | 19.1 | 21.2 | 17.2 | 19.4 | 2 | 19 | 2048 | 2048-02-19 | 31.5 | 21 | 24.5 | 22 | 31 | 20 | 23
2 | 20 | 2048 | 2048-02-20 | 23.8 | 15.6 | 16.7 | 18.6 | 20.5 | 17.4 | 18.2 | 2 | 20 | 2048 | 2048-02-20 | 31.5 | 20.5 | 23.5 | 26 | 21.5 | 23.5 | 24
2 | 21 | 2048 | 2048-02-21 | 23.5 | 14.9 | 15.7 | 17.4 | 19.7 | 16.2 | 17.8 | 2 | 21 | 2048 | 2048-02-21 | 22 | 15 | 12.5 | 9.5 | 11 | 8.5 | 14.5
2 | 22 | 2048 | 2048-02-22 | 22.1 | 14.4 | 15.3 | 16.9 | 19.2 | 15.1 | 18.3 | 2 | 22 | 2048 | 2048-02-22 | 18 | 11.5 | 20 | 13.5 | 16.5 | 14 | 11.5
2 | 23 | 2048 | 2048-02-23 | 23.5 | 15.1 | 15.9 | 17.6 | 20.7 | 15.5 | 19 | 2 | 23 | 2048 | 2048-02-23 | 26.5 | 16 | 23.5 | 19 | 26 | 18 | 20
2 | 24 | 2048 | 2048-02-24 | 22.3 | 15 | 15.8 | 16.6 | 20 | 14.2 | 17.8 | 2 | 24 | 2048 | 2048-02-24 | 28 | 17.5 | 21 | 12.5 | 18.5 | 11 | 18.5
2 | 25 | 2048 | 2048-02-25 | 22.6 | 14.1 | 15.9 | 14.8 | 19.2 | 12.9 | 16.3 | 2 | 25 | 2048 | 2048-02-25 | 30 | 20.5 | 23 | 20.5 | 29 | 19 | 16
2 | 26 | 2048 | 2048-02-26 | 21.8 | 14.4 | 15.9 | 15.4 | 20.4 | 13.7 | 17.1 | 2 | 26 | 2048 | 2048-02-26 | 31 | 24.5 | 25.5 | 23.5 | 29 | 23 | 20.5
2 | 27 | 2048 | 2048-02-27 | 22.8 | 15.6 | 17.1 | 16.6 | 21.2 | 14.7 | 18.1 | 2 | 27 | 2048 | 2048-02-27 | 32.5 | 27.5 | 24.5 | 33.5 | 33 | 30 | 28
2 | 28 | 2048 | 2048-02-28 | 22.4 | 14.7 | 16.5 | 17.3 | 20.4 | 14.7 | 17.7 | 2 | 28 | 2048 | 2048-02-28 | 34 | 23 | 27 | 29 | 36 | 27 | 32
2 | 29 | 2048 | 2048-02-29 | 22.6 | 15.5 | 16.5 | 16.5 | 20.6 | 15.1 | 18.2 | 2 | 29 | 2048 | 2048-02-29 | 28 | 23 | 24.5 | 20.5 | 30 | 19 | 28
3 | 1 | 2048 | 2048-03-01 | 22.6 | 15.6 | 16.4 | 16.2 | 19.9 | 14.7 | 19.3 | 3 | 1 | 2048 | 2048-03-01 | 31 | 23.5 | 23.5 | 22.5 | 29 | 21 | 22.5
3 | 2 | 2048 | 2048-03-02 | 22.1 | 15.3 | 16.8 | 16.2 | 21 | 13.9 | 18.8 | 3 | 2 | 2048 | 2048-03-02 | 32 | 18 | 23.5 | 21.5 | 28.5 | 20 | 19.5
3 | 3 | 2048 | 2048-03-03 | 21.8 | 16.1 | 16.4 | 17.8 | 19.8 | 14.9 | 19.6 | 3 | 3 | 2048 | 2048-03-03 | 23.5 | 14 | 11.5 | 12.5 | 18 | 8.5 | 15
3 | 4 | 2048 | 2048-03-04 | 21.7 | 15.4 | 16.1 | 16.9 | 18.8 | 14.1 | 18.2 | 3 | 4 | 2048 | 2048-03-04 | 20 | 13 | 12.5 | 11 | 16 | 6 | 15
3 | 5 | 2048 | 2048-03-05 | 22 | 14.6 | 16.9 | 16.1 | 19.4 | 13.6 | 17.7 | 3 | 5 | 2048 | 2048-03-05 | 19 | 20.5 | 22 | 13.5 | 19.5 | 15.5 | 13.5
3 | 6 | 2048 | 2048-03-06 | 21.3 | 13.9 | 15.9 | 14.8 | 19.4 | 12.3 | 17.5 | 3 | 6 | 2048 | 2048-03-06 | 34 | 24 | 26 | 23.5 | 32.5 | 23.5 | 24
3 | 7 | 2048 | 2048-03-07 | 22 | 13.6 | 15.2 | 15.4 | 19.1 | 12.9 | 16.7 | 3 | 7 | 2048 | 2048-03-07 | 28.5 | 24.5 | 26.5 | 25 | 28.5 | 22 | 23
3 | 8 | 2048 | 2048-03-08 | 22.2 | 14.1 | 15.4 | 16.9 | 18.6 | 13.7 | 17.4 | 3 | 8 | 2048 | 2048-03-08 | 26 | 19 | 15.5 | 13.5 | 13 | 14 | 20
3 | 9 | 2048 | 2048-03-09 | 22 | 14.5 | 15.7 | 16.4 | 19.3 | 13.3 | 17.4 | 3 | 9 | 2048 | 2048-03-09 | 14.5 | 15 | 20.5 | 8 | 12 | 7 | 10
3 | 10 | 2048 | 2048-03-10 | 21.1 | 13.9 | 15.1 | 15.9 | 18.7 | 13.1 | 16.5 | 3 | 10 | 2048 | 2048-03-10 | 15 | 15.5 | 18 | 12 | 14.5 | 9 | 11
3 | 11 | 2048 | 2048-03-11 | 19.5 | 13.6 | 14.8 | 13.8 | 17 | 11.2 | 16 | 3 | 11 | 2048 | 2048-03-11 | 21 | 17 | 21.5 | 18 | 22.5 | 17.5 | 15.5
3 | 12 | 2048 | 2048-03-12 | 17.4 | 12.9 | 13.7 | 12.4 | 14.8 | 9.6 | 15 | 3 | 12 | 2048 | 2048-03-12 | 21.5 | 17.5 | 24.5 | 18 | 17.5 | 14.5 | 16.5
3 | 13 | 2048 | 2048-03-13 | 16 | 11.7 | 13.9 | 11.3 | 14.6 | 8.6 | 13.6 | 3 | 13 | 2048 | 2048-03-13 | 19.5 | 22.5 | 28 | 15 | 24 | 13 | 20
3 | 14 | 2048 | 2048-03-14 | 17.6 | 11.7 | 13.9 | 11.7 | 14.6 | 8.2 | 13.2 | 3 | 14 | 2048 | 2048-03-14 | 23.5 | 19.5 | 27.5 | 16.5 | 18.5 | 15 | 26
3 | 15 | 2048 | 2048-03-15 | 16.9 | 11.3 | 13.2 | 11.2 | 14.4 | 8.1 | 13.7 | 3 | 15 | 2048 | 2048-03-15 | 14 | 11.5 | 18 | 7 | 12.5 | 6 | 14
3 | 16 | 2048 | 2048-03-16 | 17.2 | 10.6 | 13.6 | 11.6 | 14.5 | 9.2 | 13.6 | 3 | 16 | 2048 | 2048-03-16 | 15.5 | 16.5 | 19 | 12 | 17 | 11 | 14
3 | 17 | 2048 | 2048-03-17 | 16.5 | 11.4 | 13.7 | 10.9 | 15.3 | 7.8 | 12.2 | 3 | 17 | 2048 | 2048-03-17 | 22.5 | 19 | 20 | 17 | 23.5 | 15.5 | 18
3 | 18 | 2048 | 2048-03-18 | 16.7 | 11.7 | 14.1 | 11.2 | 16.1 | 8.1 | 13.4 | 3 | 18 | 2048 | 2048-03-18 | 26 | 22 | 24.5 | 22 | 28.5 | 21 | 21.5
3 | 19 | 2048 | 2048-03-19 | 17.2 | 11.9 | 13.9 | 12.2 | 16.2 | 9.4 | 13.6 | 3 | 19 | 2048 | 2048-03-19 | 30 | 19.5 | 24.5 | 22.5 | 34 | 19.5 | 25
3 | 20 | 2048 | 2048-03-20 | 17.3 | 12.5 | 13.2 | 12.9 | 15.7 | 9.8 | 13.7 | 3 | 20 | 2048 | 2048-03-20 | 25.5 | 17.5 | 20.5 | 15 | 13.5 | 14.5 | 13.5
3 | 21 | 2048 | 2048-03-21 | 16.9 | 11.4 | 12.8 | 12.6 | 16.2 | 9.4 | 14.2 | 3 | 21 | 2048 | 2048-03-21 | 14.5 | 18 | 22.5 | 24.5 | 26 | 23 | 21.5
3 | 22 | 2048 | 2048-03-22 | 15.2 | 11.1 | 12.3 | 11.7 | 15.5 | 8.8 | 13.7 | 3 | 22 | 2048 | 2048-03-22 | 17 | 20 | 22 | 21 | 25 | 19 | 21
3 | 23 | 2048 | 2048-03-23 | 14.4 | 10.9 | 11.7 | 10.9 | 15 | 8.3 | 13 | 3 | 23 | 2048 | 2048-03-23 | 22.5 | 18.5 | 21 | 19.5 | 23 | 17.5 | 20.5
3 | 24 | 2048 | 2048-03-24 | 14.8 | 10.7 | 12.1 | 10.9 | 14.5 | 8.8 | 12 | 3 | 24 | 2048 | 2048-03-24 | 18.5 | 14.5 | 14.5 | 18.5 | 22 | 18 | 16.5
3 | 25 | 2048 | 2048-03-25 | 15.4 | 10.8 | 12.1 | 11.7 | 15 | 9.7 | 12.3 | 3 | 25 | 2048 | 2048-03-25 | 13.5 | 16 | 14.5 | 16.5 | 19.5 | 15 | 10.5
3 | 26 | 2048 | 2048-03-26 | 15.5 | 10.5 | 11.8 | 10.8 | 15.1 | 8.9 | 11.8 | 3 | 26 | 2048 | 2048-03-26 | 16.5 | 16 | 14.5 | 11.5 | 22.5 | 11 | 13.5
3 | 27 | 2048 | 2048-03-27 | 14.3 | 10.6 | 10.3 | 8.8 | 13.2 | 7.3 | 10.8 | 3 | 27 | 2048 | 2048-03-27 | 18.5 | 10.5 | 13.5 | 15 | 14.5 | 11.5 | 17.5
3 | 28 | 2048 | 2048-03-28 | 13.3 | 10.2 | 9.9 | 8.4 | 12.6 | 7 | 9.9 | 3 | 28 | 2048 | 2048-03-28 | 15.5 | 9.5 | 14.5 | 8.5 | 17.5 | 9.5 | 11.5
3 | 29 | 2048 | 2048-03-29 | 13 | 10.2 | 9.9 | 8.8 | 12.7 | 7.7 | 10.3 | 3 | 29 | 2048 | 2048-03-29 | 15 | 14 | 17 | 9 | 9.5 | 6.5 | 10
3 | 30 | 2048 | 2048-03-30 | 13.3 | 9.9 | 10.5 | 8.9 | 13.2 | 7.5 | 10.7 | 3 | 30 | 2048 | 2048-03-30 | 9.5 | 15.5 | 19 | 9 | 17.5 | 8.5 | 13
3 | 31 | 2048 | 2048-03-31 | 13.5 | 10.3 | 10.7 | 8.8 | 14.4 | 7.2 | 10.7 | 3 | 31 | 2048 | 2048-03-31 | 7 | 19 | 20.5 | 18.5 | 19 | 18 | 16.5
4 | 1 | 2048 | 2048-04-01 | 13.4 | 11 | 11.9 | 9.2 | 14.1 | 6.8 | 11.1 | 4 | 1 | 2048 | 2048-04-01 | 25.5 | 16.5 | 23 | 14.5 | 23 | 14 | 15
4 | 2 | 2048 | 2048-04-02 | 15.8 | 10.9 | 12.4 | 9.9 | 15.9 | 7.8 | 11.9 | 4 | 2 | 2048 | 2048-04-02 | 26 | 7.5 | 9.5 | 15.5 | 17.5 | 13 | 17.5
4 | 3 | 2048 | 2048-04-03 | 15.9 | 10.3 | 12.2 | 10.6 | 16.7 | 8.2 | 11.7 | 4 | 3 | 2048 | 2048-04-03 | 14.5 | 14 | 16 | 5 | 12.5 | 6 | 13.5
4 | 4 | 2048 | 2048-04-04 | 14.9 | 9.9 | 11.5 | 10 | 14.7 | 7.9 | 10.4 | 4 | 4 | 2048 | 2048-04-04 | 28 | 20 | 17 | 17 | 28.5 | 18.5 | 13
4 | 5 | 2048 | 2048-04-05 | 14.4 | 10.6 | 10.9 | 9.8 | 13.6 | 8.2 | 9.6 | 4 | 5 | 2048 | 2048-04-05 | 28.5 | 19.5 | 23 | 17.5 | 32 | 15 | 18
4 | 6 | 2048 | 2048-04-06 | 14.4 | 10.2 | 10.8 | 9.7 | 13.9 | 7.2 | 9.4 | 4 | 6 | 2048 | 2048-04-06 | 30.5 | 18.5 | 17 | 18.5 | 28.5 | 18.5 | 18.5
4 | 7 | 2048 | 2048-04-07 | 13.8 | 9.7 | 10.2 | 9.2 | 13.6 | 7.1 | 9.9 | 4 | 7 | 2048 | 2048-04-07 | 24 | 15.5 | 14 | 17 | 23.5 | 13.5 | 18.5
4 | 8 | 2048 | 2048-04-08 | 13.1 | 9.7 | 10.1 | 8.7 | 12.9 | 6.7 | 9.4 | 4 | 8 | 2048 | 2048-04-08 | 15 | 8.5 | 7.5 | 10.5 | 17.5 | 8.5 | 7
4 | 9 | 2048 | 2048-04-09 | 12.8 | 9.9 | 10.1 | 8.6 | 13 | 6.5 | 8.5 | 4 | 9 | 2048 | 2048-04-09 | 10.5 | 7.5 | 6 | 6.5 | 13 | 5.5 | 6.5
4 | 10 | 2048 | 2048-04-10 | 12.2 | 9.2 | 9.1 | 7.6 | 11.4 | 5.5 | 7.2 | 4 | 10 | 2048 | 2048-04-10 | 11 | 7 | 10 | 7 | 11 | 3 | 3.5
4 | 11 | 2048 | 2048-04-11 | 10.6 | 8.2 | 7.5 | 6.3 | 9.9 | 4.1 | 6.3 | 4 | 11 | 2048 | 2048-04-11 | 11 | 11 | 12.5 | 8.5 | 17.5 | 6.5 | 7.5
4 | 12 | 2048 | 2048-04-12 | 9.8 | 7.5 | 8.2 | 6.1 | 9.6 | 3.9 | 6 | 4 | 12 | 2048 | 2048-04-12 | 16 | 8 | 20.5 | 13 | 20.5 | 9.5 | 11.5
4 | 13 | 2048 | 2048-04-13 | 10.9 | 8.1 | 9.9 | 6.6 | 12.2 | 4.5 | 6.9 | 4 | 13 | 2048 | 2048-04-13 | 21 | 13 | 19 | 13.5 | 21.5 | 10 | 13
4 | 14 | 2048 | 2048-04-14 | 12.9 | 9.7 | 11.2 | 7.8 | 14 | 5.9 | 9.3 | 4 | 14 | 2048 | 2048-04-14 | 11 | 10.5 | 19 | 9.5 | 14.5 | 6.5 | 8
4 | 15 | 2048 | 2048-04-15 | 13.4 | 9.7 | 11.4 | 8.8 | 14.8 | 6.5 | 8.9 | 4 | 15 | 2048 | 2048-04-15 | 14 | 7 | 10 | 7.5 | 13.5 | 6.5 | 6
4 | 16 | 2048 | 2048-04-16 | 12.8 | 8.5 | 9.6 | 8.4 | 13.2 | 5.3 | 7.6 | 4 | 16 | 2048 | 2048-04-16 | 21.5 | 11 | 14.5 | 11 | 12.5 | 9 | 9
4 | 17 | 2048 | 2048-04-17 | 12.4 | 8.1 | 8.6 | 7.5 | 11.9 | 4.9 | 7.1 | 4 | 17 | 2048 | 2048-04-17 | 16.5 | 15.5 | 27 | 14.5 | 22.5 | 10.5 | 17.5
4 | 18 | 2048 | 2048-04-18 | 12.5 | 7.8 | 8.5 | 7.9 | 11.8 | 5.1 | 7.7 | 4 | 18 | 2048 | 2048-04-18 | 15 | 11.5 | 21.5 | 9 | 10.5 | 7 | 11
4 | 19 | 2048 | 2048-04-19 | 11.8 | 7.5 | 7.8 | 7.4 | 11.2 | 4.5 | 7.5 | 4 | 19 | 2048 | 2048-04-19 | 14.5 | 11.5 | 30.5 | 11 | 8 | 12 | 14.5
4 | 20 | 2048 | 2048-04-20 | 11.6 | 7.4 | 7.4 | 6.7 | 10.3 | 4.9 | 6.7 | 4 | 20 | 2048 | 2048-04-20 | 5 | 11 | 14.5 | 2.5 | 3 | 0 | 4.5
4 | 21 | 2048 | 2048-04-21 | 10.8 | 7.4 | 7.8 | 6 | 9.9 | 4.6 | 7.2 | 4 | 21 | 2048 | 2048-04-21 | 5.5 | 11.5 | 20 | 0.5 | 2.5 | 0 | 0.5
4 | 22 | 2048 | 2048-04-22 | 9.4 | 6.9 | 7.8 | 6.2 | 9.5 | 4.3 | 6.7 | 4 | 22 | 2048 | 2048-04-22 | 1 | 1.5 | 10 | 0 | 0 | 0 | 0
4 | 23 | 2048 | 2048-04-23 | 8.9 | 6.9 | 7.7 | 6.2 | 8.6 | 4.2 | 5.9 | 4 | 23 | 2048 | 2048-04-23 | 0 | 5 | 10 | 0 | 0 | 0 | 0
4 | 24 | 2048 | 2048-04-24 | 9.4 | 7.4 | 8.3 | 6.4 | 9.4 | 4.1 | 6.6 | 4 | 24 | 2048 | 2048-04-24 | 0 | 6.5 | 13.5 | 0 | 0.5 | 0 | 0
4 | 25 | 2048 | 2048-04-25 | 10 | 7.7 | 8.8 | 6.5 | 10.4 | 4.7 | 6.7 | 4 | 25 | 2048 | 2048-04-25 | 2.5 | 1 | 19 | 0 | 6.5 | 0 | 1.5
4 | 26 | 2048 | 2048-04-26 | 10.3 | 7.7 | 8.5 | 6.9 | 10.8 | 4.6 | 6 | 4 | 26 | 2048 | 2048-04-26 | 16 | 9.5 | 20 | 11.5 | 18.5 | 7 | 9
4 | 27 | 2048 | 2048-04-27 | 10.1 | 7.3 | 8.4 | 6.9 | 10.7 | 4.3 | 6 | 4 | 27 | 2048 | 2048-04-27 | 19.5 | 9 | 20.5 | 12 | 18 | 9.5 | 11.5
4 | 28 | 2048 | 2048-04-28 | 9.9 | 6.3 | 8.1 | 6 | 9.9 | 4.6 | 6.3 | 4 | 28 | 2048 | 2048-04-28 | 16.5 | 7.5 | 10 | 6.5 | 11 | 6.5 | 1
4 | 29 | 2048 | 2048-04-29 | 10.8 | 6.5 | 8.4 | 6.1 | 11.7 | 4.5 | 6.7 | 4 | 29 | 2048 | 2048-04-29 | 14 | 5.5 | 8.5 | 5 | 9.5 | 2 | 4
4 | 30 | 2048 | 2048-04-30 | 12.5 | 7.2 | 8.5 | 7.1 | 12.4 | 5.5 | 7.2 | 4 | 30 | 2048 | 2048-04-30 | 11 | 9.5 | 14.5 | 5.5 | 8.5 | 3.5 | 6
5 | 1 | 2048 | 2048-05-01 | 12.2 | 6.9 | 7.7 | 6.7 | 11.3 | 4.9 | 6.7 | 5 | 1 | 2048 | 2048-05-01 | 17 | 12 | 16 | 13.5 | 19.5 | 11.5 | 9.5
5 | 2 | 2048 | 2048-05-02 | 10.1 | 6 | 5.7 | 5.1 | 9 | 3.3 | 5.3 | 5 | 2 | 2048 | 2048-05-02 | 17.5 | 11 | 16 | 12 | 20 | 10 | 12
5 | 3 | 2048 | 2048-05-03 | 7.9 | 5.1 | 4.5 | 3.7 | 7 | 2.3 | 3.7 | 5 | 3 | 2048 | 2048-05-03 | 13.5 | 12 | 13.5 | 9.5 | 12 | 6.5 | 8.5
5 | 4 | 2048 | 2048-05-04 | 6.2 | 4.3 | 4.8 | 2.9 | 6.7 | 2 | 3.6 | 5 | 4 | 2048 | 2048-05-04 | 22 | 10 | 16 | 10.5 | 17.5 | 9.5 | 8
5 | 5 | 2048 | 2048-05-05 | 6.5 | 4.7 | 5.1 | 2.9 | 6.6 | 2.4 | 3.9 | 5 | 5 | 2048 | 2048-05-05 | 20.5 | 12 | 16 | 12 | 21.5 | 11.5 | 9.5
5 | 6 | 2048 | 2048-05-06 | 6.4 | 4.1 | 5.2 | 2.9 | 7.5 | 2.6 | 3.8 | 5 | 6 | 2048 | 2048-05-06 | 19 | 10.5 | 10.5 | 10 | 15.5 | 8.5 | 9.5
5 | 7 | 2048 | 2048-05-07 | 7.5 | 4.5 | 5.5 | 3.1 | 8 | 2.3 | 3.5 | 5 | 7 | 2048 | 2048-05-07 | 12.5 | 5.5 | 11.5 | 4 | 9.5 | 3 | 5.5
5 | 8 | 2048 | 2048-05-08 | 8 | 4.4 | 4.9 | 3.1 | 8 | 2.3 | 3.7 | 5 | 8 | 2048 | 2048-05-08 | 6.5 | 7 | 14.5 | 0 | 2.5 | 0 | 0
5 | 9 | 2048 | 2048-05-09 | 7.2 | 4.5 | 4.6 | 3 | 7.5 | 2.3 | 3.4 | 5 | 9 | 2048 | 2048-05-09 | 9.5 | 11.5 | 18 | 6 | 12.5 | 4.5 | 7.5
5 | 10 | 2048 | 2048-05-10 | 6.4 | 3.8 | 5.1 | 2.5 | 7.4 | 1.7 | 2.7 | 5 | 10 | 2048 | 2048-05-10 | 17.5 | 11.5 | 19.5 | 12 | 20.5 | 12 | 12
5 | 11 | 2048 | 2048-05-11 | 7.2 | 3.4 | 5.2 | 3.3 | 7.9 | 2.3 | 3.6 | 5 | 11 | 2048 | 2048-05-11 | 16 | 11.5 | 14.5 | 11 | 15.5 | 10 | 9.5
5 | 12 | 2048 | 2048-05-12 | 7.7 | 3.7 | 5.7 | 3.4 | 7.5 | 2.4 | 3.9 | 5 | 12 | 2048 | 2048-05-12 | 10.5 | 5.5 | 0 | 4.5 | 9.5 | 4 | 5
5 | 13 | 2048 | 2048-05-13 | 6.8 | 3.4 | 5.3 | 3.1 | 6.6 | 2.1 | 4.1 | 5 | 13 | 2048 | 2048-05-13 | 3.5 | 3.5 | 6.5 | 0 | 0 | 0 | 0
5 | 14 | 2048 | 2048-05-14 | 4.9 | 2.4 | 3.4 | 2.1 | 5 | 1.6 | 2.7 | 5 | 14 | 2048 | 2048-05-14 | 0 | 0.5 | 0 | 0 | 0 | 0 | 0
5 | 15 | 2048 | 2048-05-15 | 4.2 | 2 | 2.9 | 1.4 | 3.9 | 1.2 | 2.1 | 5 | 15 | 2048 | 2048-05-15 | 0 | 0 | 1 | 0 | 0 | 0 | 0
5 | 16 | 2048 | 2048-05-16 | 4.1 | 2.1 | 2.8 | 1.5 | 4 | 1 | 1.5 | 5 | 16 | 2048 | 2048-05-16 | 0 | 4 | 7.5 | 0 | 2 | 0 | 0
5 | 17 | 2048 | 2048-05-17 | 3.9 | 2 | 2.4 | 1.4 | 4.6 | 1 | 1.3 | 5 | 17 | 2048 | 2048-05-17 | 7.5 | 7 | 9 | 0 | 6.5 | 0 | 0
5 | 18 | 2048 | 2048-05-18 | 3.4 | 1.7 | 2.3 | 1.2 | 4.5 | 0.7 | 1.1 | 5 | 18 | 2048 | 2048-05-18 | 11 | 9 | 15.5 | 5 | 14 | 3 | 2.5
5 | 19 | 2048 | 2048-05-19 | 3 | 1.9 | 2.7 | 1 | 3.8 | 0.3 | 1 | 5 | 19 | 2048 | 2048-05-19 | 10.5 | 8 | 14 | 3.5 | 8.5 | 0 | 3
5 | 20 | 2048 | 2048-05-20 | 3.4 | 1.6 | 3 | 0.9 | 4 | 0.7 | 0.9 | 5 | 20 | 2048 | 2048-05-20 | 0 | 4.5 | 8.5 | 0 | 0 | 0 | 0
5 | 21 | 2048 | 2048-05-21 | 3 | 1.3 | 2.6 | 0.6 | 3.7 | 0.4 | 1.2 | 5 | 21 | 2048 | 2048-05-21 | 0 | 4 | 8.5 | 1 | 3.5 | 0 | 0
5 | 22 | 2048 | 2048-05-22 | 3.1 | 1.6 | 2.6 | 0.6 | 3.4 | 0.3 | 0.7 | 5 | 22 | 2048 | 2048-05-22 | 8 | 7.5 | 12.5 | 8.5 | 7.5 | 6 | 5.5
5 | 23 | 2048 | 2048-05-23 | 3.6 | 1.4 | 3 | 0.5 | 4.4 | 0.1 | 0.5 | 5 | 23 | 2048 | 2048-05-23 | 14.5 | 9 | 13 | 5.5 | 14.5 | 4.5 | 3
5 | 24 | 2048 | 2048-05-24 | 4.4 | 1.6 | 3.2 | 1.2 | 5.4 | 0.4 | 1 | 5 | 24 | 2048 | 2048-05-24 | 14 | 6.5 | 10 | 6.5 | 15.5 | 4.5 | 7.5
5 | 25 | 2048 | 2048-05-25 | 4.6 | 1.6 | 3.3 | 1.3 | 5.2 | 0.8 | 1.1 | 5 | 25 | 2048 | 2048-05-25 | 12.5 | 1.5 | 10.5 | 2 | 12 | 2 | 0
5 | 26 | 2048 | 2048-05-26 | 4.1 | 1.9 | 3.2 | 0.9 | 5.1 | 0.4 | 1.1 | 5 | 26 | 2048 | 2048-05-26 | 14 | 1.5 | 3.5 | 8.5 | 13.5 | 4 | 0
5 | 27 | 2048 | 2048-05-27 | 3.9 | 1.9 | 3.6 | 0.7 | 5.1 | 0.5 | 0.9 | 5 | 27 | 2048 | 2048-05-27 | 6 | 2 | 5.5 | 0 | 9 | 0 | 0
5 | 28 | 2048 | 2048-05-28 | 4.2 | 2.1 | 3.2 | 1.1 | 4.8 | 0.5 | 0.6 | 5 | 28 | 2048 | 2048-05-28 | 11 | 3.5 | 8 | 0 | 8 | 0 | 0.5
5 | 29 | 2048 | 2048-05-29 | 3.8 | 1.9 | 2.9 | 0.8 | 4.1 | 0.5 | 0.8 | 5 | 29 | 2048 | 2048-05-29 | 4 | 6 | 12.5 | 0.5 | 8.5 | 0 | 3.5
5 | 30 | 2048 | 2048-05-30 | 3.4 | 1.7 | 2.5 | 0.7 | 4 | 0.2 | 0.4 | 5 | 30 | 2048 | 2048-05-30 | 5.5 | 4.5 | 5 | 0 | 1.5 | 0 | 0
5 | 31 | 2048 | 2048-05-31 | 4.1 | 1.5 | 2.1 | 1.1 | 4.6 | 0.6 | 0.4 | 5 | 31 | 2048 | 2048-05-31 | 1 | 4 | 2.5 | 0 | 0 | 0 | 0
6 | 1 | 2048 | 2048-06-01 | 4.7 | 1.8 | 2.4 | 1.5 | 4.9 | 0.9 | 1 | 6 | 1 | 2048 | 2048-06-01 | 0 | 2 | 0 | 0 | 0 | 0 | 0
6 | 2 | 2048 | 2048-06-02 | 4.1 | 2 | 2.2 | 1.3 | 4.7 | 0.9 | 1.2 | 6 | 2 | 2048 | 2048-06-02 | 1.5 | 4 | 5.5 | 0 | 0 | 0 | 0
6 | 3 | 2048 | 2048-06-03 | 3.9 | 2 | 1.7 | 1 | 4.3 | 0.8 | 0.9 | 6 | 3 | 2048 | 2048-06-03 | 0.5 | 9 | 10 | 0 | 1.5 | 0 | 0
6 | 4 | 2048 | 2048-06-04 | 3.2 | 1.6 | 1.5 | 0.5 | 3.7 | 0.4 | 0.5 | 6 | 4 | 2048 | 2048-06-04 | 2.5 | 10.5 | 11 | 4 | 8 | 0.5 | 3.5
6 | 5 | 2048 | 2048-06-05 | 2.4 | 0.9 | 1.5 | 0.3 | 4.1 | 0.4 | 0.4 | 6 | 5 | 2048 | 2048-06-05 | 14.5 | 7 | 19.5 | 11 | 12 | 9.5 | 3.5
6 | 6 | 2048 | 2048-06-06 | 3 | 0.7 | 1.2 | 0.2 | 4.3 | 0.2 | 0.3 | 6 | 6 | 2048 | 2048-06-06 | 12.5 | 9 | 19 | 7 | 12.5 | 4 | 5
6 | 7 | 2048 | 2048-06-07 | 3.6 | 0.7 | 1 | 0.3 | 3.7 | 0 | 0.2 | 6 | 7 | 2048 | 2048-06-07 | 12 | 5.5 | 9 | 8 | 7 | 6 | 6
6 | 8 | 2048 | 2048-06-08 | 3.2 | 0.9 | 1.3 | 0.5 | 3 | 0.3 | 0.4 | 6 | 8 | 2048 | 2048-06-08 | 13.5 | 8 | 11.5 | 8.5 | 14.5 | 5 | 8.5
6 | 9 | 2048 | 2048-06-09 | 2.5 | 1 | 1.5 | 0.4 | 2.2 | 0.4 | 0.5 | 6 | 9 | 2048 | 2048-06-09 | 13 | 6.5 | 11 | 8.5 | 11.5 | 8.5 | 8.5
6 | 10 | 2048 | 2048-06-10 | 1.7 | 0.7 | 0.9 | 0.3 | 2.2 | 0 | 0.2 | 6 | 10 | 2048 | 2048-06-10 | 7 | 6 | 7 | 0 | 7 | 0 | 0
6 | 11 | 2048 | 2048-06-11 | 1.5 | 1 | 1.1 | 0 | 2.3 | 0.1 | 0.1 | 6 | 11 | 2048 | 2048-06-11 | 3 | 2 | 1 | 0 | 2.5 | 0 | 0
6 | 12 | 2048 | 2048-06-12 | 2 | 1 | 1.6 | 0.2 | 2.6 | 0.2 | 0.2 | 6 | 12 | 2048 | 2048-06-12 | 0 | 1.5 | 2 | 0 | 0 | 0 | 0
6 | 13 | 2048 | 2048-06-13 | 2.5 | 1.1 | 1.7 | 0.3 | 2.7 | 0.1 | 0.3 | 6 | 13 | 2048 | 2048-06-13 | 3 | 3.5 | 8.5 | 0 | 2.5 | 0 | 0
6 | 14 | 2048 | 2048-06-14 | 2.7 | 0.7 | 1.3 | 0.2 | 1.8 | 0 | 0.2 | 6 | 14 | 2048 | 2048-06-14 | 4.5 | 8 | 8.5 | 0 | 5 | 0 | 1.5
6 | 15 | 2048 | 2048-06-15 | 1.9 | 0.4 | 0.8 | 0 | 1.1 | 0 | 0.1 | 6 | 15 | 2048 | 2048-06-15 | 1 | 5.5 | 7.5 | 0 | 1.5 | 0 | 0
6 | 16 | 2048 | 2048-06-16 | 1.3 | 0.2 | 0.6 | 0 | 1.3 | 0 | 0.1 | 6 | 16 | 2048 | 2048-06-16 | 4 | 0 | 0 | 0 | 0 | 0 | 0
6 | 17 | 2048 | 2048-06-17 | 1.3 | 0.2 | 0.4 | 0.1 | 1.4 | 0.1 | 0.1 | 6 | 17 | 2048 | 2048-06-17 | 0 | 2 | 3 | 0 | 0 | 0 | 0
6 | 18 | 2048 | 2048-06-18 | 1 | 0.3 | 0.3 | 0 | 1.5 | 0 | 0.1 | 6 | 18 | 2048 | 2048-06-18 | 10.5 | 4.5 | 7.5 | 0 | 8 | 0 | 0
6 | 19 | 2048 | 2048-06-19 | 0.3 | 0.4 | 0.6 | 0 | 1.4 | 0 | 0 | 6 | 19 | 2048 | 2048-06-19 | 12 | 3 | 5 | 2 | 12 | 0.5 | 2.5
6 | 20 | 2048 | 2048-06-20 | 0.8 | 0.5 | 0.9 | 0 | 1.5 | 0 | 0.1 | 6 | 20 | 2048 | 2048-06-20 | 7 | 2.5 | 6.5 | 0 | 2.5 | 0 | 0
6 | 21 | 2048 | 2048-06-21 | 1.4 | 0.6 | 0.7 | 0.1 | 1.3 | 0.1 | 0.1 | 6 | 21 | 2048 | 2048-06-21 | 0 | 0 | 0 | 0 | 0 | 0 | 0
6 | 22 | 2048 | 2048-06-22 | 1.6 | 0.5 | 0.6 | 0 | 1.5 | 0 | 0.1 | 6 | 22 | 2048 | 2048-06-22 | 0 | 4 | 8.5 | 0 | 5 | 0 | 0
6 | 23 | 2048 | 2048-06-23 | 1.1 | 0.3 | 0.4 | 0 | 1.2 | 0 | 0 | 6 | 23 | 2048 | 2048-06-23 | 0 | 2 | 7.5 | 1 | 8.5 | 0 | 0
6 | 24 | 2048 | 2048-06-24 | 0.8 | 0.3 | 0.4 | 0 | 0.7 | 0 | 0 | 6 | 24 | 2048 | 2048-06-24 | 0 | 5.5 | 9 | 0 | 4 | 0 | 0
6 | 25 | 2048 | 2048-06-25 | 0.6 | 0.4 | 0.3 | 0 | 0.6 | 0 | 0 | 6 | 25 | 2048 | 2048-06-25 | 0 | 5 | 8.5 | 0 | 5.5 | 0 | 0
6 | 26 | 2048 | 2048-06-26 | 0.8 | 0.2 | 0.2 | 0 | 0.8 | 0 | 0 | 6 | 26 | 2048 | 2048-06-26 | 8 | 3 | 5.5 | 1.5 | 8 | 1 | 2
6 | 27 | 2048 | 2048-06-27 | 0.9 | 0.1 | 0.4 | 0 | 1 | 0 | 0 | 6 | 27 | 2048 | 2048-06-27 | 5 | 0.5 | 5.5 | 0 | 3.5 | 0 | 1
6 | 28 | 2048 | 2048-06-28 | 0.7 | 0.2 | 0.7 | 0 | 0.9 | 0 | 0 | 6 | 28 | 2048 | 2048-06-28 | 0 | 0 | 1 | 0 | 0 | 0 | 0
6 | 29 | 2048 | 2048-06-29 | 0.7 | 0.2 | 0.7 | 0 | 0.6 | 0 | 0 | 6 | 29 | 2048 | 2048-06-29 | 0 | 0 | 0 | 0 | 0 | 0 | 0
6 | 30 | 2048 | 2048-06-30 | 0.8 | 0.1 | 0.3 | 0 | 0.6 | 0 | 0 | 6 | 30 | 2048 | 2048-06-30 | 0 | 0 | 0 | 0 | 0 | 0 | 0
7 | 1 | 2048 | 2048-07-01 | 0.4 | 0 | 0.2 | 0 | 0.3 | 0 | 0 | 7 | 1 | 2048 | 2048-07-01 | 0 | 2.5 | 2.5 | 0 | 0 | 0 | 0
7 | 2 | 2048 | 2048-07-02 | 0.1 | 0 | 0.1 | 0 | 0.2 | 0 | 0 | 7 | 2 | 2048 | 2048-07-02 | 0 | 5 | 4.5 | 0 | 0 | 0 | 0
7 | 3 | 2048 | 2048-07-03 | 0 | 0 | 0 | 0 | 0.3 | 0 | 0 | 7 | 3 | 2048 | 2048-07-03 | 0.5 | 3 | 5 | 0 | 5 | 0 | 0
7 | 4 | 2048 | 2048-07-04 | 0.3 | 0 | 0 | 0 | 0.2 | 0 | 0 | 7 | 4 | 2048 | 2048-07-04 | 2.5 | 3 | 5.5 | 0.5 | 6.5 | 0 | 0
7 | 5 | 2048 | 2048-07-05 | 0.1 | 0 | 0 | 0 | 0.1 | 0 | 0 | 7 | 5 | 2048 | 2048-07-05 | 0 | 0.5 | 3 | 0 | 0 | 0 | 0
7 | 6 | 2048 | 2048-07-06 | 0 | 0 | 0 | 0 | 0 | 0 | 0 | 7 | 6 | 2048 | 2048-07-06 | 0 | 0 | 0 | 0 | 0 | 0 | 0
7 | 7 | 2048 | 2048-07-07 | 0 | 0.1 | 0 | 0 | 0 | 0 | 0 | 7 | 7 | 2048 | 2048-07-07 | 0 | 0 | 0 | 0 | 0 | 0 | 0
7 | 8 | 2048 | 2048-07-08 | 0 | 0.1 | 0.1 | 0 | 0 | 0 | 0 | 7 | 8 | 2048 | 2048-07-08 | 0 | 0 | 0 | 0 | 0 | 0 | 0
7 | 9 | 2048 | 2048-07-09 | 0 | 0.2 | 0 | 0 | 0 | 0 | 0 | 7 | 9 | 2048 | 2048-07-09 | 0 | 0 | 0 | 0 | 0 | 0 | 0
7 | 10 | 2048 | 2048-07-10 | 0 | 0.4 | 0.1 | 0 | 0 | 0 | 0 | 7 | 10 | 2048 | 2048-07-10 | 0 | 0 | 0 | 0 | 0 | 0 | 0
7 | 11 | 2048 | 2048-07-11 | 0 | 0.4 | 0.1 | 0 | 0 | 0 | 0.1 | 7 | 11 | 2048 | 2048-07-11 | 0 | 0 | 0 | 0 | 0 | 0 | 0
7 | 12 | 2048 | 2048-07-12 | 0 | 0 | 0 | 0 | 0 | 0 | 0 | 7 | 12 | 2048 | 2048-07-12 | 0 | 0 | 0 | 0 | 0 | 0 | 0
7 | 13 | 2048 | 2048-07-13 | 0 | 0 | 0 | 0 | 0 | 0 | 0 | 7 | 13 | 2048 | 2048-07-13 | 0 | 0 | 0 | 0 | 0 | 0 | 0
7 | 14 | 2048 | 2048-07-14 | 0 | 0 | 0 | 0 | 0 | 0 | 0 | 7 | 14 | 2048 | 2048-07-14 | 0 | 0 | 0 | 0 | 0 | 0 | 0
7 | 15 | 2048 | 2048-07-15 | 0 | 0 | 0 | 0 | 0 | 0 | 0 | 7 | 15 | 2048 | 2048-07-15 | 0 | 0 | 1.5 | 0 | 0 | 0 | 0
7 | 16 | 2048 | 2048-07-16 | 0 | 0 | 0 | 0 | 0 | 0 | 0 | 7 | 16 | 2048 | 2048-07-16 | 0 | 0 | 0 | 0 | 3 | 0 | 0
7 | 17 | 2048 | 2048-07-17 | 0 | 0 | 0 | 0 | 0 | 0 | 0 | 7 | 17 | 2048 | 2048-07-17 | 0 | 0 | 0 | 0 | 0 | 0 | 0
7 | 18 | 2048 | 2048-07-18 | 0 | 0 | 0 | 0 | 0 | 0 | 0 | 7 | 18 | 2048 | 2048-07-18 | 0 | 0 | 1 | 0 | 0 | 0 | 0
7 | 19 | 2048 | 2048-07-19 | 0 | 0 | 0 | 0 | 0 | 0 | 0 | 7 | 19 | 2048 | 2048-07-19 | 0 | 0 | 0 | 0 | 0 | 0 | 0
7 | 20 | 2048 | 2048-07-20 | 0 | 0.1 | 0 | 0 | 0 | 0 | 0 | 7 | 20 | 2048 | 2048-07-20 | 0 | 0 | 0 | 0 | 0 | 0 | 0
7 | 21 | 2048 | 2048-07-21 | 0 | 0 | 0 | 0 | 0 | 0 | 0 | 7 | 21 | 2048 | 2048-07-21 | 0 | 0 | 0 | 0 | 0 | 0 | 0
7 | 22 | 2048 | 2048-07-22 | 0 | 0 | 0 | 0 | 0 | 0 | 0 | 7 | 22 | 2048 | 2048-07-22 | 0 | 2 | 1 | 0 | 0 | 0 | 0
7 | 23 | 2048 | 2048-07-23 | 0 | 0 | 0 | 0 | 0 | 0 | 0 | 7 | 23 | 2048 | 2048-07-23 | 0 | 3 | 4 | 0 | 3.5 | 0 | 0
7 | 24 | 2048 | 2048-07-24 | 0 | 0 | 0 | 0 | 0 | 0 | 0 | 7 | 24 | 2048 | 2048-07-24 | 0 | 0 | 0 | 0 | 0 | 0 | 0
7 | 25 | 2048 | 2048-07-25 | 0 | 0 | 0 | 0 | 0 | 0 | 0 | 7 | 25 | 2048 | 2048-07-25 | 0 | 0 | 0 | 0 | 0 | 0 | 0
7 | 26 | 2048 | 2048-07-26 | 0 | 0 | 0 | 0 | 0 | 0 | 0 | 7 | 26 | 2048 | 2048-07-26 | 0 | 0 | 0 | 0 | 0 | 0 | 0
7 | 27 | 2048 | 2048-07-27 | 0 | 0 | 0 | 0 | 0.1 | 0 | 0 | 7 | 27 | 2048 | 2048-07-27 | 0 | 0.5 | 1 | 0 | 0 | 0 | 0
7 | 28 | 2048 | 2048-07-28 | 0 | 0 | 0 | 0 | 0 | 0 | 0 | 7 | 28 | 2048 | 2048-07-28 | 0 | 0 | 0 | 0 | 0 | 0 | 0
7 | 29 | 2048 | 2048-07-29 | 0 | 0 | 0 | 0 | 0 | 0 | 0 | 7 | 29 | 2048 | 2048-07-29 | 0 | 0 | 0 | 0 | 0 | 0 | 0
7 | 30 | 2048 | 2048-07-30 | 0 | 0 | 0 | 0 | 0 | 0 | 0 | 7 | 30 | 2048 | 2048-07-30 | 0 | 0 | 1 | 0 | 0 | 0 | 0
7 | 31 | 2048 | 2048-07-31 | 0 | 0 | 0 | 0 | 0 | 0 | 0 | 7 | 31 | 2048 | 2048-07-31 | 0 | 0 | 0 | 0 | 0 | 0 | 0
8 | 1 | 2048 | 2048-08-01 | 0 | 0 | 0 | 0 | 0 | 0 | 0 | 8 | 1 | 2048 | 2048-08-01 | 0 | 0 | 1 | 0 | 0 | 0 | 0
8 | 2 | 2048 | 2048-08-02 | 0 | 0 | 0 | 0 | 0 | 0 | 0 | 8 | 2 | 2048 | 2048-08-02 | 0 | 0 | 0 | 0 | 0 | 0 | 0
8 | 3 | 2048 | 2048-08-03 | 0 | 0 | 0 | 0 | 0 | 0 | 0 | 8 | 3 | 2048 | 2048-08-03 | 0 | 0 | 0 | 0 | 0 | 0 | 0
8 | 4 | 2048 | 2048-08-04 | 0 | 0 | 0 | 0 | 0 | 0 | 0 | 8 | 4 | 2048 | 2048-08-04 | 0 | 0 | 0 | 0 | 0 | 0 | 0
8 | 5 | 2048 | 2048-08-05 | 0 | 0 | 0 | 0 | 0 | 0 | 0 | 8 | 5 | 2048 | 2048-08-05 | 0 | 0 | 0 | 0 | 0 | 0 | 0
8 | 6 | 2048 | 2048-08-06 | 0 | 0 | 0 | 0 | 0 | 0 | 0 | 8 | 6 | 2048 | 2048-08-06 | 0 | 0 | 0 | 0 | 0 | 0 | 0
8 | 7 | 2048 | 2048-08-07 | 0 | 0 | 0 | 0 | 0 | 0 | 0 | 8 | 7 | 2048 | 2048-08-07 | 0 | 0 | 0 | 0 | 0 | 0 | 0
8 | 8 | 2048 | 2048-08-08 | 0 | 0 | 0 | 0 | 0 | 0 | 0 | 8 | 8 | 2048 | 2048-08-08 | 0 | 0 | 0 | 0 | 0 | 0 | 0
8 | 9 | 2048 | 2048-08-09 | 0 | 0 | 0 | 0 | 0 | 0 | 0 | 8 | 9 | 2048 | 2048-08-09 | 0 | 0 | 0 | 0 | 0 | 0 | 0
8 | 10 | 2048 | 2048-08-10 | 0 | 0 | 0 | 0 | 0 | 0 | 0 | 8 | 10 | 2048 | 2048-08-10 | 0 | 0 | 0 | 0 | 0 | 0 | 0
8 | 11 | 2048 | 2048-08-11 | 0 | 0 | 0 | 0 | 0 | 0 | 0 | 8 | 11 | 2048 | 2048-08-11 | 0 | 0 | 0 | 0 | 0 | 0 | 0
8 | 12 | 2048 | 2048-08-12 | 0 | 0 | 0 | 0 | 0 | 0 | 0 | 8 | 12 | 2048 | 2048-08-12 | 0 | 0 | 0 | 0 | 0 | 0 | 0
8 | 13 | 2048 | 2048-08-13 | 0 | 0 | 0 | 0 | 0 | 0 | 0 | 8 | 13 | 2048 | 2048-08-13 | 0 | 0 | 0 | 0 | 0 | 0 | 0
8 | 14 | 2048 | 2048-08-14 | 0 | 0 | 0 | 0 | 0 | 0 | 0 | 8 | 14 | 2048 | 2048-08-14 | 0 | 0 | 0 | 0 | 0 | 0 | 0
8 | 15 | 2048 | 2048-08-15 | 0 | 0 | 0 | 0 | 0 | 0 | 0 | 8 | 15 | 2048 | 2048-08-15 | 0 | 0 | 0 | 0 | 0 | 0 | 0
8 | 16 | 2048 | 2048-08-16 | 0 | 0 | 0 | 0 | 0 | 0 | 0 | 8 | 16 | 2048 | 2048-08-16 | 0 | 0 | 0 | 0 | 0 | 0 | 0
8 | 17 | 2048 | 2048-08-17 | 0 | 0 | 0 | 0 | 0 | 0 | 0 | 8 | 17 | 2048 | 2048-08-17 | 0 | 0 | 0 | 0 | 0 | 0 | 0
8 | 18 | 2048 | 2048-08-18 | 0 | 0.1 | 0.1 | 0 | 0 | 0 | 0 | 8 | 18 | 2048 | 2048-08-18 | 0 | 0 | 0 | 0 | 0 | 0 | 0
8 | 19 | 2048 | 2048-08-19 | 0 | 0.2 | 0.2 | 0 | 0.1 | 0 | 0 | 8 | 19 | 2048 | 2048-08-19 | 0 | 0 | 0 | 0 | 0 | 0 | 0
8 | 20 | 2048 | 2048-08-20 | 0.2 | 0.2 | 0.2 | 0 | 0 | 0 | 0 | 8 | 20 | 2048 | 2048-08-20 | 0 | 0 | 0 | 0 | 0 | 0 | 0
8 | 21 | 2048 | 2048-08-21 | 0.3 | 0.2 | 0.1 | 0 | 0 | 0 | 0 | 8 | 21 | 2048 | 2048-08-21 | 0 | 0.5 | 0 | 0 | 0 | 0 | 0
8 | 22 | 2048 | 2048-08-22 | 0.5 | 0.1 | 0.1 | 0 | 0.1 | 0 | 0 | 8 | 22 | 2048 | 2048-08-22 | 0 | 0 | 0 | 0 | 0 | 0 | 0
8 | 23 | 2048 | 2048-08-23 | 0.7 | 0 | 0.1 | 0 | 0.5 | 0 | 0 | 8 | 23 | 2048 | 2048-08-23 | 0 | 0 | 0 | 0 | 0 | 0 | 0
8 | 24 | 2048 | 2048-08-24 | 0.8 | 0 | 0 | 0.1 | 1 | 0 | 0 | 8 | 24 | 2048 | 2048-08-24 | 2.5 | 0.5 | 1 | 0 | 5.5 | 0 | 0
8 | 25 | 2048 | 2048-08-25 | 0.7 | 0 | 0 | 0 | 1.2 | 0 | 0 | 8 | 25 | 2048 | 2048-08-25 | 0 | 0 | 0 | 0 | 1.5 | 0 | 0
8 | 26 | 2048 | 2048-08-26 | 0.6 | 0.1 | 0 | 0 | 1 | 0 | 0 | 8 | 26 | 2048 | 2048-08-26 | 0 | 0.5 | 0 | 0 | 0 | 0 | 0
8 | 27 | 2048 | 2048-08-27 | 0.7 | 0.1 | 0.1 | 0 | 0.6 | 0 | 0.1 | 8 | 27 | 2048 | 2048-08-27 | 0 | 0 | 0 | 0 | 0 | 0 | 0
8 | 28 | 2048 | 2048-08-28 | 0.4 | 0.1 | 0 | 0 | 0 | 0 | 0 | 8 | 28 | 2048 | 2048-08-28 | 0 | 0 | 0 | 0 | 0 | 0 | 0
8 | 29 | 2048 | 2048-08-29 | 0.3 | 0 | 0 | 0 | 0.2 | 0 | 0 | 8 | 29 | 2048 | 2048-08-29 | 1 | 0 | 0 | 0 | 5 | 0 | 0
8 | 30 | 2048 | 2048-08-30 | 0.2 | 0 | 0 | 0 | 0.3 | 0 | 0 | 8 | 30 | 2048 | 2048-08-30 | 1 | 0.5 | 1 | 0 | 0 | 0 | 0
8 | 31 | 2048 | 2048-08-31 | 0.5 | 0 | 0 | 0 | 0.3 | 0 | 0 | 8 | 31 | 2048 | 2048-08-31 | 0 | 1.5 | 4.5 | 0 | 0 | 0 | 0
9 | 1 | 2048 | 2048-09-01 | 0.1 | 0 | 0 | 0 | 0.1 | 0 | 0 | 9 | 1 | 2048 | 2048-09-01 | 1 | 1 | 3.5 | 0 | 2.5 | 0 | 0
9 | 2 | 2048 | 2048-09-02 | 0.1 | 0 | 0 | 0 | 0.1 | 0 | 0 | 9 | 2 | 2048 | 2048-09-02 | 5 | 1 | 3.5 | 0 | 3.5 | 0 | 0
9 | 3 | 2048 | 2048-09-03 | 0.5 | 0 | 0 | 0 | 0.2 | 0 | 0 | 9 | 3 | 2048 | 2048-09-03 | 2.5 | 3.5 | 0 | 0 | 0 | 0 | 0
9 | 4 | 2048 | 2048-09-04 | 0.6 | 0 | 0 | 0 | 0.3 | 0 | 0 | 9 | 4 | 2048 | 2048-09-04 | 0 | 0 | 0 | 0 | 0 | 0 | 0
9 | 5 | 2048 | 2048-09-05 | 0.4 | 0 | 0 | 0 | 0.2 | 0 | 0 | 9 | 5 | 2048 | 2048-09-05 | 0.5 | 0 | 0 | 0 | 0 | 0 | 0
9 | 6 | 2048 | 2048-09-06 | 0.3 | 0 | 0 | 0 | 0.4 | 0 | 0 | 9 | 6 | 2048 | 2048-09-06 | 0 | 0 | 0 | 0 | 0 | 0 | 0
9 | 7 | 2048 | 2048-09-07 | 0.4 | 0 | 0.2 | 0 | 0.5 | 0 | 0 | 9 | 7 | 2048 | 2048-09-07 | 1 | 0 | 0 | 0 | 0 | 0 | 0
9 | 8 | 2048 | 2048-09-08 | 0.2 | 0 | 0.2 | 0 | 0.1 | 0 | 0 | 9 | 8 | 2048 | 2048-09-08 | 0 | 0 | 0 | 0 | 0 | 0 | 0
9 | 9 | 2048 | 2048-09-09 | 0.4 | 0 | 0.2 | 0 | 0.2 | 0 | 0 | 9 | 9 | 2048 | 2048-09-09 | 0 | 0 | 2 | 0 | 0 | 0 | 0
9 | 10 | 2048 | 2048-09-10 | 0.7 | 0 | 0.2 | 0 | 0.6 | 0 | 0 | 9 | 10 | 2048 | 2048-09-10 | 4.5 | 3.5 | 5.5 | 0 | 7.5 | 0 | 1.5
9 | 11 | 2048 | 2048-09-11 | 1.1 | 0 | 0.2 | 0 | 0.9 | 0 | 0 | 9 | 11 | 2048 | 2048-09-11 | 10.5 | 6.5 | 8.5 | 6 | 12 | 2 | 5.5
9 | 12 | 2048 | 2048-09-12 | 1.2 | 0 | 0.2 | 0 | 1.1 | 0 | 0.1 | 9 | 12 | 2048 | 2048-09-12 | 10 | 6.5 | 2 | 3.5 | 8.5 | 0 | 3
9 | 13 | 2048 | 2048-09-13 | 0.9 | 0.2 | 0.5 | 0 | 1.1 | 0 | 0.1 | 9 | 13 | 2048 | 2048-09-13 | 5.5 | 3 | 0 | 0 | 2.5 | 0 | 1.5
9 | 14 | 2048 | 2048-09-14 | 0.6 | 0.2 | 0.4 | 0 | 0.9 | 0 | 0.1 | 9 | 14 | 2048 | 2048-09-14 | 1.5 | 2 | 0 | 0 | 0 | 0 | 0
9 | 15 | 2048 | 2048-09-15 | 0.6 | 0.3 | 0.2 | 0 | 1.3 | 0 | 0.2 | 9 | 15 | 2048 | 2048-09-15 | 0 | 0.5 | 1 | 0 | 0 | 0 | 0
9 | 16 | 2048 | 2048-09-16 | 0.9 | 0.4 | 0.7 | 0 | 1.1 | 0 | 0.4 | 9 | 16 | 2048 | 2048-09-16 | 0 | 1.5 | 2 | 0 | 0.5 | 0 | 0
9 | 17 | 2048 | 2048-09-17 | 1.3 | 0.3 | 0.5 | 0.2 | 1 | 0 | 0.6 | 9 | 17 | 2048 | 2048-09-17 | 3.5 | 0 | 0 | 0 | 0 | 0 | 0
9 | 18 | 2048 | 2048-09-18 | 1.6 | 0.3 | 0.8 | 0.4 | 1.3 | 0.1 | 0.4 | 9 | 18 | 2048 | 2048-09-18 | 0.5 | 0 | 0 | 0 | 0 | 0 | 0
9 | 19 | 2048 | 2048-09-19 | 1.8 | 0.5 | 0.6 | 0.2 | 1.2 | 0 | 0.3 | 9 | 19 | 2048 | 2048-09-19 | 0 | 0.5 | 0 | 0 | 0 | 0 | 0
9 | 20 | 2048 | 2048-09-20 | 2.2 | 0.5 | 0.9 | 0 | 1.6 | 0 | 0.3 | 9 | 20 | 2048 | 2048-09-20 | 4.5 | 2 | 1 | 0 | 0 | 0 | 0
9 | 21 | 2048 | 2048-09-21 | 3.5 | 0.8 | 1.4 | 0.5 | 2.4 | 0.2 | 0.8 | 9 | 21 | 2048 | 2048-09-21 | 3.5 | 3 | 4.5 | 0 | 0 | 0 | 0
9 | 22 | 2048 | 2048-09-22 | 3.1 | 1.1 | 1.6 | 0.3 | 2.7 | 0.1 | 0.7 | 9 | 22 | 2048 | 2048-09-22 | 2.5 | 4 | 3 | 0 | 0.5 | 0 | 0
9 | 23 | 2048 | 2048-09-23 | 3.7 | 1.3 | 1.9 | 0 | 3.2 | 0 | 0.9 | 9 | 23 | 2048 | 2048-09-23 | 8.5 | 3.5 | 5.5 | 0 | 1.5 | 0 | 0
9 | 24 | 2048 | 2048-09-24 | 4 | 1.1 | 1.9 | 0.2 | 2.6 | 0.1 | 1.1 | 9 | 24 | 2048 | 2048-09-24 | 2 | 5.5 | 4.5 | 0 | 4 | 0 | 0
9 | 25 | 2048 | 2048-09-25 | 3.6 | 1.4 | 1.5 | 0.3 | 2.2 | 0.1 | 1 | 9 | 25 | 2048 | 2048-09-25 | 1.5 | 4.5 | 5.5 | 0 | 1.5 | 0 | 0
9 | 26 | 2048 | 2048-09-26 | 3.4 | 1.8 | 1.7 | 0.3 | 2.3 | 0.1 | 0.6 | 9 | 26 | 2048 | 2048-09-26 | 7 | 6 | 8.5 | 1 | 5 | 0 | 0
9 | 27 | 2048 | 2048-09-27 | 3.8 | 2.2 | 2.1 | 0.8 | 3.3 | 0.6 | 1.6 | 9 | 27 | 2048 | 2048-09-27 | 6.5 | 3.5 | 4.5 | 0 | 2.5 | 0 | 0
9 | 28 | 2048 | 2048-09-28 | 4.9 | 2.4 | 2.5 | 1.2 | 3.5 | 1 | 1.8 | 9 | 28 | 2048 | 2048-09-28 | 0 | 0.5 | 0 | 0 | 0 | 0 | 0
9 | 29 | 2048 | 2048-09-29 | 5.6 | 2.3 | 2.4 | 1.5 | 4.3 | 0.5 | 2.6 | 9 | 29 | 2048 | 2048-09-29 | 1 | 6.5 | 2 | 0 | 0 | 0 | 0
9 | 30 | 2048 | 2048-09-30 | 5.3 | 2.8 | 2.6 | 1.6 | 4.3 | 0.7 | 2.2 | 9 | 30 | 2048 | 2048-09-30 | 3.5 | 8.5 | 7.5 | 0 | 0 | 0 | 0
10 | 1 | 2048 | 2048-10-01 | 5.5 | 2.5 | 2.6 | 1.6 | 4.5 | 0.7 | 2.1 | 10 | 1 | 2048 | 2048-10-01 | 3 | 5 | 0 | 0 | 0 | 0 | 0
10 | 2 | 2048 | 2048-10-02 | 5.1 | 2.3 | 2.3 | 1.5 | 4.1 | 0.8 | 1.7 | 10 | 2 | 2048 | 2048-10-02 | 5.5 | 7 | 8.5 | 0 | 0 | 0 | 0
10 | 3 | 2048 | 2048-10-03 | 5.6 | 2.8 | 3.1 | 1.4 | 4.5 | 0.8 | 2.3 | 10 | 3 | 2048 | 2048-10-03 | 15 | 6.5 | 4 | 15 | 12.5 | 10.5 | 12
10 | 4 | 2048 | 2048-10-04 | 6.9 | 3.2 | 3.4 | 2.5 | 5.8 | 1.9 | 3.5 | 10 | 4 | 2048 | 2048-10-04 | 20.5 | 8.5 | 3 | 15.5 | 19.5 | 9.5 | 11
10 | 5 | 2048 | 2048-10-05 | 6.7 | 3.6 | 3.7 | 3 | 6.7 | 2 | 3.8 | 10 | 5 | 2048 | 2048-10-05 | 21.5 | 6.5 | 2 | 15 | 20.5 | 12 | 13
10 | 6 | 2048 | 2048-10-06 | 7.2 | 3.5 | 3.1 | 2.4 | 5.7 | 1.7 | 3.1 | 10 | 6 | 2048 | 2048-10-06 | 20 | 8 | 0.5 | 13 | 18 | 11.5 | 11
10 | 7 | 2048 | 2048-10-07 | 6.3 | 3.8 | 3 | 2.2 | 4.7 | 1.3 | 2.9 | 10 | 7 | 2048 | 2048-10-07 | 18 | 5.5 | 2 | 9.5 | 14.5 | 6 | 10
10 | 8 | 2048 | 2048-10-08 | 6.8 | 4.3 | 4 | 2.5 | 5.6 | 1.5 | 3.9 | 10 | 8 | 2048 | 2048-10-08 | 15.5 | 6.5 | 6.5 | 8 | 9 | 4.5 | 9
10 | 9 | 2048 | 2048-10-09 | 8.4 | 4.5 | 4.5 | 3.7 | 6.9 | 3 | 4.6 | 10 | 9 | 2048 | 2048-10-09 | 13.5 | 12 | 9 | 2.5 | 9.5 | 2 | 2
10 | 10 | 2048 | 2048-10-10 | 9.4 | 4.5 | 4.8 | 4 | 6.7 | 2.8 | 4.4 | 10 | 10 | 2048 | 2048-10-10 | 10.5 | 15 | 16 | 0 | 7 | 0 | 5
10 | 11 | 2048 | 2048-10-11 | 8.2 | 4.5 | 3.8 | 3.9 | 5.4 | 2.3 | 3.8 | 10 | 11 | 2048 | 2048-10-11 | 9.5 | 11 | 13 | 0 | 8 | 0 | 4.5
10 | 12 | 2048 | 2048-10-12 | 8.5 | 4.6 | 4.1 | 4 | 5.6 | 2.3 | 4.4 | 10 | 12 | 2048 | 2048-10-12 | 11 | 7 | 11 | 5 | 10.5 | 0.5 | 11
10 | 13 | 2048 | 2048-10-13 | 8.2 | 5.1 | 4.4 | 3.4 | 5.7 | 2.1 | 4 | 10 | 13 | 2048 | 2048-10-13 | 7 | 2 | 5.5 | 2 | 6 | 0 | 4
10 | 14 | 2048 | 2048-10-14 | 8.6 | 5.7 | 4.9 | 3.2 | 5.6 | 1.9 | 4.6 | 10 | 14 | 2048 | 2048-10-14 | 10 | 0.5 | 4 | 0 | 5.5 | 0 | 0
10 | 15 | 2048 | 2048-10-15 | 9.1 | 6.1 | 6 | 4 | 5.8 | 2.2 | 5.7 | 10 | 15 | 2048 | 2048-10-15 | 2.5 | 5 | 5.5 | 0 | 0 | 0 | 1
10 | 16 | 2048 | 2048-10-16 | 8.8 | 6.4 | 6.2 | 4.2 | 5.9 | 2.9 | 6 | 10 | 16 | 2048 | 2048-10-16 | 11 | 8 | 11.5 | 5 | 12.5 | 2.5 | 9
10 | 17 | 2048 | 2048-10-17 | 10.1 | 6.8 | 6.7 | 4.7 | 7.8 | 3.2 | 6.6 | 10 | 17 | 2048 | 2048-10-17 | 22.5 | 10 | 15.5 | 10.5 | 15 | 9 | 14
10 | 18 | 2048 | 2048-10-18 | 10 | 6.6 | 6.5 | 5.2 | 7.7 | 3.8 | 6.4 | 10 | 18 | 2048 | 2048-10-18 | 18 | 8.5 | 10 | 8.5 | 8.5 | 7 | 13
10 | 19 | 2048 | 2048-10-19 | 9.9 | 6 | 6.7 | 5.2 | 7.5 | 4.9 | 5.9 | 10 | 19 | 2048 | 2048-10-19 | 10.5 | 7.5 | 9 | 1.5 | 3 | 0 | 5
10 | 20 | 2048 | 2048-10-20 | 9.6 | 6.7 | 7 | 4.5 | 7.3 | 3.5 | 6.5 | 10 | 20 | 2048 | 2048-10-20 | 23 | 14.5 | 15.5 | 12 | 21.5 | 9 | 15
10 | 21 | 2048 | 2048-10-21 | 10.9 | 6.8 | 7.1 | 5.4 | 9.3 | 3.9 | 7.3 | 10 | 21 | 2048 | 2048-10-21 | 24.5 | 16 | 19 | 17.5 | 26 | 15 | 22
10 | 22 | 2048 | 2048-10-22 | 13.2 | 7.2 | 7.8 | 6.5 | 10 | 4.8 | 8.3 | 10 | 22 | 2048 | 2048-10-22 | 29 | 16 | 20.5 | 22 | 20.5 | 20.5 | 21
10 | 23 | 2048 | 2048-10-23 | 13.1 | 7.7 | 8.6 | 6 | 10.6 | 5.1 | 8.5 | 10 | 23 | 2048 | 2048-10-23 | 27.5 | 16.5 | 18.5 | 19 | 22.5 | 17.5 | 20.5
10 | 24 | 2048 | 2048-10-24 | 13.3 | 7.7 | 8.5 | 7 | 11.2 | 5.5 | 9.5 | 10 | 24 | 2048 | 2048-10-24 | 31.5 | 15 | 17.5 | 20 | 22 | 16 | 19.5
10 | 25 | 2048 | 2048-10-25 | 15.7 | 8.4 | 8.8 | 9 | 12.5 | 6.9 | 10.7 | 10 | 25 | 2048 | 2048-10-25 | 27.5 | 14.5 | 19 | 18.5 | 21 | 16.5 | 17.5
10 | 26 | 2048 | 2048-10-26 | 15.2 | 8 | 9.3 | 9.1 | 13.4 | 8.1 | 10.8 | 10 | 26 | 2048 | 2048-10-26 | 28 | 14.5 | 15.5 | 19.5 | 16 | 17 | 19
10 | 27 | 2048 | 2048-10-27 | 15.7 | 7.6 | 9.4 | 8.4 | 12 | 7 | 10.8 | 10 | 27 | 2048 | 2048-10-27 | 26.5 | 10.5 | 8.5 | 10.5 | 17 | 9 | 18
10 | 28 | 2048 | 2048-10-28 | 14.1 | 7.6 | 9.3 | 7.9 | 9.9 | 7.2 | 10.5 | 10 | 28 | 2048 | 2048-10-28 | 20 | 6.5 | 8.5 | 4 | 2 | 2.5 | 11
10 | 29 | 2048 | 2048-10-29 | 16.1 | 7.9 | 9 | 9.5 | 10.7 | 7.9 | 11.4 | 10 | 29 | 2048 | 2048-10-29 | 13 | 6.5 | 7.5 | 1.5 | 4 | 0 | 1
10 | 30 | 2048 | 2048-10-30 | 16.8 | 8.5 | 9.4 | 10.2 | 11.7 | 8.9 | 12.2 | 10 | 30 | 2048 | 2048-10-30 | 8 | 5 | 5.5 | 0 | 2.5 | 0 | 4.5
10 | 31 | 2048 | 2048-10-31 | 17.9 | 8.4 | 10.6 | 11.2 | 14.4 | 9.4 | 12.8 | 10 | 31 | 2048 | 2048-10-31 | 7.5 | 3.5 | 6.5 | 1.5 | 7 | 4 | 6
11 | 1 | 2048 | 2048-11-01 | 19.3 | 10.4 | 11.7 | 11.3 | 15.4 | 9.9 | 14.5 | 11 | 1 | 2048 | 2048-11-01 | 17.5 | 6.5 | 7.5 | 8 | 15 | 4 | 10
11 | 2 | 2048 | 2048-11-02 | 20.3 | 10.9 | 12.9 | 13.1 | 15.2 | 10.7 | 16.3 | 11 | 2 | 2048 | 2048-11-02 | 18.5 | 2.5 | 7.5 | 7 | 15 | 3.5 | 13
11 | 3 | 2048 | 2048-11-03 | 20.5 | 10.2 | 12.7 | 13.7 | 14.4 | 11 | 15.7 | 11 | 3 | 2048 | 2048-11-03 | 12.5 | 4.5 | 7.5 | 8 | 11 | 4 | 8.5
11 | 4 | 2048 | 2048-11-04 | 19.6 | 10.3 | 12.2 | 12.8 | 13.6 | 11.3 | 14.9 | 11 | 4 | 2048 | 2048-11-04 | 12.5 | 1.5 | 4.5 | 0.5 | 6.5 | 0 | 7.5
11 | 5 | 2048 | 2048-11-05 | 18.5 | 10.2 | 12.2 | 11.5 | 13.4 | 9.2 | 16.2 | 11 | 5 | 2048 | 2048-11-05 | 13.5 | 10 | 12 | 1 | 5 | 0 | 7
11 | 6 | 2048 | 2048-11-06 | 18.5 | 10.5 | 11.8 | 11.4 | 13.9 | 9.8 | 15.1 | 11 | 6 | 2048 | 2048-11-06 | 13 | 10.5 | 14 | 6 | 4 | 3.5 | 11
11 | 7 | 2048 | 2048-11-07 | 19.1 | 10.2 | 12.1 | 13 | 13.7 | 10.6 | 15.7 | 11 | 7 | 2048 | 2048-11-07 | 26 | 14 | 17 | 15.5 | 22 | 10 | 16.5
11 | 8 | 2048 | 2048-11-08 | 18 | 9.4 | 11.4 | 11.3 | 13.5 | 10.4 | 15 | 11 | 8 | 2048 | 2048-11-08 | 30.5 | 16 | 20 | 25.5 | 25 | 22.5 | 21
11 | 9 | 2048 | 2048-11-09 | 18 | 10.7 | 11.8 | 11.2 | 14.4 | 10.5 | 15.2 | 11 | 9 | 2048 | 2048-11-09 | 29.5 | 18 | 23.5 | 24 | 24.5 | 21.5 | 25
11 | 10 | 2048 | 2048-11-10 | 19.2 | 10.4 | 11.9 | 12.2 | 15 | 11.1 | 15.6 | 11 | 10 | 2048 | 2048-11-10 | 34 | 24.5 | 26 | 27 | 30 | 24.5 | 24
11 | 11 | 2048 | 2048-11-11 | 19.8 | 10.8 | 12.8 | 13.3 | 16.4 | 11.8 | 16.1 | 11 | 11 | 2048 | 2048-11-11 | 37 | 26 | 25 | 24.5 | 31.5 | 23 | 26
11 | 12 | 2048 | 2048-11-12 | 20.8 | 11.7 | 13.5 | 15.3 | 17.2 | 13 | 17.3 | 11 | 12 | 2048 | 2048-11-12 | 29.5 | 16 | 13.5 | 17.5 | 20 | 17.5 | 21.5
11 | 13 | 2048 | 2048-11-13 | 22.9 | 13 | 14.6 | 15.5 | 18.8 | 13.7 | 19.2 | 11 | 13 | 2048 | 2048-11-13 | 27 | 12 | 13 | 15.5 | 20 | 19.5 | 18
11 | 14 | 2048 | 2048-11-14 | 23.5 | 13 | 15.1 | 16.3 | 19.6 | 14.8 | 18.8 | 11 | 14 | 2048 | 2048-11-14 | 24 | 17.5 | 17.5 | 17 | 22.5 | 18 | 17
11 | 15 | 2048 | 2048-11-15 | 24 | 12.5 | 14.4 | 16.6 | 19.6 | 16.2 | 18.8 | 11 | 15 | 2048 | 2048-11-15 | 24.5 | 17.5 | 19 | 23.5 | 24.5 | 20.5 | 20.5
11 | 16 | 2048 | 2048-11-16 | 24 | 13.5 | 14.1 | 16.9 | 20.3 | 15.2 | 18.7 | 11 | 16 | 2048 | 2048-11-16 | 19 | 14.5 | 19 | 21.5 | 17 | 19 | 18
11 | 17 | 2048 | 2048-11-17 | 23.6 | 13.6 | 14 | 15.7 | 20.6 | 14.9 | 19.4 | 11 | 17 | 2048 | 2048-11-17 | 16 | 7.5 | 16.5 | 19.5 | 16 | 16.5 | 20
11 | 18 | 2048 | 2048-11-18 | 24.6 | 13.8 | 14.4 | 16.7 | 20.3 | 14.6 | 21 | 11 | 18 | 2048 | 2048-11-18 | 24.5 | 10 | 16.5 | 16.5 | 20 | 11 | 18.5
11 | 19 | 2048 | 2048-11-19 | 25.8 | 14.4 | 15 | 18.4 | 20 | 16.7 | 20.6 | 11 | 19 | 2048 | 2048-11-19 | 14.5 | 11 | 11 | 5.5 | 12 | 2 | 10
11 | 20 | 2048 | 2048-11-20 | 26 | 13.4 | 14.5 | 17.4 | 19.5 | 15.9 | 20.4 | 11 | 20 | 2048 | 2048-11-20 | 10 | 11.5 | 16.5 | 11 | 13.5 | 7.5 | 10.5
11 | 21 | 2048 | 2048-11-21 | 24.5 | 12.9 | 13.6 | 16.8 | 19.3 | 16.3 | 19.7 | 11 | 21 | 2048 | 2048-11-21 | 19.5 | 16 | 21.5 | 17 | 22.5 | 14 | 17
11 | 22 | 2048 | 2048-11-22 | 24.1 | 12.9 | 14.1 | 14.6 | 18.1 | 13.5 | 19.5 | 11 | 22 | 2048 | 2048-11-22 | 29 | 19.5 | 20 | 19 | 23.5 | 15.5 | 23
11 | 23 | 2048 | 2048-11-23 | 24.5 | 12.9 | 15.3 | 14.8 | 18 | 14.1 | 20.4 | 11 | 23 | 2048 | 2048-11-23 | 22 | 11.5 | 16.5 | 23.5 | 14.5 | 19 | 22.5
11 | 24 | 2048 | 2048-11-24 | 26.1 | 14.7 | 16.3 | 17.5 | 21.3 | 16.4 | 22.9 | 11 | 24 | 2048 | 2048-11-24 | 21.5 | 19 | 19 | 14.5 | 15.5 | 13.5 | 18.5
11 | 25 | 2048 | 2048-11-25 | 27.7 | 17.3 | 19.5 | 20.9 | 23.8 | 18.4 | 24.9 | 11 | 25 | 2048 | 2048-11-25 | 30 | 21.5 | 21.5 | 23 | 26 | 21.5 | 22.5
11 | 26 | 2048 | 2048-11-26 | 29.9 | 18.6 | 19.5 | 23.7 | 24.4 | 21.6 | 27.3 | 11 | 26 | 2048 | 2048-11-26 | 32.5 | 21.5 | 21 | 31.5 | 30 | 30 | 27
11 | 27 | 2048 | 2048-11-27 | 30.4 | 19.5 | 18.9 | 22.7 | 23.5 | 20.7 | 26.8 | 11 | 27 | 2048 | 2048-11-27 | 30 | 21.5 | 22 | 30 | 31 | 29.5 | 26.5
11 | 28 | 2048 | 2048-11-28 | 28.3 | 16.5 | 18.1 | 21.2 | 22.4 | 20.2 | 25.3 | 11 | 28 | 2048 | 2048-11-28 | 25.5 | 16.5 | 20.5 | 30.5 | 29 | 28.5 | 26.5
11 | 29 | 2048 | 2048-11-29 | 27.4 | 17.1 | 17.7 | 19.5 | 21.4 | 18.4 | 24.8 | 11 | 29 | 2048 | 2048-11-29 | 19.5 | 4 | 16.5 | 21 | 16.5 | 25 | 24.5
11 | 30 | 2048 | 2048-11-30 | 25.4 | 16 | 17.1 | 18.5 | 20.8 | 17.6 | 23.5 | 11 | 30 | 2048 | 2048-11-30 | 13 | 6.5 | 12.5 | 14.5 | 15.5 | 12.5 | 21.5
12 | 1 | 2048 | 2048-12-01 | 25.2 | 15 | 15.3 | 15.8 | 20.2 | 15.4 | 21.2 | 12 | 1 | 2048 | 2048-12-01 | 14 | 9 | 13.5 | 9.5 | 16.5 | 7 | 14.5
12 | 2 | 2048 | 2048-12-02 | 26 | 16.3 | 16.5 | 18 | 21.9 | 16.5 | 22.4 | 12 | 2 | 2048 | 2048-12-02 | 19 | 12 | 16 | 12.5 | 18 | 12.5 | 13.5
12 | 3 | 2048 | 2048-12-03 | 28.6 | 16.5 | 17.2 | 20.5 | 23.3 | 19.2 | 23 | 12 | 3 | 2048 | 2048-12-03 | 17.5 | 11 | 15.5 | 10 | 18 | 8.5 | 13
12 | 4 | 2048 | 2048-12-04 | 28.1 | 16 | 16.7 | 19.6 | 21.3 | 18.1 | 23.7 | 12 | 4 | 2048 | 2048-12-04 | 18.5 | 11.5 | 13.5 | 8 | 14 | 5 | 15
12 | 5 | 2048 | 2048-12-05 | 28 | 17.9 | 18 | 20.3 | 23.8 | 18.3 | 25.5 | 12 | 5 | 2048 | 2048-12-05 | 22 | 15 | 19.5 | 13 | 22.5 | 10 | 16.5
12 | 6 | 2048 | 2048-12-06 | 30.3 | 17.9 | 20 | 23.8 | 25 | 22.8 | 27.9 | 12 | 6 | 2048 | 2048-12-06 | 29 | 18.5 | 22.5 | 20 | 28.5 | 19.5 | 21.5
12 | 7 | 2048 | 2048-12-07 | 30.7 | 17.8 | 19.2 | 24.9 | 25.5 | 23.6 | 27.2 | 12 | 7 | 2048 | 2048-12-07 | 29 | 17.5 | 20.5 | 16 | 25 | 16 | 21.5
12 | 8 | 2048 | 2048-12-08 | 29.9 | 16.9 | 18.1 | 22.6 | 24.2 | 21.2 | 27.5 | 12 | 8 | 2048 | 2048-12-08 | 32 | 21.5 | 25.5 | 23 | 25 | 24 | 22.5
12 | 9 | 2048 | 2048-12-09 | 28.5 | 17.4 | 18.7 | 22.9 | 22.8 | 22.5 | 27.2 | 12 | 9 | 2048 | 2048-12-09 | 36 | 23 | 20.5 | 24.5 | 25 | 20.5 | 25.5
12 | 10 | 2048 | 2048-12-10 | 28.2 | 18.7 | 18.7 | 23.2 | 21.9 | 22.2 | 28.5 | 12 | 10 | 2048 | 2048-12-10 | 34 | 18 | 19 | 16.5 | 17.5 | 18 | 26
12 | 11 | 2048 | 2048-12-11 | 29 | 18.5 | 19.1 | 23.6 | 23.7 | 22.2 | 27.9 | 12 | 11 | 2048 | 2048-12-11 | 33.5 | 16.5 | 19 | 18.5 | 21.5 | 15.5 | 25.5
12 | 12 | 2048 | 2048-12-12 | 29.8 | 18.7 | 18.9 | 23 | 25.2 | 23.2 | 28.6 | 12 | 12 | 2048 | 2048-12-12 | 31.5 | 18.5 | 19 | 21.5 | 28.5 | 20.5 | 26.5
12 | 13 | 2048 | 2048-12-13 | 30.8 | 18.1 | 19.1 | 24.7 | 25.9 | 23.6 | 28.6 | 12 | 13 | 2048 | 2048-12-13 | 41 | 18 | 21.5 | 28.5 | 32 | 27.5 | 33
12 | 14 | 2048 | 2048-12-14 | 32.5 | 18.5 | 19.6 | 26.1 | 29 | 24.6 | 29 | 12 | 14 | 2048 | 2048-12-14 | 39.5 | 22 | 23.5 | 30.5 | 32.5 | 27 | 26
12 | 15 | 2048 | 2048-12-15 | 34.8 | 18.8 | 20.6 | 28 | 29.4 | 24.7 | 30 | 12 | 15 | 2048 | 2048-12-15 | 34 | 21.5 | 26 | 27.5 | 35.5 | 24.5 | 29
12 | 16 | 2048 | 2048-12-16 | 33.6 | 18.5 | 19.6 | 25.3 | 26.7 | 24.4 | 29.6 | 12 | 16 | 2048 | 2048-12-16 | 35.5 | 20.5 | 21.5 | 19.5 | 30 | 16 | 32.5
12 | 17 | 2048 | 2048-12-17 | 32.2 | 17.2 | 17.9 | 23.3 | 25.8 | 21.6 | 26.8 | 12 | 17 | 2048 | 2048-12-17 | 30.5 | 21 | 22.5 | 21 | 30 | 17.5 | 27.5
12 | 18 | 2048 | 2048-12-18 | 32.2 | 16.8 | 18.1 | 23.8 | 26.2 | 22.9 | 27.1 | 12 | 18 | 2048 | 2048-12-18 | 42 | 24 | 26 | 27 | 35.5 | 23.5 | 36
12 | 19 | 2048 | 2048-12-19 | 32.3 | 17.8 | 18.1 | 23.7 | 26 | 22.4 | 27.5 | 12 | 19 | 2048 | 2048-12-19 | 44 | 19 | 24.5 | 24.5 | 32 | 21 | 35.5
12 | 20 | 2048 | 2048-12-20 | 33.1 | 17.9 | 18.7 | 24.4 | 27.7 | 22.9 | 28 | 12 | 20 | 2048 | 2048-12-20 | 29 | 18 | 21.5 | 14.5 | 24.5 | 13 | 21.5
12 | 21 | 2048 | 2048-12-21 | 68.81 | 41.69 | 40.78 | 58.15 | 59.53 | 60.73 | 56.55 | 12 | 21 | 2048 | 2048-12-21 | 26.5 | 22.5 | 24.5 | 20 | 24.5 | 16.5 | 29
12 | 22 | 2048 | 2048-12-22 | 32.8 | 17.6 | 18.4 | 26.1 | 28.5 | 24 | 27.9 | 12 | 22 | 2048 | 2048-12-22 | 27 | 18.5 | 20 | 17.5 | 22.5 | 15 | 25.5
12 | 23 | 2048 | 2048-12-23 | 33.7 | 17.4 | 18.3 | 26.1 | 26.6 | 24 | 28.5 | 12 | 23 | 2048 | 2048-12-23 | 30.5 | 19.5 | 21 | 21 | 29 | 18 | 30
12 | 24 | 2048 | 2048-12-24 | 34.2 | 17.7 | 19.3 | 23.7 | 26.3 | 21.8 | 28.7 | 12 | 24 | 2048 | 2048-12-24 | 34.5 | 23.5 | 23.5 | 24 | 33.5 | 21.5 | 30
12 | 25 | 2048 | 2048-12-25 | 32.1 | 16.3 | 18.1 | 21.5 | 24.5 | 21 | 28.3 | 12 | 25 | 2048 | 2048-12-25 | 39 | 23 | 26 | 27.5 | 27 | 23 | 31.5
12 | 26 | 2048 | 2048-12-26 | 32.5 | 15.6 | 16.9 | 21.7 | 25.1 | 20.9 | 26.5 | 12 | 26 | 2048 | 2048-12-26 | 34.5 | 21 | 21.5 | 30 | 30 | 27 | 25.5
12 | 27 | 2048 | 2048-12-27 | 32.4 | 16.1 | 18 | 21.5 | 24.6 | 21.3 | 25.5 | 12 | 27 | 2048 | 2048-12-27 | 40.5 | 22 | 21.5 | 26 | 35 | 23.5 | 28
12 | 28 | 2048 | 2048-12-28 | 32.4 | 17 | 18.3 | 22.9 | 24.7 | 21.6 | 27.3 | 12 | 28 | 2048 | 2048-12-28 | 46.5 | 22 | 20.5 | 30.5 | 38 | 29 | 33
12 | 29 | 2048 | 2048-12-29 | 32.4 | 16.6 | 17.6 | 23.1 | 25.6 | 21.7 | 27.1 | 12 | 29 | 2048 | 2048-12-29 | 42 | 23 | 23.5 | 31.5 | 37.5 | 29.5 | 30.5
12 | 30 | 2048 | 2048-12-30 | 30.8 | 16.3 | 17.2 | 23 | 24.8 | 22 | 26.3 | 12 | 30 | 2048 | 2048-12-30 | 46.5 | 27 | 25.5 | 33 | 41.5 | 30.5 | 36.5
12 | 31 | 2048 | 2048-12-31 | 33.5 | 16.6 | 17 | 23.6 | 25 | 22.1 | 25.1 | 12 | 31 | 2048 | 2048-12-31 | 43.5 | 26.5 | 26.5 | 37.5 | 43.5 | 34 | 32
1 | 1 | 2049 | 2049-01-01 | 33.6 | 19 | 18 | 26.1 | 26.5 | 24.6 | 29 | 1 | 1 | 2049 | 2049-01-01 | 48 | 27.5 | 25.5 | 33.5 | 42.5 | 30.5 | 31.5
1 | 2 | 2049 | 2049-01-02 | 34.3 | 19.9 | 19.5 | 26.6 | 27.1 | 25.2 | 28.3 | 1 | 2 | 2049 | 2049-01-02 | 48 | 24 | 26 | 37 | 45.5 | 34 | 32.5
1 | 3 | 2049 | 2049-01-03 | 35.1 | 19.8 | 20.3 | 27.2 | 27.6 | 25.9 | 29.7 | 1 | 3 | 2049 | 2049-01-03 | 49.5 | 27 | 31 | 40 | 43 | 36.5 | 32
1 | 4 | 2049 | 2049-01-04 | 34.3 | 19.5 | 19.4 | 26.2 | 26 | 25 | 28.8 | 1 | 4 | 2049 | 2049-01-04 | 47.5 | 21.5 | 20 | 34 | 35 | 31 | 35
1 | 5 | 2049 | 2049-01-05 | 32.3 | 20.1 | 19 | 25.5 | 25.5 | 24.1 | 27.8 | 1 | 5 | 2049 | 2049-01-05 | 49.5 | 19 | 20 | 34.5 | 38 | 32.5 | 29
1 | 6 | 2049 | 2049-01-06 | 33.2 | 20.5 | 19.8 | 25.6 | 25.3 | 25 | 28.3 | 1 | 6 | 2049 | 2049-01-06 | 42.5 | 17 | 21 | 27 | 31 | 26 | 31
1 | 7 | 2049 | 2049-01-07 | 32.8 | 17.9 | 17.7 | 24.2 | 23.1 | 23.1 | 26.4 | 1 | 7 | 2049 | 2049-01-07 | 45 | 15 | 14.5 | 18 | 20 | 17 | 18.5
1 | 8 | 2049 | 2049-01-08 | 31.3 | 17.1 | 17.3 | 22.4 | 23.4 | 21.4 | 27.3 | 1 | 8 | 2049 | 2049-01-08 | 35 | 14.5 | 17.5 | 16 | 15.5 | 11.5 | 21
1 | 9 | 2049 | 2049-01-09 | 29.5 | 16.8 | 17.3 | 22.8 | 23.8 | 19.5 | 26.6 | 1 | 9 | 2049 | 2049-01-09 | 26 | 16.5 | 21 | 15 | 22.5 | 12 | 17.5
1 | 10 | 2049 | 2049-01-10 | 29 | 17.5 | 16.9 | 20.8 | 22 | 18.6 | 24.3 | 1 | 10 | 2049 | 2049-01-10 | 36 | 25 | 27 | 27.5 | 40 | 26 | 25.5
1 | 11 | 2049 | 2049-01-11 | 28.9 | 15.7 | 16.2 | 20 | 20.4 | 17.4 | 23.5 | 1 | 11 | 2049 | 2049-01-11 | 40.5 | 29.5 | 29 | 33 | 41.5 | 33.5 | 30.5
1 | 12 | 2049 | 2049-01-12 | 29.2 | 17.2 | 17 | 20.1 | 21.7 | 17.1 | 24.8 | 1 | 12 | 2049 | 2049-01-12 | 53.5 | 32 | 32.5 | 36.5 | 45.5 | 35.5 | 34
1 | 13 | 2049 | 2049-01-13 | 31 | 17.8 | 17.9 | 22.4 | 23.9 | 19.8 | 24.5 | 1 | 13 | 2049 | 2049-01-13 | 49.5 | 32.5 | 30.5 | 38.5 | 45.5 | 36 | 36.5
1 | 14 | 2049 | 2049-01-14 | 30.1 | 17.1 | 17.9 | 21.8 | 22.8 | 20.5 | 25.5 | 1 | 14 | 2049 | 2049-01-14 | 50 | 28 | 31 | 31.5 | 39 | 30 | 31
1 | 15 | 2049 | 2049-01-15 | 29.6 | 17.6 | 17.1 | 20.2 | 22.1 | 18 | 24.1 | 1 | 15 | 2049 | 2049-01-15 | 45.5 | 26.5 | 29 | 26.5 | 30.5 | 27.5 | 31.5
1 | 16 | 2049 | 2049-01-16 | 28.9 | 16.6 | 17.4 | 18.5 | 20.6 | 16.8 | 23.3 | 1 | 16 | 2049 | 2049-01-16 | 52 | 26.5 | 29 | 34.5 | 26.5 | 35.5 | 39
1 | 17 | 2049 | 2049-01-17 | 28.4 | 16.4 | 17.1 | 19.5 | 21 | 17.3 | 23.4 | 1 | 17 | 2049 | 2049-01-17 | 50.5 | 25.5 | 29 | 36 | 26.5 | 33.5 | 32
1 | 18 | 2049 | 2049-01-18 | 29.3 | 16.2 | 16.2 | 19.9 | 20 | 18.1 | 23.6 | 1 | 18 | 2049 | 2049-01-18 | 49 | 27.5 | 27 | 32.5 | 25 | 32.5 | 31.5
1 | 19 | 2049 | 2049-01-19 | 30.2 | 16.5 | 16.3 | 20.2 | 20.4 | 19 | 23.4 | 1 | 19 | 2049 | 2049-01-19 | 51.5 | 27 | 24.5 | 34.5 | 24.5 | 33 | 32.5
1 | 20 | 2049 | 2049-01-20 | 30.6 | 17.3 | 17.1 | 20.5 | 22.9 | 19.3 | 23.9 | 1 | 20 | 2049 | 2049-01-20 | 51 | 25.5 | 24.5 | 35 | 25.5 | 33 | 32
1 | 21 | 2049 | 2049-01-21 | 30.6 | 17.8 | 17.8 | 22.2 | 24.7 | 20.3 | 24.2 | 1 | 21 | 2049 | 2049-01-21 | 50 | 26 | 26 | 36.5 | 24.5 | 34 | 34.5
1 | 22 | 2049 | 2049-01-22 | 30.5 | 17.2 | 16.6 | 21.9 | 23.1 | 19.5 | 23.1 | 1 | 22 | 2049 | 2049-01-22 | 49 | 26.5 | 27.5 | 37 | 34 | 35 | 34.5
1 | 23 | 2049 | 2049-01-23 | 30 | 15.9 | 16.4 | 21 | 20.3 | 20.4 | 24 | 1 | 23 | 2049 | 2049-01-23 | 39 | 20 | 20.5 | 35.5 | 22.5 | 32.5 | 35
1 | 24 | 2049 | 2049-01-24 | 30.1 | 15.9 | 16.7 | 20.3 | 21.8 | 19.8 | 22.9 | 1 | 24 | 2049 | 2049-01-24 | 31.5 | 17.5 | 21.5 | 25.5 | 18 | 26 | 34.5
1 | 25 | 2049 | 2049-01-25 | 30 | 17.1 | 18 | 21.8 | 24 | 20.3 | 23.7 | 1 | 25 | 2049 | 2049-01-25 | 26.5 | 17 | 19 | 23.5 | 18 | 24.5 | 27
1 | 26 | 2049 | 2049-01-26 | 31.9 | 18.5 | 18.6 | 22.9 | 24.6 | 21.5 | 25.2 | 1 | 26 | 2049 | 2049-01-26 | 28.5 | 21 | 20.5 | 21.5 | 26 | 24 | 25
1 | 27 | 2049 | 2049-01-27 | 32 | 17.4 | 18 | 23 | 23.9 | 21.9 | 24.6 | 1 | 27 | 2049 | 2049-01-27 | 33.5 | 19 | 22.5 | 23.5 | 28.5 | 24 | 29
1 | 28 | 2049 | 2049-01-28 | 30.8 | 16.3 | 17.3 | 22.2 | 24.6 | 21.3 | 23.6 | 1 | 28 | 2049 | 2049-01-28 | 36.5 | 20.5 | 20.5 | 23 | 26.5 | 22.5 | 28
1 | 29 | 2049 | 2049-01-29 | 30.7 | 16.6 | 16.9 | 21.5 | 23.8 | 19.8 | 23 | 1 | 29 | 2049 | 2049-01-29 | 29 | 18 | 17.5 | 19 | 21 | 18 | 18.5
1 | 30 | 2049 | 2049-01-30 | 30.1 | 17.9 | 17.6 | 22.9 | 23.8 | 21.1 | 23.8 | 1 | 30 | 2049 | 2049-01-30 | 22.5 | 14.5 | 14.5 | 14 | 19 | 12.5 | 15.5
1 | 31 | 2049 | 2049-01-31 | 32.1 | 17 | 16.9 | 23.6 | 23.8 | 21.2 | 23.6 | 1 | 31 | 2049 | 2049-01-31 | 25 | 13 | 14.5 | 13 | 21.5 | 11 | 18.5
2 | 1 | 2049 | 2049-02-01 | 30.9 | 16.7 | 16.7 | 22.6 | 22.6 | 21.2 | 23.4 | 2 | 1 | 2049 | 2049-02-01 | 26 | 15 | 16.5 | 17.5 | 23.5 | 14.5 | 16.5
2 | 2 | 2049 | 2049-02-02 | 29.4 | 15.4 | 16.5 | 21.3 | 23.5 | 19.4 | 22.4 | 2 | 2 | 2049 | 2049-02-02 | 33.5 | 21 | 20 | 21 | 25 | 25 | 21.5
2 | 3 | 2049 | 2049-02-03 | 29.9 | 16 | 17.1 | 21.5 | 22.5 | 19.5 | 22.8 | 2 | 3 | 2049 | 2049-02-03 | 31 | 17.5 | 17.5 | 21.5 | 20 | 20.5 | 25.5
2 | 4 | 2049 | 2049-02-04 | 28 | 16.2 | 17 | 21 | 21.7 | 18 | 22.4 | 2 | 4 | 2049 | 2049-02-04 | 28.5 | 14 | 18 | 18 | 18 | 16.5 | 19.5
2 | 5 | 2049 | 2049-02-05 | 27.1 | 15.4 | 17.2 | 20.6 | 22.4 | 18.2 | 22.1 | 2 | 5 | 2049 | 2049-02-05 | 27.5 | 14 | 16.5 | 18 | 20 | 17 | 18
2 | 6 | 2049 | 2049-02-06 | 27.9 | 15.9 | 17 | 20.2 | 24.3 | 18.2 | 21.6 | 2 | 6 | 2049 | 2049-02-06 | 26.5 | 13.5 | 17 | 17 | 21.5 | 13.5 | 20.5
2 | 7 | 2049 | 2049-02-07 | 29 | 16 | 17.3 | 21.4 | 24.2 | 18.2 | 20.9 | 2 | 7 | 2049 | 2049-02-07 | 30.5 | 21 | 22 | 21 | 27 | 15.5 | 19
2 | 8 | 2049 | 2049-02-08 | 29.3 | 15.9 | 16.7 | 20.9 | 23.4 | 19.3 | 22.4 | 2 | 8 | 2049 | 2049-02-08 | 34 | 23.5 | 26 | 26 | 31.5 | 23 | 21
2 | 9 | 2049 | 2049-02-09 | 28.6 | 16.4 | 17.2 | 21 | 22.8 | 19.6 | 20.9 | 2 | 9 | 2049 | 2049-02-09 | 26 | 21.5 | 20 | 24 | 30 | 21.5 | 21
2 | 10 | 2049 | 2049-02-10 | 28.3 | 16.8 | 17.4 | 21.2 | 23.3 | 18.4 | 21.3 | 2 | 10 | 2049 | 2049-02-10 | 28 | 24 | 20 | 23.5 | 27.5 | 21 | 19.5
2 | 11 | 2049 | 2049-02-11 | 27.3 | 15.1 | 15.8 | 20.6 | 22.3 | 18.3 | 21.5 | 2 | 11 | 2049 | 2049-02-11 | 32.5 | 18.5 | 20.5 | 23 | 26.5 | 20.5 | 21
2 | 12 | 2049 | 2049-02-12 | 26.1 | 14.7 | 15.1 | 18.5 | 21.5 | 17.9 | 20.2 | 2 | 12 | 2049 | 2049-02-12 | 25 | 14 | 15.5 | 15.5 | 22 | 14.5 | 15.5
2 | 13 | 2049 | 2049-02-13 | 26.1 | 14.4 | 15.6 | 17.2 | 20.2 | 15.4 | 19.9 | 2 | 13 | 2049 | 2049-02-13 | 22.5 | 15 | 16.5 | 14.5 | 25 | 13 | 14.5
2 | 14 | 2049 | 2049-02-14 | 25.6 | 15 | 15.6 | 18.6 | 21.5 | 17.2 | 18.9 | 2 | 14 | 2049 | 2049-02-14 | 27.5 | 15.5 | 18 | 18.5 | 21 | 16 | 16.5
2 | 15 | 2049 | 2049-02-15 | 26 | 15.5 | 15.9 | 19.1 | 21 | 17.5 | 20 | 2 | 15 | 2049 | 2049-02-15 | 25.5 | 11.5 | 15 | 16.5 | 19 | 16 | 18.5
2 | 16 | 2049 | 2049-02-16 | 25.9 | 15 | 15.6 | 18.4 | 20.3 | 17 | 19.3 | 2 | 16 | 2049 | 2049-02-16 | 25 | 9.5 | 18 | 19.5 | 21 | 16 | 18
2 | 17 | 2049 | 2049-02-17 | 24.3 | 14.8 | 15.5 | 17.9 | 19.1 | 15.1 | 19 | 2 | 17 | 2049 | 2049-02-17 | 29.5 | 14 | 22.5 | 23 | 27.5 | 19 | 19
2 | 18 | 2049 | 2049-02-18 | 22.5 | 14.9 | 15.5 | 17.2 | 19.7 | 14.7 | 18.2 | 2 | 18 | 2049 | 2049-02-18 | 31.5 | 15 | 21.5 | 26.5 | 30 | 24 | 23.5
2 | 19 | 2049 | 2049-02-19 | 21.5 | 14.5 | 14.7 | 17.4 | 18.5 | 15.2 | 17.2 | 2 | 19 | 2049 | 2049-02-19 | 27.5 | 16 | 23 | 25.5 | 29.5 | 22.5 | 24.5
2 | 20 | 2049 | 2049-02-20 | 21 | 13.1 | 14.6 | 17.1 | 19.3 | 15.8 | 16.5 | 2 | 20 | 2049 | 2049-02-20 | 28.5 | 18.5 | 25 | 22.5 | 29 | 19.5 | 25.5
2 | 21 | 2049 | 2049-02-21 | 22.3 | 14.9 | 14.7 | 16.8 | 19 | 15.7 | 16.4 | 2 | 21 | 2049 | 2049-02-21 | 31.5 | 18.5 | 21 | 22.5 | 28 | 20 | 22.5
2 | 22 | 2049 | 2049-02-22 | 22.4 | 15.6 | 15 | 16.5 | 18.8 | 14.8 | 15.7 | 2 | 22 | 2049 | 2049-02-22 | 28 | 13.5 | 19.5 | 20 | 22 | 17 | 17
2 | 23 | 2049 | 2049-02-23 | 22.1 | 14.7 | 14.8 | 18.5 | 19.5 | 16.3 | 17.6 | 2 | 23 | 2049 | 2049-02-23 | 28.5 | 12.5 | 21.5 | 19 | 28 | 19 | 19.5
2 | 24 | 2049 | 2049-02-24 | 21.9 | 13.5 | 15.2 | 18.2 | 20.6 | 16 | 17.4 | 2 | 24 | 2049 | 2049-02-24 | 32 | 12.5 | 16 | 22 | 27 | 19 | 22
2 | 25 | 2049 | 2049-02-25 | 21.5 | 13.7 | 15 | 16.7 | 19.9 | 14 | 17.5 | 2 | 25 | 2049 | 2049-02-25 | 27 | 12 | 21 | 20.5 | 25 | 18.5 | 18.5
2 | 26 | 2049 | 2049-02-26 | 21.7 | 13.3 | 14.1 | 14.9 | 18.9 | 12.6 | 16.3 | 2 | 26 | 2049 | 2049-02-26 | 32 | 14.5 | 24 | 21.5 | 27.5 | 19.5 | 23
2 | 27 | 2049 | 2049-02-27 | 21.2 | 13.5 | 14.6 | 15.8 | 18.2 | 13.2 | 16.5 | 2 | 27 | 2049 | 2049-02-27 | 29 | 13.5 | 19 | 17.5 | 25.5 | 14.5 | 20.5
2 | 28 | 2049 | 2049-02-28 | 20.8 | 14.3 | 15.1 | 15.7 | 17.1 | 14.6 | 18.1 | 2 | 28 | 2049 | 2049-02-28 | 27 | 14 | 15.5 | 14 | 15 | 12 | 13.5
3 | 1 | 2049 | 2049-03-01 | 21.9 | 15.6 | 16.5 | 17.1 | 18.3 | 15.1 | 18.1 | 3 | 1 | 2049 | 2049-03-01 | 26 | 3 | 10 | 6.5 | 12.5 | 6 | 8
3 | 2 | 2049 | 2049-03-02 | 22.8 | 14.2 | 16.7 | 16.8 | 19.8 | 14.7 | 18 | 3 | 2 | 2049 | 2049-03-02 | 21 | 8.5 | 17 | 11.5 | 13.5 | 9.5 | 12
3 | 3 | 2049 | 2049-03-03 | 20.8 | 13 | 14.6 | 14.6 | 17.9 | 12.7 | 15.1 | 3 | 3 | 2049 | 2049-03-03 | 26.5 | 16.5 | 22 | 21 | 25.5 | 17.5 | 17.5
3 | 4 | 2049 | 2049-03-04 | 19.6 | 12.2 | 13.7 | 13.6 | 16.7 | 10.2 | 15.2 | 3 | 4 | 2049 | 2049-03-04 | 31.5 | 16 | 21 | 22.5 | 27.5 | 20 | 23.5
3 | 5 | 2049 | 2049-03-05 | 19.6 | 12.6 | 15.5 | 13.4 | 17.6 | 10.7 | 15.7 | 3 | 5 | 2049 | 2049-03-05 | 24 | 15 | 20 | 22.5 | 27 | 23 | 24.5
3 | 6 | 2049 | 2049-03-06 | 19.5 | 12.8 | 15.2 | 13.2 | 16.9 | 10.5 | 15 | 3 | 6 | 2049 | 2049-03-06 | 20 | 19 | 20 | 18.5 | 24 | 19.5 | 21.5
3 | 7 | 2049 | 2049-03-07 | 19.3 | 11.5 | 12.8 | 13.7 | 15.1 | 10.3 | 14.8 | 3 | 7 | 2049 | 2049-03-07 | 27.5 | 18 | 18 | 17 | 26 | 15 | 17
3 | 8 | 2049 | 2049-03-08 | 19.3 | 10.6 | 11.7 | 11.8 | 14.8 | 10 | 13.8 | 3 | 8 | 2049 | 2049-03-08 | 26.5 | 18.5 | 19 | 22 | 24.5 | 18.5 | 18
3 | 9 | 2049 | 2049-03-09 | 17.8 | 10.6 | 11.7 | 10.8 | 14.2 | 8.5 | 13.3 | 3 | 9 | 2049 | 2049-03-09 | 23 | 19.5 | 19.5 | 17.5 | 24.5 | 15 | 16.5
3 | 10 | 2049 | 2049-03-10 | 17.6 | 11.3 | 11.8 | 11.3 | 15.2 | 8.1 | 12.2 | 3 | 10 | 2049 | 2049-03-10 | 24.5 | 17.5 | 22 | 16 | 20 | 13 | 15.5
3 | 11 | 2049 | 2049-03-11 | 18.2 | 11.5 | 12.3 | 11.2 | 15.1 | 7.9 | 12.8 | 3 | 11 | 2049 | 2049-03-11 | 20 | 16 | 15.5 | 11.5 | 15.5 | 10.5 | 12
3 | 12 | 2049 | 2049-03-12 | 17 | 10.8 | 11.4 | 11.2 | 14.2 | 8.3 | 12.9 | 3 | 12 | 2049 | 2049-03-12 | 17 | 13 | 11.5 | 6.5 | 12.5 | 3 | 6.5
3 | 13 | 2049 | 2049-03-13 | 16.7 | 10.8 | 12.1 | 12.4 | 14.8 | 9.3 | 14.3 | 3 | 13 | 2049 | 2049-03-13 | 11.5 | 8 | 11.5 | 7 | 7 | 1.5 | 7
3 | 14 | 2049 | 2049-03-14 | 17.2 | 10.9 | 12.5 | 10.5 | 14.9 | 8.3 | 13.4 | 3 | 14 | 2049 | 2049-03-14 | 14 | 8.5 | 10.5 | 4.5 | 6.5 | 0 | 3.5
3 | 15 | 2049 | 2049-03-15 | 18.3 | 11 | 12 | 11.1 | 15.3 | 8.1 | 13.8 | 3 | 15 | 2049 | 2049-03-15 | 15 | 10 | 10 | 8 | 13.5 | 5 | 10
3 | 16 | 2049 | 2049-03-16 | 17.2 | 11.3 | 12.2 | 10.7 | 15 | 7.8 | 13.1 | 3 | 16 | 2049 | 2049-03-16 | 20 | 16.5 | 19 | 13.5 | 21.5 | 12.5 | 12
3 | 17 | 2049 | 2049-03-17 | 17.8 | 11.6 | 13.2 | 11.5 | 15.4 | 8.9 | 13.2 | 3 | 17 | 2049 | 2049-03-17 | 25.5 | 15.5 | 22.5 | 19 | 26 | 17.5 | 16
3 | 18 | 2049 | 2049-03-18 | 18.4 | 11.7 | 13.9 | 12 | 16.9 | 9.4 | 13.7 | 3 | 18 | 2049 | 2049-03-18 | 25.5 | 17 | 15 | 16.5 | 24.5 | 14.5 | 17.5
3 | 19 | 2049 | 2049-03-19 | 17.6 | 11.3 | 13.6 | 12.4 | 15.7 | 9.2 | 13.6 | 3 | 19 | 2049 | 2049-03-19 | 27.5 | 17.5 | 17 | 19.5 | 24 | 18 | 20.5
3 | 20 | 2049 | 2049-03-20 | 16.9 | 10.8 | 12.9 | 11.9 | 14.6 | 8.5 | 13.8 | 3 | 20 | 2049 | 2049-03-20 | 16 | 13.5 | 19 | 9 | 19 | 7.5 | 13
3 | 21 | 2049 | 2049-03-21 | 16.9 | 10 | 11.8 | 10.6 | 14.6 | 7.4 | 12.9 | 3 | 21 | 2049 | 2049-03-21 | 26.5 | 18.5 | 22 | 19.5 | 25 | 18 | 17.5
3 | 22 | 2049 | 2049-03-22 | 16.7 | 10.7 | 12.3 | 10.3 | 15.6 | 7.5 | 13.6 | 3 | 22 | 2049 | 2049-03-22 | 33.5 | 21 | 23.5 | 22 | 28 | 21 | 23.5
3 | 23 | 2049 | 2049-03-23 | 16.5 | 10.3 | 12 | 11.2 | 16.7 | 9.3 | 13.2 | 3 | 23 | 2049 | 2049-03-23 | 33 | 21 | 20 | 24 | 27 | 21.5 | 24
3 | 24 | 2049 | 2049-03-24 | 16.7 | 10.4 | 12.1 | 12.6 | 17.8 | 10.9 | 13.2 | 3 | 24 | 2049 | 2049-03-24 | 30 | 17.5 | 24.5 | 23.5 | 26.5 | 18.5 | 23.5
3 | 25 | 2049 | 2049-03-25 | 16 | 11.1 | 13.3 | 11.3 | 17.7 | 10.3 | 12.8 | 3 | 25 | 2049 | 2049-03-25 | 19 | 13 | 17.5 | 14 | 19 | 11.5 | 20
3 | 26 | 2049 | 2049-03-26 | 15 | 10.9 | 12.2 | 11.1 | 16.8 | 9.2 | 13.5 | 3 | 26 | 2049 | 2049-03-26 | 15 | 14.5 | 8 | 9.5 | 16 | 8.5 | 8.5
3 | 27 | 2049 | 2049-03-27 | 14 | 9.9 | 11.7 | 9.2 | 15.4 | 7.7 | 12 | 3 | 27 | 2049 | 2049-03-27 | 17.5 | 13 | 14 | 7 | 16.5 | 6 | 5
3 | 28 | 2049 | 2049-03-28 | 13.7 | 11.2 | 11.7 | 10.2 | 15.1 | 8.1 | 11.4 | 3 | 28 | 2049 | 2049-03-28 | 13.5 | 11.5 | 9 | 9.5 | 13 | 6 | 6.5
3 | 29 | 2049 | 2049-03-29 | 15.6 | 11 | 12.4 | 10.8 | 15.7 | 8.5 | 12.1 | 3 | 29 | 2049 | 2049-03-29 | 12.5 | 9.5 | 10 | 6 | 10.5 | 3.5 | 7.5
3 | 30 | 2049 | 2049-03-30 | 14.6 | 10.3 | 11.5 | 9.7 | 14.9 | 7.4 | 11 | 3 | 30 | 2049 | 2049-03-30 | 15.5 | 11.5 | 6.5 | 6 | 8.5 | 2 | 7
3 | 31 | 2049 | 2049-03-31 | 15.8 | 9.7 | 11.6 | 11 | 16.1 | 9.2 | 11.1 | 3 | 31 | 2049 | 2049-03-31 | 13 | 10 | 4.5 | 7.5 | 10.5 | 4 | 4.5
4 | 1 | 2049 | 2049-04-01 | 15.5 | 9.7 | 11.4 | 10.2 | 15.4 | 7.7 | 10.7 | 4 | 1 | 2049 | 2049-04-01 | 13 | 12 | 8 | 3.5 | 11.5 | 2.5 | 1
4 | 2 | 2049 | 2049-04-02 | 14.3 | 10.6 | 10.7 | 9 | 14.1 | 6.8 | 9.9 | 4 | 2 | 2049 | 2049-04-02 | 11 | 8.5 | 10 | 2.5 | 11.5 | 0 | 3.5
4 | 3 | 2049 | 2049-04-03 | 13.3 | 8.8 | 9.7 | 8.4 | 12.9 | 6.4 | 9.4 | 4 | 3 | 2049 | 2049-04-03 | 11 | 7 | 10 | 3.5 | 10 | 1 | 6.5
4 | 4 | 2049 | 2049-04-04 | 13.9 | 9.1 | 9.8 | 9.3 | 14 | 7.4 | 10.2 | 4 | 4 | 2049 | 2049-04-04 | 10.5 | 8.5 | 11 | 4.5 | 4.5 | 2 | 5
4 | 5 | 2049 | 2049-04-05 | 13.6 | 9.5 | 10.6 | 9.6 | 13.5 | 7.2 | 10.6 | 4 | 5 | 2049 | 2049-04-05 | 12.5 | 7 | 9.5 | 4.5 | 10.5 | 2.5 | 0
4 | 6 | 2049 | 2049-04-06 | 13.4 | 9.9 | 10.7 | 9 | 13.9 | 6.6 | 10 | 4 | 6 | 2049 | 2049-04-06 | 13.5 | 11.5 | 14.5 | 10.5 | 12.5 | 6 | 5
4 | 7 | 2049 | 2049-04-07 | 13.1 | 9.8 | 11.2 | 8.6 | 13.9 | 6.8 | 10.4 | 4 | 7 | 2049 | 2049-04-07 | 18 | 14.5 | 19 | 13 | 16.5 | 9.5 | 10.5
4 | 8 | 2049 | 2049-04-08 | 14.5 | 9.7 | 10.7 | 9.6 | 15 | 7.7 | 10.2 | 4 | 8 | 2049 | 2049-04-08 | 22.5 | 12 | 15.5 | 18 | 21.5 | 14 | 12
4 | 9 | 2049 | 2049-04-09 | 15.7 | 9.6 | 11.6 | 11.2 | 15.5 | 7.8 | 11.3 | 4 | 9 | 2049 | 2049-04-09 | 17.5 | 12.5 | 14.5 | 15.5 | 19.5 | 13 | 12
4 | 10 | 2049 | 2049-04-10 | 15.2 | 10.1 | 12.7 | 10.4 | 15.1 | 8.3 | 11 | 4 | 10 | 2049 | 2049-04-10 | 17.5 | 8.5 | 11 | 5.5 | 15 | 4 | 4.5
4 | 11 | 2049 | 2049-04-11 | 14.9 | 10.5 | 12 | 9.3 | 14.6 | 7.6 | 10.6 | 4 | 11 | 2049 | 2049-04-11 | 20.5 | 11.5 | 14.5 | 13.5 | 23.5 | 11 | 11.5
4 | 12 | 2049 | 2049-04-12 | 14.3 | 10.5 | 12.1 | 9.4 | 14.7 | 7.2 | 9.7 | 4 | 12 | 2049 | 2049-04-12 | 20 | 18.5 | 19.5 | 16 | 17.5 | 12.5 | 17
4 | 13 | 2049 | 2049-04-13 | 15.1 | 10 | 12.1 | 10 | 15 | 7.7 | 9.9 | 4 | 13 | 2049 | 2049-04-13 | 24 | 18.5 | 18 | 14.5 | 20 | 13.5 | 14
4 | 14 | 2049 | 2049-04-14 | 13.8 | 8.7 | 10 | 9.4 | 13.5 | 7.2 | 9.2 | 4 | 14 | 2049 | 2049-04-14 | 27 | 14.5 | 21 | 15.5 | 26 | 13 | 19
4 | 15 | 2049 | 2049-04-15 | 13.4 | 8.2 | 8.8 | 8.5 | 11.8 | 6.2 | 8.6 | 4 | 15 | 2049 | 2049-04-15 | 27.5 | 13.5 | 18 | 20.5 | 25 | 18 | 17.5
4 | 16 | 2049 | 2049-04-16 | 11.9 | 7.8 | 9.2 | 7.2 | 12 | 4.8 | 7.3 | 4 | 16 | 2049 | 2049-04-16 | 25 | 13 | 17.5 | 23.5 | 22 | 18.5 | 16
4 | 17 | 2049 | 2049-04-17 | 12.1 | 7.1 | 8.4 | 6.9 | 12.2 | 5.1 | 7.4 | 4 | 17 | 2049 | 2049-04-17 | 24 | 14.5 | 15.5 | 21 | 24 | 17 | 15.5
4 | 18 | 2049 | 2049-04-18 | 11.3 | 6 | 8.4 | 6.6 | 12.5 | 5.4 | 7 | 4 | 18 | 2049 | 2049-04-18 | 22.5 | 13 | 15.5 | 10 | 14.5 | 9 | 5
4 | 19 | 2049 | 2049-04-19 | 10.3 | 7.4 | 8.9 | 6.5 | 11.9 | 4.2 | 6.7 | 4 | 19 | 2049 | 2049-04-19 | 15 | 10 | 10.5 | 8 | 9.5 | 7.5 | 3
4 | 20 | 2049 | 2049-04-20 | 9.5 | 7 | 8.6 | 5.6 | 10.7 | 4.1 | 6 | 4 | 20 | 2049 | 2049-04-20 | 15.5 | 9 | 14 | 7.5 | 15.5 | 5.5 | 6.5
4 | 21 | 2049 | 2049-04-21 | 9.2 | 6.6 | 7.5 | 6 | 9.7 | 3.4 | 5.9 | 4 | 21 | 2049 | 2049-04-21 | 18.5 | 13 | 17 | 10 | 15.5 | 7.5 | 8.5
4 | 22 | 2049 | 2049-04-22 | 9.7 | 6.5 | 7.7 | 5.4 | 9.7 | 4.1 | 6 | 4 | 22 | 2049 | 2049-04-22 | 20.5 | 13.5 | 14.5 | 16.5 | 18 | 13 | 15
4 | 23 | 2049 | 2049-04-23 | 9.5 | 6.3 | 7.1 | 5.3 | 9.3 | 4.2 | 5.4 | 4 | 23 | 2049 | 2049-04-23 | 25.5 | 12.5 | 15.5 | 16 | 18 | 10.5 | 13
4 | 24 | 2049 | 2049-04-24 | 9.1 | 5.7 | 6.4 | 5.4 | 9.5 | 3.9 | 4.9 | 4 | 24 | 2049 | 2049-04-24 | 18 | 10.5 | 10 | 10 | 15 | 8 | 7.5
4 | 25 | 2049 | 2049-04-25 | 10.2 | 6.8 | 8.4 | 6.8 | 10.8 | 4.5 | 6.5 | 4 | 25 | 2049 | 2049-04-25 | 13.5 | 7 | 11.5 | 5 | 8.5 | 0 | 0
4 | 26 | 2049 | 2049-04-26 | 12.1 | 7 | 8.8 | 7.9 | 12.3 | 5.9 | 7.6 | 4 | 26 | 2049 | 2049-04-26 | 8.5 | 6.5 | 9 | 0 | 5 | 0 | 0
4 | 27 | 2049 | 2049-04-27 | 11.5 | 7.2 | 9.7 | 7.8 | 11.1 | 6 | 7.3 | 4 | 27 | 2049 | 2049-04-27 | 7.5 | 8 | 10 | 0 | 5.5 | 0 | 0
4 | 28 | 2049 | 2049-04-28 | 10.7 | 6.7 | 9.3 | 6 | 11.1 | 5.4 | 7.5 | 4 | 28 | 2049 | 2049-04-28 | 10.5 | 12 | 8 | 2 | 6 | 0 | 4
4 | 29 | 2049 | 2049-04-29 | 11 | 6.3 | 8.5 | 6.5 | 10.3 | 5.2 | 6.9 | 4 | 29 | 2049 | 2049-04-29 | 13.5 | 12.5 | 15.5 | 9.5 | 12.5 | 7 | 8.5
4 | 30 | 2049 | 2049-04-30 | 10.7 | 6.1 | 8.1 | 5.5 | 9.5 | 4.4 | 6.2 | 4 | 30 | 2049 | 2049-04-30 | 24 | 12.5 | 19 | 15 | 22 | 13.5 | 13
5 | 1 | 2049 | 2049-05-01 | 8.6 | 5.7 | 7.3 | 5.3 | 8 | 3.9 | 6.1 | 5 | 1 | 2049 | 2049-05-01 | 24 | 13.5 | 14.5 | 15 | 19 | 9 | 13
5 | 2 | 2049 | 2049-05-02 | 7.7 | 5.3 | 6.6 | 4.8 | 7.5 | 3.6 | 5 | 5 | 2 | 2049 | 2049-05-02 | 15.5 | 10 | 5.5 | 6.5 | 6.5 | 2.5 | 6
5 | 3 | 2049 | 2049-05-03 | 8.1 | 5.1 | 6.5 | 4.9 | 7.3 | 3.5 | 5.3 | 5 | 3 | 2049 | 2049-05-03 | 10 | 6.5 | 6.5 | 3 | 7 | 0 | 0
5 | 4 | 2049 | 2049-05-04 | 8 | 4.7 | 5.3 | 3.9 | 7.4 | 3 | 5.3 | 5 | 4 | 2049 | 2049-05-04 | 5 | 1.5 | 0 | 0.5 | 7.5 | 0 | 0
5 | 5 | 2049 | 2049-05-05 | 6.9 | 4.4 | 4.4 | 3.9 | 7.4 | 3.3 | 3.8 | 5 | 5 | 2049 | 2049-05-05 | 10 | 0 | 0 | 0 | 5.5 | 0 | 0
5 | 6 | 2049 | 2049-05-06 | 6.2 | 2.8 | 4.5 | 3 | 6.5 | 2.1 | 3.1 | 5 | 6 | 2049 | 2049-05-06 | 4 | 0 | 0 | 0 | 0 | 0 | 0
5 | 7 | 2049 | 2049-05-07 | 6.3 | 3.7 | 4.8 | 2.6 | 6.2 | 1.5 | 2.6 | 5 | 7 | 2049 | 2049-05-07 | 0.5 | 2.5 | 3 | 0 | 0 | 0 | 0
5 | 8 | 2049 | 2049-05-08 | 7.8 | 5 | 6.3 | 3.8 | 9.4 | 2.6 | 4.6 | 5 | 8 | 2049 | 2049-05-08 | 0 | 4.5 | 5 | 0 | 0 | 0 | 0
5 | 9 | 2049 | 2049-05-09 | 8.3 | 4.9 | 5.9 | 4.1 | 8.3 | 3.4 | 4.5 | 5 | 9 | 2049 | 2049-05-09 | 0 | 3 | 1.5 | 0 | 0 | 0 | 0
5 | 10 | 2049 | 2049-05-10 | 9.3 | 3.4 | 4.5 | 3.4 | 8.4 | 2.4 | 4 | 5 | 10 | 2049 | 2049-05-10 | 0 | 0 | 0 | 0 | 0 | 0 | 0
5 | 11 | 2049 | 2049-05-11 | 7.8 | 3.9 | 5.5 | 3.3 | 8.4 | 2.7 | 3.4 | 5 | 11 | 2049 | 2049-05-11 | 0 | 0 | 0 | 0 | 0 | 0 | 0
5 | 12 | 2049 | 2049-05-12 | 8.5 | 4.7 | 5.7 | 4 | 9.2 | 2.3 | 4.3 | 5 | 12 | 2049 | 2049-05-12 | 0 | 0 | 1 | 0 | 0 | 0 | 0
5 | 13 | 2049 | 2049-05-13 | 7.1 | 4.7 | 4.5 | 3.4 | 7.2 | 2.3 | 3.6 | 5 | 13 | 2049 | 2049-05-13 | 0 | 3 | 8 | 0.5 | 6.5 | 0 | 0
5 | 14 | 2049 | 2049-05-14 | 4.7 | 2.6 | 3.6 | 1.9 | 5.7 | 1.2 | 2 | 5 | 14 | 2049 | 2049-05-14 | 6 | 5 | 7 | 5 | 9.5 | 1.5 | 0.5
5 | 15 | 2049 | 2049-05-15 | 3.1 | 1.9 | 2.4 | 0.6 | 3.8 | 0.6 | 1.1 | 5 | 15 | 2049 | 2049-05-15 | 7.5 | 5 | 11 | 4.5 | 9.5 | 0.5 | 3
5 | 16 | 2049 | 2049-05-16 | 3.3 | 1.6 | 2.6 | 0.9 | 3.4 | 0.4 | 1.3 | 5 | 16 | 2049 | 2049-05-16 | 8 | 2 | 1 | 0 | 10.5 | 0 | 2
5 | 17 | 2049 | 2049-05-17 | 2.5 | 2.1 | 3 | 1.1 | 4.2 | 0.5 | 1.4 | 5 | 17 | 2049 | 2049-05-17 | 8 | 6 | 5.5 | 2.5 | 9.5 | 0 | 0.5
5 | 18 | 2049 | 2049-05-18 | 3.6 | 2 | 3.2 | 0.9 | 3.8 | 0.5 | 1.3 | 5 | 18 | 2049 | 2049-05-18 | 12 | 4.5 | 8 | 5 | 13.5 | 0.5 | 5
5 | 19 | 2049 | 2049-05-19 | 4.5 | 1.9 | 3.2 | 1.4 | 6 | 0.7 | 1.1 | 5 | 19 | 2049 | 2049-05-19 | 10 | 4 | 8 | 0.5 | 11 | 0 | 1.5
5 | 20 | 2049 | 2049-05-20 | 4.7 | 2.8 | 4 | 1.8 | 6.3 | 1.3 | 2 | 5 | 20 | 2049 | 2049-05-20 | 7 | 6 | 6.5 | 1 | 6.5 | 0 | 0
5 | 21 | 2049 | 2049-05-21 | 4.3 | 2.8 | 3.4 | 1.5 | 5 | 1.1 | 1.3 | 5 | 21 | 2049 | 2049-05-21 | 4 | 10.5 | 10 | 8.5 | 12.5 | 5 | 3.5
5 | 22 | 2049 | 2049-05-22 | 3 | 2.2 | 3.2 | 1.2 | 5.2 | 0.8 | 1.1 | 5 | 22 | 2049 | 2049-05-22 | 20 | 9 | 14.5 | 13.5 | 21.5 | 12 | 15
5 | 23 | 2049 | 2049-05-23 | 4.2 | 2.2 | 3.4 | 0.9 | 4.2 | 0.4 | 1.1 | 5 | 23 | 2049 | 2049-05-23 | 18.5 | 9.5 | 12.5 | 13 | 17.5 | 7 | 8
5 | 24 | 2049 | 2049-05-24 | 5.3 | 2.8 | 3.7 | 1.6 | 5.1 | 0.8 | 1.8 | 5 | 24 | 2049 | 2049-05-24 | 15.5 | 9 | 9 | 8.5 | 12.5 | 5.5 | 4.5
5 | 25 | 2049 | 2049-05-25 | 5.6 | 2.7 | 3.7 | 1.8 | 4.7 | 1.2 | 1.4 | 5 | 25 | 2049 | 2049-05-25 | 10 | 3 | 6.5 | 7 | 13 | 3.5 | 5
5 | 26 | 2049 | 2049-05-26 | 4.8 | 2.2 | 2.8 | 1.5 | 4.3 | 0.9 | 1.1 | 5 | 26 | 2049 | 2049-05-26 | 8.5 | 5.5 | 5.5 | 6 | 8.5 | 4 | 0
5 | 27 | 2049 | 2049-05-27 | 3.4 | 1.4 | 1.8 | 0.9 | 3.4 | 0.6 | 0.7 | 5 | 27 | 2049 | 2049-05-27 | 14.5 | 5 | 8.5 | 6 | 10 | 2.5 | 8
5 | 28 | 2049 | 2049-05-28 | 3.4 | 1.6 | 2.7 | 0.7 | 3.9 | 0.5 | 0.9 | 5 | 28 | 2049 | 2049-05-28 | 9.5 | 4.5 | 6.5 | 2 | 4.5 | 0 | 0.5
5 | 29 | 2049 | 2049-05-29 | 4.7 | 2.4 | 3.4 | 2 | 5.4 | 0.8 | 1.3 | 5 | 29 | 2049 | 2049-05-29 | 12.5 | 6 | 5.5 | 6 | 6.5 | 3 | 4
5 | 30 | 2049 | 2049-05-30 | 5.9 | 2 | 3.3 | 1.7 | 5.8 | 1 | 1 | 5 | 30 | 2049 | 2049-05-30 | 12.5 | 4 | 9 | 2.5 | 10.5 | 1.5 | 4.5
5 | 31 | 2049 | 2049-05-31 | 4.5 | 2.3 | 3.1 | 1.7 | 5 | 1.2 | 1.2 | 5 | 31 | 2049 | 2049-05-31 | 11.5 | 4 | 6.5 | 3.5 | 10.5 | 0 | 3
6 | 1 | 2049 | 2049-06-01 | 3.4 | 2.4 | 2.7 | 1 | 3.9 | 0.6 | 0.9 | 6 | 1 | 2049 | 2049-06-01 | 6 | 3 | 1 | 1.5 | 2 | 0 | 0
6 | 2 | 2049 | 2049-06-02 | 2.9 | 2.1 | 2.3 | 0.9 | 4.6 | 0.2 | 0.9 | 6 | 2 | 2049 | 2049-06-02 | 5 | 1.5 | 3 | 0 | 2 | 0 | 0
6 | 3 | 2049 | 2049-06-03 | 3.8 | 1.9 | 1.8 | 0.2 | 4.9 | 0 | 0.7 | 6 | 3 | 2049 | 2049-06-03 | 5.5 | 1.5 | 1.5 | 0 | 3.5 | 0 | 0
6 | 4 | 2049 | 2049-06-04 | 3.6 | 1.8 | 2.3 | 0.3 | 4 | 0 | 0.5 | 6 | 4 | 2049 | 2049-06-04 | 1.5 | 0 | 1 | 0 | 0 | 0 | 0
6 | 5 | 2049 | 2049-06-05 | 3.2 | 1.6 | 2 | 0.4 | 4.3 | 0.1 | 0.6 | 6 | 5 | 2049 | 2049-06-05 | 0 | 0 | 0 | 0 | 0 | 0 | 0
6 | 6 | 2049 | 2049-06-06 | 2.5 | 1 | 1.5 | 0.3 | 3.5 | 0 | 0.3 | 6 | 6 | 2049 | 2049-06-06 | 0 | 0 | 0 | 0 | 0 | 0 | 0
6 | 7 | 2049 | 2049-06-07 | 2.5 | 0.9 | 1.1 | 0.3 | 2.4 | 0.3 | 0.4 | 6 | 7 | 2049 | 2049-06-07 | 0 | 0 | 2 | 0 | 0 | 0 | 0
6 | 8 | 2049 | 2049-06-08 | 2.3 | 1.1 | 1.5 | 0.4 | 2.7 | 0.1 | 0.3 | 6 | 8 | 2049 | 2049-06-08 | 0 | 3 | 2 | 0 | 0 | 0 | 0
6 | 9 | 2049 | 2049-06-09 | 2 | 0.7 | 0.8 | 0.1 | 2.3 | 0 | 0.3 | 6 | 9 | 2049 | 2049-06-09 | 0 | 2.5 | 5.5 | 0 | 0 | 0 | 0
6 | 10 | 2049 | 2049-06-10 | 2 | 0.6 | 0.9 | 0.3 | 2.4 | 0 | 0.2 | 6 | 10 | 2049 | 2049-06-10 | 0 | 5 | 6.5 | 0 | 3 | 0 | 0
6 | 11 | 2049 | 2049-06-11 | 1.7 | 0.5 | 0.7 | 0.2 | 2 | 0 | 0.1 | 6 | 11 | 2049 | 2049-06-11 | 2 | 1 | 4 | 0 | 8 | 0 | 0
6 | 12 | 2049 | 2049-06-12 | 1.6 | 0.5 | 0.6 | 0.3 | 1.2 | 0.4 | 0.4 | 6 | 12 | 2049 | 2049-06-12 | 6.5 | 2 | 6 | 1.5 | 10.5 | 0 | 4
6 | 13 | 2049 | 2049-06-13 | 1.4 | 0.7 | 0.7 | 0 | 2.1 | 0 | 0.1 | 6 | 13 | 2049 | 2049-06-13 | 8 | 3 | 3 | 2 | 11 | 0 | 4
6 | 14 | 2049 | 2049-06-14 | 1 | 0.9 | 0.8 | 0 | 1.9 | 0 | 0 | 6 | 14 | 2049 | 2049-06-14 | 5.5 | 3 | 3.5 | 0 | 6.5 | 0 | 0
6 | 15 | 2049 | 2049-06-15 | 0.6 | 0.5 | 0.8 | 0.2 | 1.5 | 0 | 0 | 6 | 15 | 2049 | 2049-06-15 | 4 | 0.5 | 0 | 0 | 0 | 0 | 0
6 | 16 | 2049 | 2049-06-16 | 1.5 | 0.7 | 0.7 | 0.1 | 1.2 | 0.1 | 0.2 | 6 | 16 | 2049 | 2049-06-16 | 0 | 0 | 0.5 | 0 | 0 | 0 | 0
6 | 17 | 2049 | 2049-06-17 | 1.6 | 0.7 | 0.8 | 0.3 | 1.6 | 0.6 | 0.4 | 6 | 17 | 2049 | 2049-06-17 | 0 | 0 | 0 | 0 | 0 | 0 | 0
6 | 18 | 2049 | 2049-06-18 | 2.3 | 0.5 | 0.8 | 0.1 | 2 | 0.2 | 0.2 | 6 | 18 | 2049 | 2049-06-18 | 1 | 0 | 0 | 0 | 3.5 | 0 | 0
6 | 19 | 2049 | 2049-06-19 | 2 | 0.7 | 1.2 | 0.1 | 1.9 | 0.1 | 0.3 | 6 | 19 | 2049 | 2049-06-19 | 15 | 0 | 2 | 3.5 | 6 | 4.5 | 0
6 | 20 | 2049 | 2049-06-20 | 0.7 | 0.5 | 0.7 | 0.2 | 1.2 | 0 | 0.5 | 6 | 20 | 2049 | 2049-06-20 | 9 | 4.5 | 3.5 | 0 | 9.5 | 0 | 0
6 | 21 | 2049 | 2049-06-21 | 0.5 | 0.5 | 0.6 | 0 | 0.4 | 0 | 0.1 | 6 | 21 | 2049 | 2049-06-21 | 11 | 0.5 | 2 | 4 | 9 | 2 | 0
6 | 22 | 2049 | 2049-06-22 | 0.3 | 0.3 | 0.4 | 0 | 0.4 | 0 | 0 | 6 | 22 | 2049 | 2049-06-22 | 6.5 | 0 | 0 | 0 | 4 | 0 | 0
6 | 23 | 2049 | 2049-06-23 | 0.5 | 0.4 | 0.7 | 0 | 0.7 | 0 | 0.2 | 6 | 23 | 2049 | 2049-06-23 | 1.5 | 0 | 0 | 0 | 1 | 0 | 0
6 | 24 | 2049 | 2049-06-24 | 1.1 | 0.5 | 0.6 | 0.1 | 1.4 | 0 | 0.3 | 6 | 24 | 2049 | 2049-06-24 | 3 | 0 | 0.5 | 3 | 5 | 0 | 0
6 | 25 | 2049 | 2049-06-25 | 1 | 0.3 | 0.5 | 0.1 | 1.2 | 0 | 0.3 | 6 | 25 | 2049 | 2049-06-25 | 3 | 0 | 0 | 0 | 1.5 | 0 | 0
6 | 26 | 2049 | 2049-06-26 | 0.8 | 0.3 | 0.6 | 0 | 0.4 | 0 | 0 | 6 | 26 | 2049 | 2049-06-26 | 0 | 0 | 0 | 0 | 0 | 0 | 0
6 | 27 | 2049 | 2049-06-27 | 0.3 | 0.1 | 0.4 | 0 | 0.8 | 0 | 0 | 6 | 27 | 2049 | 2049-06-27 | 0 | 0 | 0.5 | 0 | 0 | 0 | 0
6 | 28 | 2049 | 2049-06-28 | 0.3 | 0.2 | 0.3 | 0 | 0.7 | 0 | 0 | 6 | 28 | 2049 | 2049-06-28 | 0 | 0 | 0 | 0 | 0 | 0 | 0
6 | 29 | 2049 | 2049-06-29 | 0.2 | 0 | 0.2 | 0 | 0.4 | 0 | 0 | 6 | 29 | 2049 | 2049-06-29 | 0 | 0 | 0 | 0 | 0 | 0 | 0
6 | 30 | 2049 | 2049-06-30 | 0.2 | 0.1 | 0.3 | 0 | 0.6 | 0 | 0.1 | 6 | 30 | 2049 | 2049-06-30 | 0 | 0 | 0 | 0 | 0 | 0 | 0
7 | 1 | 2049 | 2049-07-01 | 0.2 | 0.4 | 0.3 | 0 | 0.6 | 0 | 0 | 7 | 1 | 2049 | 2049-07-01 | 0 | 0 | 0 | 0 | 0 | 0 | 0
7 | 2 | 2049 | 2049-07-02 | 0.2 | 0.4 | 0.2 | 0 | 0.4 | 0 | 0 | 7 | 2 | 2049 | 2049-07-02 | 0 | 0 | 0 | 0 | 0 | 0 | 0
7 | 3 | 2049 | 2049-07-03 | 0.3 | 0.1 | 0.3 | 0 | 0.4 | 0 | 0 | 7 | 3 | 2049 | 2049-07-03 | 0 | 0 | 0 | 0 | 0 | 0 | 0
7 | 4 | 2049 | 2049-07-04 | 0 | 0.2 | 0.2 | 0 | 0.2 | 0 | 0 | 7 | 4 | 2049 | 2049-07-04 | 0 | 0 | 3 | 0 | 0 | 0 | 0
7 | 5 | 2049 | 2049-07-05 | 0.1 | 0.2 | 0.3 | 0 | 1 | 0 | 0 | 7 | 5 | 2049 | 2049-07-05 | 0 | 0 | 0 | 0 | 0 | 0 | 0
7 | 6 | 2049 | 2049-07-06 | 0 | 0.1 | 0.3 | 0 | 0.4 | 0 | 0.1 | 7 | 6 | 2049 | 2049-07-06 | 0 | 0 | 0 | 0 | 0 | 0 | 0
7 | 7 | 2049 | 2049-07-07 | 0 | 0 | 0.2 | 0 | 0.3 | 0 | 0 | 7 | 7 | 2049 | 2049-07-07 | 0 | 0 | 0 | 0 | 0 | 0 | 0
7 | 8 | 2049 | 2049-07-08 | 0 | 0 | 0 | 0 | 0 | 0 | 0 | 7 | 8 | 2049 | 2049-07-08 | 0 | 0 | 0 | 0 | 0 | 0 | 0
7 | 9 | 2049 | 2049-07-09 | 0 | 0 | 0 | 0 | 0 | 0 | 0 | 7 | 9 | 2049 | 2049-07-09 | 0 | 0 | 0 | 0 | 0 | 0 | 0
7 | 10 | 2049 | 2049-07-10 | 0 | 0 | 0 | 0 | 0 | 0 | 0 | 7 | 10 | 2049 | 2049-07-10 | 0 | 0 | 0 | 0 | 0 | 0 | 0
7 | 11 | 2049 | 2049-07-11 | 0 | 0 | 0 | 0 | 0 | 0 | 0 | 7 | 11 | 2049 | 2049-07-11 | 0 | 0 | 1 | 0 | 0 | 0 | 0
7 | 12 | 2049 | 2049-07-12 | 0.2 | 0.1 | 0.1 | 0 | 0.1 | 0 | 0 | 7 | 12 | 2049 | 2049-07-12 | 0 | 1.5 | 4 | 0 | 0 | 0 | 0
7 | 13 | 2049 | 2049-07-13 | 0 | 0.1 | 0 | 0 | 0 | 0 | 0 | 7 | 13 | 2049 | 2049-07-13 | 0 | 0 | 2 | 0 | 0 | 0 | 0
7 | 14 | 2049 | 2049-07-14 | 0 | 0 | 0 | 0 | 0 | 0 | 0 | 7 | 14 | 2049 | 2049-07-14 | 0 | 0 | 0 | 0 | 0 | 0 | 0
7 | 15 | 2049 | 2049-07-15 | 0 | 0 | 0 | 0 | 0 | 0 | 0 | 7 | 15 | 2049 | 2049-07-15 | 0 | 0 | 0 | 0 | 0 | 0 | 0
7 | 16 | 2049 | 2049-07-16 | 0 | 0.1 | 0.1 | 0 | 0.1 | 0 | 0 | 7 | 16 | 2049 | 2049-07-16 | 0 | 0 | 0 | 0 | 0 | 0 | 0
7 | 17 | 2049 | 2049-07-17 | 0 | 0 | 0 | 0 | 0 | 0 | 0 | 7 | 17 | 2049 | 2049-07-17 | 0 | 0 | 0 | 0 | 0 | 0 | 0
7 | 18 | 2049 | 2049-07-18 | 0.3 | 0 | 0 | 0 | 0.4 | 0.1 | 0 | 7 | 18 | 2049 | 2049-07-18 | 0 | 0 | 0 | 0 | 0 | 0 | 0
7 | 19 | 2049 | 2049-07-19 | 0.4 | 0 | 0.1 | 0 | 0.1 | 0 | 0.1 | 7 | 19 | 2049 | 2049-07-19 | 0 | 0 | 0 | 0 | 0 | 0 | 0
7 | 20 | 2049 | 2049-07-20 | 0.4 | 0 | 0 | 0 | 0.1 | 0 | 0 | 7 | 20 | 2049 | 2049-07-20 | 0 | 0 | 0 | 0 | 0 | 0 | 0
7 | 21 | 2049 | 2049-07-21 | 0.2 | 0 | 0 | 0 | 0.2 | 0 | 0 | 7 | 21 | 2049 | 2049-07-21 | 0 | 0 | 0 | 0 | 0 | 0 | 0
7 | 22 | 2049 | 2049-07-22 | 0.2 | 0 | 0 | 0 | 0 | 0 | 0 | 7 | 22 | 2049 | 2049-07-22 | 0 | 0 | 0 | 0 | 0 | 0 | 0
7 | 23 | 2049 | 2049-07-23 | 0 | 0 | 0 | 0 | 0 | 0 | 0 | 7 | 23 | 2049 | 2049-07-23 | 0 | 0 | 0 | 0 | 0 | 0 | 0
7 | 24 | 2049 | 2049-07-24 | 0 | 0 | 0 | 0 | 0.1 | 0 | 0 | 7 | 24 | 2049 | 2049-07-24 | 0 | 0 | 0 | 0 | 0 | 0 | 0
7 | 25 | 2049 | 2049-07-25 | 0 | 0 | 0 | 0 | 0.1 | 0 | 0 | 7 | 25 | 2049 | 2049-07-25 | 0 | 0 | 0 | 0 | 0 | 0 | 0
7 | 26 | 2049 | 2049-07-26 | 0 | 0 | 0.1 | 0 | 0.1 | 0 | 0 | 7 | 26 | 2049 | 2049-07-26 | 0 | 0 | 0 | 0 | 0 | 0 | 0
7 | 27 | 2049 | 2049-07-27 | 0.1 | 0 | 0.2 | 0 | 0 | 0 | 0 | 7 | 27 | 2049 | 2049-07-27 | 0 | 0 | 0 | 0 | 0 | 0 | 0
7 | 28 | 2049 | 2049-07-28 | 0 | 0 | 0 | 0 | 0 | 0 | 0 | 7 | 28 | 2049 | 2049-07-28 | 0 | 0 | 2 | 0 | 0 | 0 | 0
7 | 29 | 2049 | 2049-07-29 | 0 | 0 | 0 | 0 | 0 | 0 | 0 | 7 | 29 | 2049 | 2049-07-29 | 0 | 0 | 0 | 0 | 0 | 0 | 0
7 | 30 | 2049 | 2049-07-30 | 0 | 0 | 0 | 0 | 0 | 0 | 0 | 7 | 30 | 2049 | 2049-07-30 | 0 | 0 | 0 | 0 | 0 | 0 | 0
7 | 31 | 2049 | 2049-07-31 | 0 | 0 | 0 | 0 | 0 | 0 | 0 | 7 | 31 | 2049 | 2049-07-31 | 0 | 0 | 0 | 0 | 0 | 0 | 0
8 | 1 | 2049 | 2049-08-01 | 0 | 0 | 0 | 0 | 0 | 0 | 0 | 8 | 1 | 2049 | 2049-08-01 | 0 | 0 | 1 | 0 | 0 | 0 | 0
8 | 2 | 2049 | 2049-08-02 | 0 | 0 | 0 | 0 | 0 | 0 | 0 | 8 | 2 | 2049 | 2049-08-02 | 0 | 0.5 | 2 | 0 | 0 | 0 | 0
8 | 3 | 2049 | 2049-08-03 | 0 | 0 | 0 | 0 | 0 | 0 | 0 | 8 | 3 | 2049 | 2049-08-03 | 0 | 0 | 0 | 0 | 0 | 0 | 0
8 | 4 | 2049 | 2049-08-04 | 0 | 0 | 0.1 | 0 | 0.1 | 0 | 0 | 8 | 4 | 2049 | 2049-08-04 | 0 | 0 | 0 | 0 | 0 | 0 | 0
8 | 5 | 2049 | 2049-08-05 | 0 | 0 | 0 | 0 | 0.2 | 0 | 0 | 8 | 5 | 2049 | 2049-08-05 | 0 | 0 | 0 | 0 | 0 | 0 | 0
8 | 6 | 2049 | 2049-08-06 | 0 | 0 | 0 | 0 | 0 | 0 | 0 | 8 | 6 | 2049 | 2049-08-06 | 0 | 0 | 0 | 0 | 0 | 0 | 0
8 | 7 | 2049 | 2049-08-07 | 0 | 0 | 0 | 0 | 0 | 0 | 0 | 8 | 7 | 2049 | 2049-08-07 | 0 | 0 | 0 | 0 | 0 | 0 | 0
8 | 8 | 2049 | 2049-08-08 | 0 | 0 | 0 | 0 | 0 | 0 | 0 | 8 | 8 | 2049 | 2049-08-08 | 0 | 0 | 0 | 0 | 0 | 0 | 0
8 | 9 | 2049 | 2049-08-09 | 0 | 0.1 | 0 | 0 | 0 | 0 | 0 | 8 | 9 | 2049 | 2049-08-09 | 0 | 0 | 0 | 0 | 0 | 0 | 0
8 | 10 | 2049 | 2049-08-10 | 0 | 0 | 0 | 0 | 0.1 | 0 | 0 | 8 | 10 | 2049 | 2049-08-10 | 0 | 0 | 0 | 0 | 0 | 0 | 0
8 | 11 | 2049 | 2049-08-11 | 0 | 0.1 | 0 | 0 | 0 | 0 | 0 | 8 | 11 | 2049 | 2049-08-11 | 0 | 0 | 0 | 0 | 0 | 0 | 0
8 | 12 | 2049 | 2049-08-12 | 0 | 0.1 | 0 | 0 | 0 | 0 | 0 | 8 | 12 | 2049 | 2049-08-12 | 0 | 0 | 0 | 0 | 0 | 0 | 0
8 | 13 | 2049 | 2049-08-13 | 0 | 0 | 0 | 0 | 0 | 0 | 0 | 8 | 13 | 2049 | 2049-08-13 | 0 | 0 | 0 | 0 | 0 | 0 | 0
8 | 14 | 2049 | 2049-08-14 | 0 | 0 | 0 | 0 | 0 | 0 | 0 | 8 | 14 | 2049 | 2049-08-14 | 0 | 0 | 0 | 0 | 0 | 0 | 0
8 | 15 | 2049 | 2049-08-15 | 0 | 0 | 0 | 0 | 0 | 0 | 0 | 8 | 15 | 2049 | 2049-08-15 | 0 | 0 | 0 | 0 | 0 | 0 | 0
8 | 16 | 2049 | 2049-08-16 | 0 | 0 | 0 | 0 | 0.1 | 0 | 0 | 8 | 16 | 2049 | 2049-08-16 | 0 | 0 | 0 | 0 | 0 | 0 | 0
8 | 17 | 2049 | 2049-08-17 | 0 | 0 | 0 | 0 | 0.5 | 0 | 0 | 8 | 17 | 2049 | 2049-08-17 | 0 | 0 | 0 | 0 | 0 | 0 | 0
8 | 18 | 2049 | 2049-08-18 | 0 | 0.1 | 0 | 0 | 0.4 | 0 | 0 | 8 | 18 | 2049 | 2049-08-18 | 0 | 0 | 0 | 0 | 0 | 0 | 0
8 | 19 | 2049 | 2049-08-19 | 0 | 0.1 | 0.1 | 0 | 0.5 | 0 | 0 | 8 | 19 | 2049 | 2049-08-19 | 0 | 0 | 0 | 0 | 0 | 0 | 0
8 | 20 | 2049 | 2049-08-20 | 0.1 | 0 | 0 | 0 | 0.2 | 0 | 0 | 8 | 20 | 2049 | 2049-08-20 | 0 | 0 | 0 | 0 | 0 | 0 | 0
8 | 21 | 2049 | 2049-08-21 | 0.2 | 0 | 0.1 | 0 | 0.2 | 0 | 0 | 8 | 21 | 2049 | 2049-08-21 | 0 | 0 | 0 | 0 | 0 | 0 | 0
8 | 22 | 2049 | 2049-08-22 | 0 | 0.1 | 0 | 0 | 0 | 0 | 0 | 8 | 22 | 2049 | 2049-08-22 | 0 | 0 | 0 | 0 | 0 | 0 | 0
8 | 23 | 2049 | 2049-08-23 | 0 | 0 | 0 | 0 | 0.4 | 0 | 0 | 8 | 23 | 2049 | 2049-08-23 | 0 | 0 | 0 | 0 | 0 | 0 | 0
8 | 24 | 2049 | 2049-08-24 | 0.1 | 0 | 0 | 0 | 0.3 | 0 | 0 | 8 | 24 | 2049 | 2049-08-24 | 0 | 0 | 0 | 0 | 0 | 0 | 0
8 | 25 | 2049 | 2049-08-25 | 0.4 | 0.2 | 0.1 | 0 | 0.3 | 0 | 0 | 8 | 25 | 2049 | 2049-08-25 | 0 | 0 | 0.5 | 0 | 0 | 0 | 0
8 | 26 | 2049 | 2049-08-26 | 0.5 | 0 | 0.1 | 0 | 0.4 | 0 | 0.1 | 8 | 26 | 2049 | 2049-08-26 | 0 | 0 | 0 | 0 | 0 | 0 | 0
8 | 27 | 2049 | 2049-08-27 | 1 | 0.2 | 0.1 | 0 | 0.3 | 0 | 0.1 | 8 | 27 | 2049 | 2049-08-27 | 0 | 0 | 0 | 0 | 0 | 0 | 0
8 | 28 | 2049 | 2049-08-28 | 0.4 | 0 | 0 | 0 | 0 | 0 | 0 | 8 | 28 | 2049 | 2049-08-28 | 0 | 0 | 0 | 0 | 0 | 0 | 0
8 | 29 | 2049 | 2049-08-29 | 0.6 | 0 | 0 | 0 | 0 | 0 | 0 | 8 | 29 | 2049 | 2049-08-29 | 0 | 0 | 0 | 0 | 0 | 0 | 0
8 | 30 | 2049 | 2049-08-30 | 0.4 | 0 | 0 | 0 | 0.1 | 0 | 0 | 8 | 30 | 2049 | 2049-08-30 | 0 | 0 | 0 | 0 | 0 | 0 | 0
8 | 31 | 2049 | 2049-08-31 | 0 | 0 | 0 | 0 | 0.1 | 0 | 0 | 8 | 31 | 2049 | 2049-08-31 | 0 | 0 | 0 | 0 | 0 | 0 | 0
9 | 1 | 2049 | 2049-09-01 | 0.1 | 0 | 0.2 | 0 | 1 | 0 | 0 | 9 | 1 | 2049 | 2049-09-01 | 0 | 0 | 0 | 0 | 0 | 0 | 0
9 | 2 | 2049 | 2049-09-02 | 0.7 | 0 | 0.2 | 0 | 1 | 0 | 0.1 | 9 | 2 | 2049 | 2049-09-02 | 0 | 0 | 0 | 0 | 0 | 0 | 0
9 | 3 | 2049 | 2049-09-03 | 0.8 | 0 | 0.1 | 0 | 0.4 | 0 | 0 | 9 | 3 | 2049 | 2049-09-03 | 0 | 0 | 0 | 0 | 0 | 0 | 0
9 | 4 | 2049 | 2049-09-04 | 0.5 | 0 | 0.4 | 0 | 0.9 | 0 | 0.1 | 9 | 4 | 2049 | 2049-09-04 | 0 | 0 | 0 | 0 | 0 | 0 | 0
9 | 5 | 2049 | 2049-09-05 | 0.9 | 0.1 | 0.6 | 0 | 0.9 | 0 | 0.1 | 9 | 5 | 2049 | 2049-09-05 | 0 | 0 | 0 | 0 | 0 | 0 | 0
9 | 6 | 2049 | 2049-09-06 | 1.3 | 0 | 0.1 | 0 | 0.7 | 0 | 0 | 9 | 6 | 2049 | 2049-09-06 | 2 | 0 | 0 | 0 | 2 | 0 | 0
9 | 7 | 2049 | 2049-09-07 | 0.8 | 0.2 | 0.3 | 0 | 0.5 | 0 | 0.1 | 9 | 7 | 2049 | 2049-09-07 | 0 | 0 | 0 | 0 | 0 | 0 | 0
9 | 8 | 2049 | 2049-09-08 | 0.8 | 0 | 0.3 | 0 | 0.5 | 0 | 0.1 | 9 | 8 | 2049 | 2049-09-08 | 0 | 0 | 0 | 0 | 0 | 0 | 0
9 | 9 | 2049 | 2049-09-09 | 1.6 | 0.1 | 0.5 | 0 | 1.1 | 0 | 0.1 | 9 | 9 | 2049 | 2049-09-09 | 0 | 0 | 0 | 0 | 0 | 0 | 0
9 | 10 | 2049 | 2049-09-10 | 1.3 | 0 | 0.6 | 0 | 0.9 | 0 | 0.1 | 9 | 10 | 2049 | 2049-09-10 | 0 | 0 | 0 | 0 | 0 | 0 | 0
9 | 11 | 2049 | 2049-09-11 | 0.7 | 0.1 | 0 | 0 | 0.4 | 0 | 0.1 | 9 | 11 | 2049 | 2049-09-11 | 0 | 0 | 0 | 0 | 0 | 0 | 0
9 | 12 | 2049 | 2049-09-12 | 1.8 | 0.2 | 0.3 | 0.4 | 1.1 | 0.3 | 0.3 | 9 | 12 | 2049 | 2049-09-12 | 0 | 0 | 0 | 0 | 0 | 0 | 0
9 | 13 | 2049 | 2049-09-13 | 1.9 | 0.2 | 0.5 | 0.2 | 1.2 | 0.1 | 0.2 | 9 | 13 | 2049 | 2049-09-13 | 0 | 0 | 0 | 0 | 0 | 0 | 0
9 | 14 | 2049 | 2049-09-14 | 1.7 | 0.4 | 0.9 | 0.1 | 2.5 | 0 | 0.3 | 9 | 14 | 2049 | 2049-09-14 | 0 | 0 | 0 | 0 | 0 | 0 | 0
9 | 15 | 2049 | 2049-09-15 | 2.4 | 0.2 | 0.5 | 0.2 | 1.3 | 0.1 | 0 | 9 | 15 | 2049 | 2049-09-15 | 0 | 0 | 3.5 | 0 | 0 | 0 | 0
9 | 16 | 2049 | 2049-09-16 | 1.2 | 0.2 | 0.6 | 0.1 | 0.7 | 0 | 0 | 9 | 16 | 2049 | 2049-09-16 | 0 | 0 | 0 | 0 | 2.5 | 0 | 0
9 | 17 | 2049 | 2049-09-17 | 0.7 | 0.4 | 0.3 | 0 | 0.6 | 0 | 0 | 9 | 17 | 2049 | 2049-09-17 | 5 | 2 | 3.5 | 4 | 5 | 1 | 0
9 | 18 | 2049 | 2049-09-18 | 1.5 | 0.6 | 1.1 | 0.2 | 1.7 | 0 | 0.6 | 9 | 18 | 2049 | 2049-09-18 | 10.5 | 3 | 3 | 0.5 | 4.5 | 0 | 0.5
9 | 19 | 2049 | 2049-09-19 | 2.9 | 1.2 | 1.6 | 0.4 | 3 | 0.1 | 0.8 | 9 | 19 | 2049 | 2049-09-19 | 11.5 | 0 | 0 | 0 | 3.5 | 0 | 3
9 | 20 | 2049 | 2049-09-20 | 2.8 | 0.6 | 1.3 | 0.3 | 2.3 | 0.1 | 0.7 | 9 | 20 | 2049 | 2049-09-20 | 5 | 2 | 3.5 | 0 | 1.5 | 0 | 0
9 | 21 | 2049 | 2049-09-21 | 2.6 | 0.8 | 1.5 | 0.4 | 1.4 | 0.1 | 0.6 | 9 | 21 | 2049 | 2049-09-21 | 5 | 0 | 0 | 0 | 5.5 | 0 | 0
9 | 22 | 2049 | 2049-09-22 | 4 | 1.3 | 1.5 | 0.6 | 2.8 | 0.2 | 0.8 | 9 | 22 | 2049 | 2049-09-22 | 6.5 | 1.5 | 4.5 | 0.5 | 11 | 0 | 4.5
9 | 23 | 2049 | 2049-09-23 | 4.7 | 1.6 | 1.6 | 0.6 | 3.9 | 0.2 | 1.1 | 9 | 23 | 2049 | 2049-09-23 | 9 | 6.5 | 9 | 2.5 | 9 | 0 | 5.5
9 | 24 | 2049 | 2049-09-24 | 3.7 | 1.2 | 1.8 | 0.6 | 1.9 | 0.3 | 1.2 | 9 | 24 | 2049 | 2049-09-24 | 14 | 5.5 | 9 | 8 | 12.5 | 4 | 3
9 | 25 | 2049 | 2049-09-25 | 3.7 | 1.8 | 2 | 0.7 | 2.1 | 0.3 | 1.4 | 9 | 25 | 2049 | 2049-09-25 | 17.5 | 5.5 | 11 | 6.5 | 15 | 6 | 4
9 | 26 | 2049 | 2049-09-26 | 4.5 | 2 | 2.2 | 1 | 3.6 | 0.2 | 1.3 | 9 | 26 | 2049 | 2049-09-26 | 13 | 9.5 | 10 | 7.5 | 17 | 5.5 | 7
9 | 27 | 2049 | 2049-09-27 | 3.4 | 1.8 | 2.1 | 1 | 3.8 | 0.3 | 1.6 | 9 | 27 | 2049 | 2049-09-27 | 18 | 6 | 10 | 6 | 14 | 5 | 11.5
9 | 28 | 2049 | 2049-09-28 | 3.2 | 1.9 | 1.4 | 0.4 | 2.3 | 0.1 | 1.4 | 9 | 28 | 2049 | 2049-09-28 | 6.5 | 4 | 7.5 | 0 | 4.5 | 0 | 1
9 | 29 | 2049 | 2049-09-29 | 2.5 | 1.8 | 1.3 | 1.2 | 3.3 | 0.5 | 2 | 9 | 29 | 2049 | 2049-09-29 | 7.5 | 5.5 | 9 | 4.5 | 11.5 | 2.5 | 6.5
9 | 30 | 2049 | 2049-09-30 | 4.1 | 2.4 | 2 | 1.8 | 4.1 | 0.6 | 2.2 | 9 | 30 | 2049 | 2049-09-30 | 12 | 7 | 9.5 | 4.5 | 13 | 2.5 | 6
10 | 1 | 2049 | 2049-10-01 | 4.8 | 3.1 | 2.8 | 1.4 | 5.3 | 0.8 | 2.5 | 10 | 1 | 2049 | 2049-10-01 | 16 | 8 | 10 | 11.5 | 18 | 7.5 | 11.5
10 | 2 | 2049 | 2049-10-02 | 7 | 3.2 | 3.3 | 2.3 | 5.8 | 1.6 | 2.9 | 10 | 2 | 2049 | 2049-10-02 | 23 | 11.5 | 12.5 | 14 | 22 | 9.5 | 13
10 | 3 | 2049 | 2049-10-03 | 6.3 | 2.7 | 3.1 | 2.1 | 4.5 | 0.9 | 2.8 | 10 | 3 | 2049 | 2049-10-03 | 16.5 | 12.5 | 14.5 | 11 | 18.5 | 9.5 | 10
10 | 4 | 2049 | 2049-10-04 | 5.2 | 4.6 | 3.2 | 1.6 | 4.1 | 1.2 | 2.8 | 10 | 4 | 2049 | 2049-10-04 | 17 | 12 | 10.5 | 11.5 | 16.5 | 8.5 | 11
10 | 5 | 2049 | 2049-10-05 | 5.6 | 3 | 3.2 | 1.6 | 4 | 0.6 | 2.8 | 10 | 5 | 2049 | 2049-10-05 | 16.5 | 3 | 8.5 | 5 | 8.5 | 3.5 | 9
10 | 6 | 2049 | 2049-10-06 | 4.7 | 3.7 | 3.6 | 2.3 | 4.8 | 1.6 | 3.1 | 10 | 6 | 2049 | 2049-10-06 | 15 | 3.5 | 6.5 | 5.5 | 9 | 4.5 | 8
10 | 7 | 2049 | 2049-10-07 | 6.1 | 3.5 | 3.4 | 2.3 | 4.6 | 1.5 | 3 | 10 | 7 | 2049 | 2049-10-07 | 16.5 | 3.5 | 8 | 7 | 12 | 3 | 5
10 | 8 | 2049 | 2049-10-08 | 5.5 | 4.9 | 4.2 | 1.9 | 5.5 | 0.7 | 3.1 | 10 | 8 | 2049 | 2049-10-08 | 18.5 | 9.5 | 15 | 11.5 | 19.5 | 9.5 | 8.5
10 | 9 | 2049 | 2049-10-09 | 6.8 | 4.6 | 4.8 | 2.8 | 5.5 | 1.5 | 3.7 | 10 | 9 | 2049 | 2049-10-09 | 18 | 14 | 15.5 | 13.5 | 21.5 | 15 | 11
10 | 10 | 2049 | 2049-10-10 | 8.3 | 4.9 | 4.4 | 3.4 | 6.7 | 1.5 | 4.5 | 10 | 10 | 2049 | 2049-10-10 | 17 | 13.5 | 13 | 8.5 | 15.5 | 7.5 | 7.5
10 | 11 | 2049 | 2049-10-11 | 8.9 | 4.1 | 4.2 | 3.6 | 5.1 | 2.2 | 3 | 10 | 11 | 2049 | 2049-10-11 | 15.5 | 15.5 | 9.5 | 8.5 | 18.5 | 5 | 9.5
10 | 12 | 2049 | 2049-10-12 | 7.9 | 4.5 | 4.5 | 3.6 | 5.3 | 2.3 | 3.1 | 10 | 12 | 2049 | 2049-10-12 | 20 | 10.5 | 15 | 13.5 | 20 | 10 | 12.5
10 | 13 | 2049 | 2049-10-13 | 8.7 | 5.7 | 5.4 | 3.8 | 6.8 | 2.2 | 4.8 | 10 | 13 | 2049 | 2049-10-13 | 15.5 | 12.5 | 14.5 | 12.5 | 21 | 8 | 12.5
10 | 14 | 2049 | 2049-10-14 | 9.5 | 5.6 | 4.8 | 4.5 | 7.6 | 3.2 | 5.2 | 10 | 14 | 2049 | 2049-10-14 | 18.5 | 14.5 | 14.5 | 13.5 | 19.5 | 11 | 11
10 | 15 | 2049 | 2049-10-15 | 10.2 | 4.6 | 4.4 | 3.9 | 7.2 | 2.5 | 4.8 | 10 | 15 | 2049 | 2049-10-15 | 20 | 12.5 | 12.5 | 14 | 18 | 11.5 | 14
10 | 16 | 2049 | 2049-10-16 | 9.7 | 5.6 | 5.4 | 3.9 | 7.5 | 3.2 | 5.5 | 10 | 16 | 2049 | 2049-10-16 | 16.5 | 8.5 | 13 | 12 | 14.5 | 8 | 9
10 | 17 | 2049 | 2049-10-17 | 9.7 | 6.2 | 5.8 | 4.6 | 7.5 | 3.5 | 6.8 | 10 | 17 | 2049 | 2049-10-17 | 19 | 9.5 | 14 | 10.5 | 16 | 8 | 11
10 | 18 | 2049 | 2049-10-18 | 10.3 | 6.3 | 6.6 | 5.5 | 9.4 | 4.5 | 7.3 | 10 | 18 | 2049 | 2049-10-18 | 19.5 | 10 | 13.5 | 11.5 | 16 | 7 | 11.5
10 | 19 | 2049 | 2049-10-19 | 11.4 | 7.3 | 7.7 | 6.7 | 10 | 5.4 | 7.2 | 10 | 19 | 2049 | 2049-10-19 | 18 | 14.5 | 17 | 10 | 8.5 | 7.5 | 13
10 | 20 | 2049 | 2049-10-20 | 13.3 | 7.5 | 7.8 | 6.8 | 10.5 | 6.3 | 7.5 | 10 | 20 | 2049 | 2049-10-20 | 15 | 10.5 | 14.5 | 7.5 | 10 | 5 | 7
10 | 21 | 2049 | 2049-10-21 | 14.1 | 8 | 7.8 | 7.6 | 11.2 | 5.7 | 8.5 | 10 | 21 | 2049 | 2049-10-21 | 14 | 10.5 | 13.5 | 3 | 7 | 2 | 5.5
10 | 22 | 2049 | 2049-10-22 | 15.3 | 8.2 | 8.4 | 8 | 11.7 | 6 | 9.8 | 10 | 22 | 2049 | 2049-10-22 | 12.5 | 10.5 | 12 | 5 | 9 | 4.5 | 6
10 | 23 | 2049 | 2049-10-23 | 13.6 | 7.3 | 7.3 | 7.4 | 9.6 | 6.2 | 9.2 | 10 | 23 | 2049 | 2049-10-23 | 13 | 10.5 | 8.5 | 9.5 | 11 | 7 | 6.5
10 | 24 | 2049 | 2049-10-24 | 12.7 | 7.3 | 7.1 | 6.6 | 8.2 | 5.2 | 8.4 | 10 | 24 | 2049 | 2049-10-24 | 15.5 | 15.5 | 17 | 8.5 | 11 | 7.5 | 8
10 | 25 | 2049 | 2049-10-25 | 12.2 | 5.6 | 7 | 6.9 | 9.1 | 5.2 | 8 | 10 | 25 | 2049 | 2049-10-25 | 13.5 | 10 | 11.5 | 9.5 | 8 | 6 | 10
10 | 26 | 2049 | 2049-10-26 | 12.7 | 6.1 | 7.9 | 7.4 | 8.8 | 5.4 | 9.3 | 10 | 26 | 2049 | 2049-10-26 | 16 | 9.5 | 10 | 10 | 11 | 9 | 10.5
10 | 27 | 2049 | 2049-10-27 | 13.8 | 7.3 | 8.4 | 8.8 | 10.3 | 6.8 | 10.6 | 10 | 27 | 2049 | 2049-10-27 | 23 | 6 | 7 | 17.5 | 22.5 | 10.5 | 16.5
10 | 28 | 2049 | 2049-10-28 | 13.7 | 7.3 | 9.2 | 8.5 | 9.4 | 7.2 | 9.9 | 10 | 28 | 2049 | 2049-10-28 | 21 | 7.5 | 13 | 18 | 24 | 16.5 | 15.5
10 | 29 | 2049 | 2049-10-29 | 13.6 | 8.5 | 8.8 | 8 | 9.6 | 6 | 11.4 | 10 | 29 | 2049 | 2049-10-29 | 23.5 | 19 | 18.5 | 21.5 | 27 | 18.5 | 21
10 | 30 | 2049 | 2049-10-30 | 16.9 | 8.5 | 10.5 | 12.3 | 14.1 | 10.5 | 13.4 | 10 | 30 | 2049 | 2049-10-30 | 25.5 | 18 | 18 | 16.5 | 22 | 16 | 21.5
10 | 31 | 2049 | 2049-10-31 | 20 | 9.3 | 11 | 14.5 | 17.1 | 12.7 | 14.2 | 10 | 31 | 2049 | 2049-10-31 | 25.5 | 10 | 11.5 | 8.5 | 13 | 7 | 10.5
11 | 1 | 2049 | 2049-11-01 | 19.3 | 9.2 | 10.4 | 14.4 | 16.6 | 12.5 | 13.7 | 11 | 1 | 2049 | 2049-11-01 | 23 | 7.5 | 9.5 | 10.5 | 17 | 7 | 12.5
11 | 2 | 2049 | 2049-11-02 | 19.2 | 9.2 | 10.6 | 13.5 | 15.4 | 12.2 | 15.2 | 11 | 2 | 2049 | 2049-11-02 | 19 | 11 | 15.5 | 10.5 | 19.5 | 6.5 | 8.5
11 | 3 | 2049 | 2049-11-03 | 19.3 | 10.2 | 11.9 | 12.8 | 15.5 | 10.3 | 15.6 | 11 | 3 | 2049 | 2049-11-03 | 25.5 | 19 | 20 | 16 | 26.5 | 15 | 20
11 | 4 | 2049 | 2049-11-04 | 19.9 | 10 | 11.3 | 12.3 | 14.6 | 11.1 | 15.1 | 11 | 4 | 2049 | 2049-11-04 | 32 | 22.5 | 23.5 | 22.5 | 20.5 | 19 | 18
11 | 5 | 2049 | 2049-11-05 | 18.3 | 8.7 | 10.8 | 11.5 | 12.4 | 9.4 | 13.4 | 11 | 5 | 2049 | 2049-11-05 | 35.5 | 18 | 12.5 | 18.5 | 17 | 17 | 21.5
11 | 6 | 2049 | 2049-11-06 | 18.7 | 9.3 | 11.3 | 13.2 | 12.4 | 11.3 | 15 | 11 | 6 | 2049 | 2049-11-06 | 25.5 | 13.5 | 18 | 13.5 | 14.5 | 20 | 24
11 | 7 | 2049 | 2049-11-07 | 20.4 | 10.1 | 11.8 | 13.2 | 13.2 | 11.7 | 15.4 | 11 | 7 | 2049 | 2049-11-07 | 19.5 | 9 | 11.5 | 17 | 15.5 | 15.5 | 16.5
11 | 8 | 2049 | 2049-11-08 | 20.3 | 11 | 12.2 | 13.8 | 15.1 | 11.5 | 16.9 | 11 | 8 | 2049 | 2049-11-08 | 23 | 11 | 15 | 15 | 21 | 12.5 | 15
11 | 9 | 2049 | 2049-11-09 | 19.2 | 10.7 | 11.3 | 12.2 | 15.6 | 11.2 | 15.1 | 11 | 9 | 2049 | 2049-11-09 | 21 | 17 | 17.5 | 17 | 23.5 | 17 | 18
11 | 10 | 2049 | 2049-11-10 | 20.3 | 10 | 11.1 | 11.6 | 14.9 | 11.7 | 14.6 | 11 | 10 | 2049 | 2049-11-10 | 20 | 13.5 | 13.5 | 16.5 | 13.5 | 14.5 | 14.5
11 | 11 | 2049 | 2049-11-11 | 21.2 | 11.4 | 12.3 | 12.9 | 16.3 | 12.3 | 16.7 | 11 | 11 | 2049 | 2049-11-11 | 19 | 9.5 | 13 | 19 | 24.5 | 16.5 | 8
11 | 12 | 2049 | 2049-11-12 | 20.8 | 10.3 | 13.1 | 11.7 | 15.1 | 10.5 | 15.7 | 11 | 12 | 2049 | 2049-11-12 | 10.5 | 9.5 | 11.5 | 14.5 | 11 | 12 | 13.5
11 | 13 | 2049 | 2049-11-13 | 20.8 | 10.5 | 12.9 | 13.1 | 15.6 | 10.3 | 16.4 | 11 | 13 | 2049 | 2049-11-13 | 21 | 8 | 9.5 | 12.5 | 18 | 9.5 | 17
11 | 14 | 2049 | 2049-11-14 | 22.2 | 12.4 | 13.5 | 13.1 | 17.2 | 11.1 | 16.5 | 11 | 14 | 2049 | 2049-11-14 | 28 | 14.5 | 18 | 19.5 | 25 | 17 | 16
11 | 15 | 2049 | 2049-11-15 | 20.7 | 12.6 | 13.5 | 13.5 | 15.6 | 12.6 | 16.8 | 11 | 15 | 2049 | 2049-11-15 | 30 | 15.5 | 17.5 | 18 | 27 | 15.5 | 22.5
11 | 16 | 2049 | 2049-11-16 | 22.3 | 12 | 12.8 | 13.7 | 16.9 | 13.4 | 16 | 11 | 16 | 2049 | 2049-11-16 | 26 | 16.5 | 23 | 15.5 | 18 | 13.5 | 15.5
11 | 17 | 2049 | 2049-11-17 | 23.2 | 12.7 | 13.6 | 15.4 | 18.3 | 13.4 | 17.3 | 11 | 17 | 2049 | 2049-11-17 | 21 | 15 | 16.5 | 10.5 | 22.5 | 10.5 | 14
11 | 18 | 2049 | 2049-11-18 | 22 | 12.3 | 13.7 | 15.6 | 18.2 | 13.5 | 17.6 | 11 | 18 | 2049 | 2049-11-18 | 21.5 | 14.5 | 12.5 | 13.5 | 19 | 8 | 11
11 | 19 | 2049 | 2049-11-19 | 22.6 | 12.5 | 13.9 | 15.7 | 18.6 | 13.5 | 18.3 | 11 | 19 | 2049 | 2049-11-19 | 17.5 | 22 | 16 | 10 | 13.5 | 9 | 11
11 | 20 | 2049 | 2049-11-20 | 22.4 | 13.3 | 14.7 | 14.8 | 19 | 13.5 | 16.8 | 11 | 20 | 2049 | 2049-11-20 | 29 | 27 | 24.5 | 30 | 29 | 25 | 30
11 | 21 | 2049 | 2049-11-21 | 23 | 14.4 | 14.3 | 16.5 | 20.2 | 14.2 | 18.6 | 11 | 21 | 2049 | 2049-11-21 | 36.5 | 28 | 24.5 | 37 | 44 | 34 | 33.5
11 | 22 | 2049 | 2049-11-22 | 25.3 | 13.3 | 15.2 | 17.1 | 20.3 | 15.5 | 19.5 | 11 | 22 | 2049 | 2049-11-22 | 38 | 24.5 | 20.5 | 38 | 43 | 34 | 35.5
11 | 23 | 2049 | 2049-11-23 | 25.7 | 14.4 | 14.5 | 17.7 | 20.3 | 16.8 | 18.9 | 11 | 23 | 2049 | 2049-11-23 | 35.5 | 22 | 22.5 | 35.5 | 39.5 | 32.5 | 32.5
11 | 24 | 2049 | 2049-11-24 | 27.3 | 16.7 | 16.3 | 17.6 | 18.8 | 19.1 | 20.1 | 11 | 24 | 2049 | 2049-11-24 | 33.5 | 20.5 | 23.5 | 34 | 27.5 | 31.5 | 33
11 | 25 | 2049 | 2049-11-25 | 25.7 | 16.4 | 17 | 18.1 | 20.3 | 17.2 | 22.2 | 11 | 25 | 2049 | 2049-11-25 | 28 | 19.5 | 21.5 | 29.5 | 29.5 | 28.5 | 29.5
11 | 26 | 2049 | 2049-11-26 | 26.9 | 16.2 | 15.2 | 19.4 | 20.4 | 16.9 | 22.6 | 11 | 26 | 2049 | 2049-11-26 | 30.5 | 20 | 21.5 | 32.5 | 29 | 30 | 30.5
11 | 27 | 2049 | 2049-11-27 | 28.3 | 16 | 15.7 | 18.6 | 22 | 16.1 | 23.4 | 11 | 27 | 2049 | 2049-11-27 | 28 | 14.5 | 17.5 | 31.5 | 30 | 31.5 | 29.5
11 | 28 | 2049 | 2049-11-28 | 29.9 | 17.1 | 17.3 | 19.4 | 22.4 | 17.3 | 22.7 | 11 | 28 | 2049 | 2049-11-28 | 29 | 17.5 | 19 | 29.5 | 27.5 | 27.5 | 29
11 | 29 | 2049 | 2049-11-29 | 28.8 | 18.2 | 16.5 | 21.6 | 22.8 | 20.3 | 22.7 | 11 | 29 | 2049 | 2049-11-29 | 31.5 | 13 | 20 | 29 | 24 | 33.5 | 33
11 | 30 | 2049 | 2049-11-30 | 28.8 | 17.5 | 16.1 | 19.4 | 21.2 | 18.5 | 22 | 11 | 30 | 2049 | 2049-11-30 | 28 | 12.5 | 14.5 | 23 | 15.5 | 25 | 30
12 | 1 | 2049 | 2049-12-01 | 26.2 | 15.2 | 16.3 | 18 | 20.5 | 17.1 | 21.5 | 12 | 1 | 2049 | 2049-12-01 | 20 | 12 | 12.5 | 8.5 | 10.5 | 8.5 | 19
12 | 2 | 2049 | 2049-12-02 | 28.5 | 16.7 | 17.4 | 21.9 | 22.8 | 19.9 | 24.1 | 12 | 2 | 2049 | 2049-12-02 | 21.5 | 23 | 22.5 | 17.5 | 20.5 | 17 | 22
12 | 3 | 2049 | 2049-12-03 | 29 | 16.9 | 17.3 | 20.7 | 22.5 | 20 | 24.1 | 12 | 3 | 2049 | 2049-12-03 | 38.5 | 27.5 | 25.5 | 38 | 38 | 36.5 | 29
12 | 4 | 2049 | 2049-12-04 | 29.2 | 16.5 | 16.9 | 21.3 | 23.5 | 19.9 | 24.2 | 12 | 4 | 2049 | 2049-12-04 | 50 | 30 | 32.5 | 46.5 | 50 | 44 | 39
12 | 5 | 2049 | 2049-12-05 | 30 | 17.3 | 17.2 | 22 | 24.4 | 20.4 | 25 | 12 | 5 | 2049 | 2049-12-05 | 51.5 | 32.5 | 36 | 47.5 | 50.5 | 45.5 | 45
12 | 6 | 2049 | 2049-12-06 | 29.3 | 17.4 | 17.5 | 22.6 | 22.3 | 21.5 | 25.1 | 12 | 6 | 2049 | 2049-12-06 | 49 | 37 | 33.5 | 51 | 49.5 | 46.5 | 39
12 | 7 | 2049 | 2049-12-07 | 30.2 | 17.6 | 18.5 | 22.5 | 23.7 | 22.1 | 25.2 | 12 | 7 | 2049 | 2049-12-07 | 56.5 | 39.5 | 39 | 55 | 63.5 | 49.5 | 48
12 | 8 | 2049 | 2049-12-08 | 31 | 17 | 17.6 | 22.1 | 23.4 | 20.9 | 25.7 | 12 | 8 | 2049 | 2049-12-08 | 64 | 37.5 | 38 | 55 | 63 | 49.5 | 51
12 | 9 | 2049 | 2049-12-09 | 29.1 | 15.9 | 16.6 | 22.2 | 23.6 | 21.1 | 25.1 | 12 | 9 | 2049 | 2049-12-09 | 57.5 | 33 | 38 | 44 | 49.5 | 41.5 | 45.5
12 | 10 | 2049 | 2049-12-10 | 28.7 | 14.8 | 16 | 21.4 | 21.2 | 21 | 23.8 | 12 | 10 | 2049 | 2049-12-10 | 51.5 | 28 | 28.5 | 32 | 38 | 33.5 | 41
12 | 11 | 2049 | 2049-12-11 | 29 | 15.8 | 16.9 | 21.4 | 22.8 | 20.8 | 25.6 | 12 | 11 | 2049 | 2049-12-11 | 47.5 | 25.5 | 30 | 40.5 | 38 | 40 | 40
12 | 12 | 2049 | 2049-12-12 | 28.7 | 16.5 | 18 | 22.6 | 24.3 | 20.5 | 25.7 | 12 | 12 | 2049 | 2049-12-12 | 41.5 | 23.5 | 28 | 37 | 32.5 | 32 | 38
12 | 13 | 2049 | 2049-12-13 | 30.3 | 15.4 | 17.8 | 22.2 | 25.1 | 20.8 | 25.9 | 12 | 13 | 2049 | 2049-12-13 | 33.5 | 19 | 17.5 | 25.5 | 26 | 22 | 33
12 | 14 | 2049 | 2049-12-14 | 30.2 | 16.1 | 17.3 | 21 | 24.7 | 19.1 | 27.1 | 12 | 14 | 2049 | 2049-12-14 | 31.5 | 16 | 16 | 20.5 | 24.5 | 19 | 25.5
12 | 15 | 2049 | 2049-12-15 | 29.1 | 17.3 | 17.3 | 21.8 | 25 | 19.9 | 26.5 | 12 | 15 | 2049 | 2049-12-15 | 33.5 | 15.5 | 13.5 | 13.5 | 16 | 10 | 26.5
12 | 16 | 2049 | 2049-12-16 | 28.5 | 17.6 | 17.6 | 21.7 | 24.5 | 20.2 | 26.2 | 12 | 16 | 2049 | 2049-12-16 | 38 | 19.5 | 21 | 18.5 | 21 | 16.5 | 22.5
12 | 17 | 2049 | 2049-12-17 | 30.3 | 18.2 | 18.4 | 21.8 | 25.9 | 20.3 | 26.3 | 12 | 17 | 2049 | 2049-12-17 | 35.5 | 22 | 22.5 | 23 | 17 | 20 | 28
12 | 18 | 2049 | 2049-12-18 | 29 | 16.7 | 17.8 | 21.8 | 25.6 | 19.9 | 26.3 | 12 | 18 | 2049 | 2049-12-18 | 35.5 | 20 | 21.5 | 20.5 | 23.5 | 19 | 24.5
12 | 19 | 2049 | 2049-12-19 | 29.5 | 16.1 | 16.3 | 21.2 | 23.5 | 19.8 | 25.3 | 12 | 19 | 2049 | 2049-12-19 | 39.5 | 27 | 25.5 | 33 | 35.5 | 32 | 32
12 | 20 | 2049 | 2049-12-20 | 27.6 | 15.4 | 16.3 | 19.9 | 22.1 | 17.4 | 25.5 | 12 | 20 | 2049 | 2049-12-20 | 44.5 | 26.5 | 25.5 | 27 | 30.5 | 24.5 | 31.5
12 | 21 | 2049 | 2049-12-21 | 68.81 | 41.69 | 40.78 | 58.15 | 59.53 | 60.73 | 56.55 | 12 | 21 | 2049 | 2049-12-21 | 33.5 | 25.5 | 19 | 21 | 19 | 25.5 | 30
12 | 22 | 2049 | 2049-12-22 | 31.7 | 18.1 | 18.9 | 23.9 | 25.7 | 22.4 | 27.6 | 12 | 22 | 2049 | 2049-12-22 | 28.5 | 23.5 | 14.5 | 17 | 17.5 | 21 | 29.5
12 | 23 | 2049 | 2049-12-23 | 31.1 | 18.6 | 20.1 | 24.9 | 26.5 | 23.1 | 29 | 12 | 23 | 2049 | 2049-12-23 | 26 | 15.5 | 19 | 12.5 | 17 | 12 | 19
12 | 24 | 2049 | 2049-12-24 | 32.3 | 18.1 | 18.2 | 22.8 | 25.6 | 22.7 | 29.7 | 12 | 24 | 2049 | 2049-12-24 | 40.5 | 20.5 | 25 | 22 | 26 | 20 | 25.5
12 | 25 | 2049 | 2049-12-25 | 29.5 | 19.4 | 18.7 | 23.7 | 24.3 | 23.2 | 28.6 | 12 | 25 | 2049 | 2049-12-25 | 43 | 25 | 27 | 29.5 | 25.5 | 30.5 | 32.5
12 | 26 | 2049 | 2049-12-26 | 31.1 | 19.5 | 20.3 | 24.7 | 24.6 | 22.8 | 29.4 | 12 | 26 | 2049 | 2049-12-26 | 40.5 | 20.5 | 26.5 | 29.5 | 20.5 | 30 | 33
12 | 27 | 2049 | 2049-12-27 | 30.4 | 19.2 | 19.2 | 24.6 | 24.5 | 23.4 | 28 | 12 | 27 | 2049 | 2049-12-27 | 42.5 | 21 | 23.5 | 29 | 23 | 27 | 36
12 | 28 | 2049 | 2049-12-28 | 30.4 | 17.7 | 18.5 | 23.1 | 24.5 | 22.6 | 26.5 | 12 | 28 | 2049 | 2049-12-28 | 37.5 | 17.5 | 22.5 | 26 | 27 | 31 | 27
12 | 29 | 2049 | 2049-12-29 | 31.2 | 17.9 | 18.1 | 22 | 24.2 | 21.9 | 26.9 | 12 | 29 | 2049 | 2049-12-29 | 44 | 20 | 23.5 | 32.5 | 27 | 28.5 | 35.5
12 | 30 | 2049 | 2049-12-30 | 31.2 | 17.1 | 17.7 | 22.8 | 24.2 | 21.9 | 26.4 | 12 | 30 | 2049 | 2049-12-30 | 40.5 | 18 | 21.5 | 31.5 | 21 | 27.5 | 33.5
12 | 31 | 2049 | 2049-12-31 | 31.9 | 17.2 | 18 | 22.8 | 24.3 | 21.1 | 26.5 | 12 | 31 | 2049 | 2049-12-31 | 32 | 16 | 20.5 | 19.5 | 18 | 21 | 24
1 | 1 | 2050 | 2050-01-01 | 30.1 | 16.8 | 17.2 | 21.7 | 24.2 | 20.3 | 26.1 | 1 | 1 | 2050 | 2050-01-01 | 29 | 18.5 | 23.5 | 24 | 23.5 | 26.5 | 30.5
1 | 2 | 2050 | 2050-01-02 | 29.9 | 17.6 | 17.6 | 23 | 25 | 20.4 | 24.5 | 1 | 2 | 2050 | 2050-01-02 | 32.5 | 15 | 17.5 | 25.5 | 20.5 | 20.5 | 30
1 | 3 | 2050 | 2050-01-03 | 30.8 | 17.5 | 17.8 | 22.9 | 25.7 | 20.9 | 24 | 1 | 3 | 2050 | 2050-01-03 | 34 | 23.5 | 24 | 23 | 26.5 | 19 | 24
1 | 4 | 2050 | 2050-01-04 | 31.1 | 16.6 | 17.2 | 21.7 | 24.4 | 19.8 | 25.8 | 1 | 4 | 2050 | 2050-01-04 | 42 | 25.5 | 26 | 28 | 35 | 24.5 | 31
1 | 5 | 2050 | 2050-01-05 | 31.6 | 17.2 | 17.8 | 22.1 | 23.5 | 19.9 | 26.1 | 1 | 5 | 2050 | 2050-01-05 | 47 | 26 | 23.5 | 29.5 | 32 | 30 | 32
1 | 6 | 2050 | 2050-01-06 | 31 | 16.4 | 17.9 | 22.4 | 23.9 | 19.5 | 25 | 1 | 6 | 2050 | 2050-01-06 | 43.5 | 26.5 | 23 | 35.5 | 30.5 | 33 | 34.5
1 | 7 | 2050 | 2050-01-07 | 31.4 | 16.5 | 17.5 | 22.4 | 23.5 | 20.3 | 23.9 | 1 | 7 | 2050 | 2050-01-07 | 36 | 19 | 17.5 | 27 | 21 | 27.5 | 29
1 | 8 | 2050 | 2050-01-08 | 31.2 | 16.8 | 17.1 | 22.2 | 24.1 | 19.9 | 24.7 | 1 | 8 | 2050 | 2050-01-08 | 34.5 | 14.5 | 14.5 | 21 | 20.5 | 19 | 28
1 | 9 | 2050 | 2050-01-09 | 31.5 | 17.2 | 17.4 | 22.8 | 24.3 | 19.1 | 26.2 | 1 | 9 | 2050 | 2050-01-09 | 31.5 | 15.5 | 20 | 18 | 22.5 | 17 | 25.5
1 | 10 | 2050 | 2050-01-10 | 32.3 | 16.8 | 17.6 | 24.2 | 27.3 | 22.2 | 26.6 | 1 | 10 | 2050 | 2050-01-10 | 30.5 | 11 | 13.5 | 13.5 | 15 | 10.5 | 14.5
1 | 11 | 2050 | 2050-01-11 | 34.2 | 17.6 | 19.2 | 25.8 | 28.7 | 23.3 | 27 | 1 | 11 | 2050 | 2050-01-11 | 20.5 | 11.5 | 14.5 | 9.5 | 18 | 7.5 | 11.5
1 | 12 | 2050 | 2050-01-12 | 34.3 | 18.8 | 19.7 | 26.3 | 27.7 | 22.9 | 26.5 | 1 | 12 | 2050 | 2050-01-12 | 26.5 | 14.5 | 13.5 | 14 | 22 | 13 | 12
1 | 13 | 2050 | 2050-01-13 | 32.3 | 19 | 19.5 | 24 | 24.6 | 21 | 27.3 | 1 | 13 | 2050 | 2050-01-13 | 27 | 9.5 | 13.5 | 15 | 23 | 12 | 14
1 | 14 | 2050 | 2050-01-14 | 32.3 | 17.7 | 18.1 | 22.8 | 26.3 | 21.9 | 26.1 | 1 | 14 | 2050 | 2050-01-14 | 30.5 | 11 | 13.5 | 15.5 | 22 | 15 | 17.5
1 | 15 | 2050 | 2050-01-15 | 30.7 | 18.4 | 18.6 | 24.3 | 26 | 21.9 | 26.4 | 1 | 15 | 2050 | 2050-01-15 | 33.5 | 17 | 19 | 16 | 20 | 14 | 16
1 | 16 | 2050 | 2050-01-16 | 31.4 | 19.3 | 19 | 23.3 | 25 | 21.7 | 26.4 | 1 | 16 | 2050 | 2050-01-16 | 35 | 19 | 17 | 23 | 21 | 23.5 | 24
1 | 17 | 2050 | 2050-01-17 | 31.5 | 17.6 | 17.9 | 22.7 | 23.9 | 21 | 25.6 | 1 | 17 | 2050 | 2050-01-17 | 34.5 | 22 | 18 | 28.5 | 21 | 30.5 | 29.5
1 | 18 | 2050 | 2050-01-18 | 31 | 17.4 | 18.1 | 22.9 | 24.7 | 21 | 24.9 | 1 | 18 | 2050 | 2050-01-18 | 36.5 | 20.5 | 22 | 31 | 25 | 30 | 28.5
1 | 19 | 2050 | 2050-01-19 | 31 | 18.4 | 17.8 | 24 | 25.2 | 23 | 25.5 | 1 | 19 | 2050 | 2050-01-19 | 36.5 | 19 | 23.5 | 31 | 21 | 29.5 | 27.5
1 | 20 | 2050 | 2050-01-20 | 31.8 | 18.6 | 16.9 | 23.8 | 25.5 | 22.6 | 25.3 | 1 | 20 | 2050 | 2050-01-20 | 36 | 20 | 22 | 31.5 | 32.5 | 29.5 | 28
1 | 21 | 2050 | 2050-01-21 | 31.4 | 18.9 | 17.2 | 22.5 | 23.8 | 21.2 | 24.4 | 1 | 21 | 2050 | 2050-01-21 | 35.5 | 22.5 | 23 | 32 | 29 | 31 | 29
1 | 22 | 2050 | 2050-01-22 | 30.2 | 17.4 | 17 | 22.5 | 22.3 | 20 | 25.2 | 1 | 22 | 2050 | 2050-01-22 | 36.5 | 21 | 19 | 32 | 29 | 30 | 28
1 | 23 | 2050 | 2050-01-23 | 30 | 16.6 | 16.4 | 20.6 | 21 | 19.3 | 23 | 1 | 23 | 2050 | 2050-01-23 | 39 | 22 | 16.5 | 31.5 | 35 | 29 | 26
1 | 24 | 2050 | 2050-01-24 | 28.6 | 16.2 | 15.3 | 19.8 | 21.7 | 18.6 | 23.3 | 1 | 24 | 2050 | 2050-01-24 | 36 | 18.5 | 18 | 31.5 | 34 | 29 | 27.5
1 | 25 | 2050 | 2050-01-25 | 28.4 | 16.3 | 15.2 | 19.5 | 20.5 | 17.5 | 21.7 | 1 | 25 | 2050 | 2050-01-25 | 37.5 | 20 | 20 | 34 | 29.5 | 30.5 | 29.5
1 | 26 | 2050 | 2050-01-26 | 30.4 | 16.8 | 16.3 | 19.7 | 21.9 | 18.8 | 22.3 | 1 | 26 | 2050 | 2050-01-26 | 37 | 23 | 24 | 34.5 | 22 | 32 | 30.5
1 | 27 | 2050 | 2050-01-27 | 30.8 | 17.8 | 16.7 | 21.2 | 22.3 | 20.3 | 22.1 | 1 | 27 | 2050 | 2050-01-27 | 36 | 25 | 24.5 | 33.5 | 36 | 31.5 | 28
1 | 28 | 2050 | 2050-01-28 | 30.4 | 17 | 17.1 | 20.8 | 23.1 | 20.9 | 23.3 | 1 | 28 | 2050 | 2050-01-28 | 37.5 | 19.5 | 13.5 | 29.5 | 29 | 27.5 | 26.5
1 | 29 | 2050 | 2050-01-29 | 28.7 | 16.9 | 16.9 | 21.3 | 23.2 | 20.1 | 24.6 | 1 | 29 | 2050 | 2050-01-29 | 30.5 | 19.5 | 5.5 | 18.5 | 17 | 20.5 | 26
1 | 30 | 2050 | 2050-01-30 | 29.9 | 16.4 | 16.9 | 22.8 | 23.7 | 20.1 | 23.3 | 1 | 30 | 2050 | 2050-01-30 | 34.5 | 19 | 10.5 | 20.5 | 27 | 18 | 21.5
1 | 31 | 2050 | 2050-01-31 | 29.9 | 16.1 | 15.9 | 21.4 | 23 | 20.1 | 22.6 | 1 | 31 | 2050 | 2050-01-31 | 37 | 25 | 17.5 | 23.5 | 28 | 23.5 | 24.5
2 | 1 | 2050 | 2050-02-01 | 28.8 | 14.4 | 15.5 | 20.3 | 21.4 | 19.1 | 22.1 | 2 | 1 | 2050 | 2050-02-01 | 36 | 29 | 19 | 27 | 31 | 27.5 | 29
2 | 2 | 2050 | 2050-02-02 | 25.8 | 14 | 14.3 | 18.4 | 19.7 | 17.3 | 22.6 | 2 | 2 | 2050 | 2050-02-02 | 39.5 | 24 | 21 | 33.5 | 32 | 31.5 | 31
2 | 3 | 2050 | 2050-02-03 | 25.8 | 15.3 | 15.3 | 18.6 | 19.4 | 17.1 | 20.3 | 2 | 3 | 2050 | 2050-02-03 | 38.5 | 28.5 | 25.5 | 35.5 | 36 | 31.5 | 31.5
2 | 4 | 2050 | 2050-02-04 | 25.9 | 15 | 16.1 | 20.1 | 19.5 | 16.8 | 21.3 | 2 | 4 | 2050 | 2050-02-04 | 48.5 | 33 | 29 | 41 | 41.5 | 40 | 37
2 | 5 | 2050 | 2050-02-05 | 24.9 | 14.9 | 15.3 | 20.1 | 19.9 | 16.6 | 21.3 | 2 | 5 | 2050 | 2050-02-05 | 53 | 34.5 | 35.5 | 49 | 52 | 47.5 | 43
2 | 6 | 2050 | 2050-02-06 | 24.6 | 13.8 | 14.3 | 17.6 | 19.6 | 14.9 | 20.7 | 2 | 6 | 2050 | 2050-02-06 | 50 | 34.5 | 38.5 | 51.5 | 56.5 | 49 | 46
2 | 7 | 2050 | 2050-02-07 | 26.1 | 13.9 | 14.8 | 18.4 | 19.2 | 15.5 | 18.8 | 2 | 7 | 2050 | 2050-02-07 | 46.5 | 32 | 38 | 48 | 43.5 | 45.5 | 51.5
2 | 8 | 2050 | 2050-02-08 | 25.2 | 14.1 | 14.9 | 18.3 | 19.7 | 16.2 | 19.3 | 2 | 8 | 2050 | 2050-02-08 | 38 | 28 | 28.5 | 44 | 51 | 41 | 40.5
2 | 9 | 2050 | 2050-02-09 | 26 | 14.1 | 15.6 | 18.1 | 18.6 | 15.8 | 19.4 | 2 | 9 | 2050 | 2050-02-09 | 37 | 26 | 28 | 39.5 | 43.5 | 38 | 35.5
2 | 10 | 2050 | 2050-02-10 | 24.4 | 14.9 | 15.6 | 17.1 | 17.9 | 15.2 | 19.8 | 2 | 10 | 2050 | 2050-02-10 | 39.5 | 21 | 23.5 | 30.5 | 32.5 | 26.5 | 36.5
2 | 11 | 2050 | 2050-02-11 | 24.7 | 14.9 | 15.7 | 18 | 18.8 | 16.9 | 21 | 2 | 11 | 2050 | 2050-02-11 | 31.5 | 17.5 | 19 | 20 | 28 | 17.5 | 32
2 | 12 | 2050 | 2050-02-12 | 24.9 | 16.3 | 17.1 | 18.8 | 21.7 | 17.1 | 21 | 2 | 12 | 2050 | 2050-02-12 | 25 | 11.5 | 14.5 | 10.5 | 16.5 | 9.5 | 16
2 | 13 | 2050 | 2050-02-13 | 24.3 | 15.7 | 17.4 | 19.7 | 21.3 | 17.5 | 21.4 | 2 | 13 | 2050 | 2050-02-13 | 21 | 14.5 | 14.5 | 14.5 | 18.5 | 13 | 17
2 | 14 | 2050 | 2050-02-14 | 25.9 | 15.2 | 17.4 | 19.1 | 21.8 | 17.9 | 21.4 | 2 | 14 | 2050 | 2050-02-14 | 24 | 13 | 15 | 14 | 21 | 11.5 | 16.5
2 | 15 | 2050 | 2050-02-15 | 25.5 | 14.1 | 17.4 | 19 | 22 | 17.9 | 20.5 | 2 | 15 | 2050 | 2050-02-15 | 21 | 14 | 19.5 | 17.5 | 13.5 | 15.5 | 26.5
2 | 16 | 2050 | 2050-02-16 | 24.6 | 15 | 17.2 | 19 | 21.2 | 17.6 | 19.6 | 2 | 16 | 2050 | 2050-02-16 | 22 | 18 | 21.5 | 17.5 | 22 | 14.5 | 19
2 | 17 | 2050 | 2050-02-17 | 24.9 | 15 | 16.4 | 19 | 20.5 | 16.9 | 20.2 | 2 | 17 | 2050 | 2050-02-17 | 19 | 17 | 19.5 | 14.5 | 17 | 11.5 | 17
2 | 18 | 2050 | 2050-02-18 | 24.4 | 14.8 | 15.5 | 18.3 | 20.9 | 17 | 19.1 | 2 | 18 | 2050 | 2050-02-18 | 22.5 | 15.5 | 19 | 13 | 18.5 | 12 | 21.5
2 | 19 | 2050 | 2050-02-19 | 25 | 14.4 | 16.3 | 17.9 | 20.9 | 16.9 | 19 | 2 | 19 | 2050 | 2050-02-19 | 29 | 17 | 22 | 20 | 27 | 18 | 20.5
2 | 20 | 2050 | 2050-02-20 | 25.7 | 15 | 15.9 | 17.2 | 20.5 | 16.4 | 18.5 | 2 | 20 | 2050 | 2050-02-20 | 29.5 | 15 | 21 | 17 | 23 | 15.5 | 18.5
2 | 21 | 2050 | 2050-02-21 | 22.4 | 14.9 | 15.9 | 17.9 | 19.8 | 16.7 | 17.6 | 2 | 21 | 2050 | 2050-02-21 | 26 | 24 | 23.5 | 19 | 22.5 | 17.5 | 17
2 | 22 | 2050 | 2050-02-22 | 22.7 | 14.9 | 16 | 17 | 17.3 | 16 | 18 | 2 | 22 | 2050 | 2050-02-22 | 26.5 | 26.5 | 16.5 | 22 | 23 | 21.5 | 24.5
2 | 23 | 2050 | 2050-02-23 | 21.8 | 14.7 | 15.8 | 15.7 | 17.5 | 14.7 | 18.1 | 2 | 23 | 2050 | 2050-02-23 | 22.5 | 28 | 12.5 | 17.5 | 21.5 | 21 | 24
2 | 24 | 2050 | 2050-02-24 | 21.8 | 14.3 | 14.9 | 16.9 | 17.9 | 14.7 | 17.3 | 2 | 24 | 2050 | 2050-02-24 | 20.5 | 26.5 | 18 | 27 | 19 | 26 | 24.5
2 | 25 | 2050 | 2050-02-25 | 20.6 | 13.2 | 13.3 | 15.9 | 16.8 | 13.1 | 15.7 | 2 | 25 | 2050 | 2050-02-25 | 22.5 | 22.5 | 13.5 | 29.5 | 30.5 | 28.5 | 23
2 | 26 | 2050 | 2050-02-26 | 19.3 | 13 | 13.9 | 15 | 17.5 | 13.4 | 15.4 | 2 | 26 | 2050 | 2050-02-26 | 16.5 | 22 | 13 | 29 | 32.5 | 26 | 21.5
2 | 27 | 2050 | 2050-02-27 | 20.6 | 13.8 | 15.3 | 15.5 | 19.1 | 13.8 | 17.2 | 2 | 27 | 2050 | 2050-02-27 | 19 | 19 | 15.5 | 26 | 25.5 | 24 | 21.5
2 | 28 | 2050 | 2050-02-28 | 21.3 | 13.4 | 15.1 | 15.6 | 18.7 | 14.3 | 17 | 2 | 28 | 2050 | 2050-02-28 | 21 | 15 | 13 | 20.5 | 27 | 19.5 | 21.5
3 | 1 | 2050 | 2050-03-01 | 20.9 | 14.7 | 14.5 | 17 | 18.6 | 13.8 | 17.2 | 3 | 1 | 2050 | 2050-03-01 | 26 | 25.5 | 17.5 | 30 | 28.5 | 27.5 | 28.5
3 | 2 | 2050 | 2050-03-02 | 20.6 | 14 | 15 | 15.2 | 17.6 | 12.1 | 16.4 | 3 | 2 | 2050 | 2050-03-02 | 21.5 | 28 | 4 | 35.5 | 21 | 33 | 35
3 | 3 | 2050 | 2050-03-03 | 20.8 | 13.2 | 14.3 | 15.2 | 18.3 | 13 | 17.2 | 3 | 3 | 2050 | 2050-03-03 | 16 | 19 | 7.5 | 19.5 | 15.5 | 19.5 | 29
3 | 4 | 2050 | 2050-03-04 | 21.3 | 13.8 | 14.4 | 17 | 20.6 | 14.6 | 17.9 | 3 | 4 | 2050 | 2050-03-04 | 20.5 | 21 | 6 | 11 | 17 | 8 | 16
3 | 5 | 2050 | 2050-03-05 | 21.4 | 14 | 15.7 | 15.4 | 19.9 | 13.1 | 16.6 | 3 | 5 | 2050 | 2050-03-05 | 15.5 | 13.5 | 1 | 6.5 | 7 | 2.5 | 6
3 | 6 | 2050 | 2050-03-06 | 21.2 | 14.7 | 15.3 | 14 | 17.9 | 12.3 | 16.4 | 3 | 6 | 2050 | 2050-03-06 | 16 | 8.5 | 1 | 8 | 16.5 | 6 | 10.5
3 | 7 | 2050 | 2050-03-07 | 20.1 | 14.6 | 15.5 | 14.9 | 17.5 | 12.3 | 17.2 | 3 | 7 | 2050 | 2050-03-07 | 19.5 | 11 | 1 | 13 | 16.5 | 9 | 12.5
3 | 8 | 2050 | 2050-03-08 | 21 | 13.6 | 14.7 | 14.5 | 18.5 | 12.4 | 16.7 | 3 | 8 | 2050 | 2050-03-08 | 24 | 12 | 13.5 | 11.5 | 14 | 6 | 17.5
3 | 9 | 2050 | 2050-03-09 | 20.4 | 14 | 13.7 | 14.8 | 18 | 11.7 | 15.7 | 3 | 9 | 2050 | 2050-03-09 | 10.5 | 10.5 | 7.5 | 5 | 8 | 2 | 7
3 | 10 | 2050 | 2050-03-10 | 17.5 | 12.2 | 13 | 13.7 | 16.3 | 10.9 | 15 | 3 | 10 | 2050 | 2050-03-10 | 20 | 12 | 15.5 | 12 | 21 | 12 | 9.5
3 | 11 | 2050 | 2050-03-11 | 17.5 | 13.1 | 14.1 | 13.6 | 15.7 | 11.8 | 15.7 | 3 | 11 | 2050 | 2050-03-11 | 23 | 14 | 16 | 15.5 | 21 | 13 | 14.5
3 | 12 | 2050 | 2050-03-12 | 19.9 | 13.1 | 14.5 | 14.6 | 17.5 | 11.5 | 16.5 | 3 | 12 | 2050 | 2050-03-12 | 21.5 | 15.5 | 12.5 | 13.5 | 17.5 | 12 | 17
3 | 13 | 2050 | 2050-03-13 | 19.9 | 13.2 | 13.8 | 14.3 | 17.5 | 12 | 16.3 | 3 | 13 | 2050 | 2050-03-13 | 20 | 14 | 16.5 | 13 | 16.5 | 10 | 12.5
3 | 14 | 2050 | 2050-03-14 | 19.1 | 12.7 | 14.3 | 12.1 | 17.2 | 10.8 | 14.5 | 3 | 14 | 2050 | 2050-03-14 | 18 | 10 | 9.5 | 10 | 15 | 6.5 | 9
3 | 15 | 2050 | 2050-03-15 | 19.2 | 11.5 | 14.6 | 13 | 15.9 | 10.1 | 14.3 | 3 | 15 | 2050 | 2050-03-15 | 19.5 | 10.5 | 9 | 9 | 11.5 | 6.5 | 12.5
3 | 16 | 2050 | 2050-03-16 | 19.1 | 11.6 | 13.6 | 12.9 | 16 | 10.4 | 14.2 | 3 | 16 | 2050 | 2050-03-16 | 15 | 14 | 13.5 | 5.5 | 6.5 | 4 | 5
3 | 17 | 2050 | 2050-03-17 | 19 | 12.3 | 12.7 | 12.5 | 16.7 | 9.7 | 14.3 | 3 | 17 | 2050 | 2050-03-17 | 25 | 17 | 16 | 17 | 24 | 15 | 15
3 | 18 | 2050 | 2050-03-18 | 18.5 | 12.1 | 13.7 | 12 | 16.2 | 9.2 | 13.8 | 3 | 18 | 2050 | 2050-03-18 | 26 | 17 | 18 | 20 | 25.5 | 17.5 | 19
3 | 19 | 2050 | 2050-03-19 | 18.2 | 12 | 12.6 | 11.2 | 16.2 | 8.7 | 13.6 | 3 | 19 | 2050 | 2050-03-19 | 20.5 | 15.5 | 18 | 14 | 21.5 | 13.5 | 14.5
3 | 20 | 2050 | 2050-03-20 | 18.6 | 11.6 | 13.3 | 12.1 | 15.5 | 10.5 | 13.3 | 3 | 20 | 2050 | 2050-03-20 | 26.5 | 18 | 22.5 | 19.5 | 26.5 | 17.5 | 19.5
3 | 21 | 2050 | 2050-03-21 | 19 | 11.6 | 13.9 | 13.6 | 16.7 | 10.5 | 13.7 | 3 | 21 | 2050 | 2050-03-21 | 29.5 | 19.5 | 20 | 22 | 30 | 19.5 | 21.5
3 | 22 | 2050 | 2050-03-22 | 19.1 | 11.4 | 13.8 | 12.6 | 17.3 | 10.3 | 14.8 | 3 | 22 | 2050 | 2050-03-22 | 26 | 22.5 | 20.5 | 20.5 | 24 | 18 | 19.5
3 | 23 | 2050 | 2050-03-23 | 18.7 | 12 | 14.3 | 13 | 17.6 | 10.9 | 15.3 | 3 | 23 | 2050 | 2050-03-23 | 25 | 17 | 14.5 | 16 | 21 | 13 | 15.5
3 | 24 | 2050 | 2050-03-24 | 18.4 | 12.2 | 14.1 | 12.9 | 17.7 | 10.9 | 15.1 | 3 | 24 | 2050 | 2050-03-24 | 18.5 | 9 | 5.5 | 11 | 15.5 | 9 | 13.5
3 | 25 | 2050 | 2050-03-25 | 17.8 | 11 | 12.9 | 11.2 | 16.8 | 9.8 | 13.6 | 3 | 25 | 2050 | 2050-03-25 | 17.5 | 8.5 | 11 | 15.5 | 16 | 13 | 11
3 | 26 | 2050 | 2050-03-26 | 15.3 | 10.3 | 12.7 | 10 | 15.5 | 8.2 | 11.9 | 3 | 26 | 2050 | 2050-03-26 | 21 | 10 | 17.5 | 13.5 | 20 | 12.5 | 16.5
3 | 27 | 2050 | 2050-03-27 | 15.5 | 11.2 | 12.5 | 10.9 | 15.3 | 8.9 | 12.9 | 3 | 27 | 2050 | 2050-03-27 | 21.5 | 11 | 11.5 | 12 | 17.5 | 9 | 14.5
3 | 28 | 2050 | 2050-03-28 | 15.8 | 12.1 | 14.2 | 11.2 | 16.4 | 9.2 | 12.9 | 3 | 28 | 2050 | 2050-03-28 | 24.5 | 9.5 | 12.5 | 15.5 | 12 | 13 | 18
3 | 29 | 2050 | 2050-03-29 | 17.5 | 12.6 | 14 | 12.2 | 17.7 | 9.3 | 13.1 | 3 | 29 | 2050 | 2050-03-29 | 14 | 9.5 | 14.5 | 10 | 17 | 7.5 | 14
3 | 30 | 2050 | 2050-03-30 | 18.1 | 11.6 | 13.5 | 12.7 | 18.2 | 10.5 | 12.8 | 3 | 30 | 2050 | 2050-03-30 | 21.5 | 14 | 16 | 15 | 25 | 11 | 16.5
3 | 31 | 2050 | 2050-03-31 | 16.7 | 11.8 | 13.6 | 11.7 | 17.3 | 10.1 | 12.6 | 3 | 31 | 2050 | 2050-03-31 | 20.5 | 11 | 16.5 | 14.5 | 23 | 12 | 17.5
4 | 1 | 2050 | 2050-04-01 | 16.1 | 11.3 | 12.5 | 10.4 | 15.6 | 8.8 | 11.4 | 4 | 1 | 2050 | 2050-04-01 | 18 | 10 | 13.5 | 14.5 | 25 | 11.5 | 6
4 | 2 | 2050 | 2050-04-02 | 15 | 10.3 | 11.1 | 9.6 | 15.1 | 7.4 | 10.9 | 4 | 2 | 2050 | 2050-04-02 | 19.5 | 10.5 | 13.5 | 11.5 | 19 | 9.5 | 7.5
4 | 3 | 2050 | 2050-04-03 | 14.3 | 10.7 | 11.6 | 9.9 | 15.7 | 7.3 | 10.9 | 4 | 3 | 2050 | 2050-04-03 | 21.5 | 13 | 14.5 | 11 | 19.5 | 7.5 | 13.5
4 | 4 | 2050 | 2050-04-04 | 14.9 | 10.9 | 11.7 | 9.1 | 13.8 | 8 | 10.9 | 4 | 4 | 2050 | 2050-04-04 | 14 | 9 | 13.5 | 11 | 16 | 8.5 | 11
4 | 5 | 2050 | 2050-04-05 | 13.9 | 10.2 | 11.2 | 9.1 | 12.8 | 7.7 | 10.5 | 4 | 5 | 2050 | 2050-04-05 | 20 | 11 | 11.5 | 12 | 16 | 9.5 | 11.5
4 | 6 | 2050 | 2050-04-06 | 12.1 | 10 | 10.7 | 8 | 13.2 | 6 | 9.9 | 4 | 6 | 2050 | 2050-04-06 | 11.5 | 9.5 | 10.5 | 4 | 10 | 3 | 5.5
4 | 7 | 2050 | 2050-04-07 | 13.2 | 9 | 9.7 | 9.2 | 13.4 | 6.9 | 9.3 | 4 | 7 | 2050 | 2050-04-07 | 13.5 | 2 | 1 | 1 | 8 | 0.5 | 3.5
4 | 8 | 2050 | 2050-04-08 | 13.1 | 9.9 | 10.2 | 8.8 | 13.2 | 6.6 | 9.9 | 4 | 8 | 2050 | 2050-04-08 | 7 | 10 | 6.5 | 0 | 5 | 0 | 2.5
4 | 9 | 2050 | 2050-04-09 | 13.5 | 9.5 | 10.6 | 8.6 | 13.4 | 6.6 | 9.2 | 4 | 9 | 2050 | 2050-04-09 | 13.5 | 12.5 | 13 | 6.5 | 12 | 4.5 | 3.5
4 | 10 | 2050 | 2050-04-10 | 14.3 | 10.4 | 10.3 | 9.1 | 14 | 7.2 | 10 | 4 | 10 | 2050 | 2050-04-10 | 14 | 11.5 | 14.5 | 9 | 16 | 8.5 | 8
4 | 11 | 2050 | 2050-04-11 | 14.6 | 9.3 | 10.6 | 9.1 | 14.7 | 7.1 | 9.5 | 4 | 11 | 2050 | 2050-04-11 | 14 | 8 | 11 | 6 | 12 | 4.5 | 6.5
4 | 12 | 2050 | 2050-04-12 | 12.7 | 9.5 | 10.6 | 8.6 | 12.8 | 6.3 | 9 | 4 | 12 | 2050 | 2050-04-12 | 14.5 | 9.5 | 9 | 11 | 17 | 7.5 | 5
4 | 13 | 2050 | 2050-04-13 | 11.3 | 9.6 | 10.3 | 8 | 12.9 | 5.6 | 8.2 | 4 | 13 | 2050 | 2050-04-13 | 17.5 | 8.5 | 8 | 12.5 | 17 | 11 | 11.5
4 | 14 | 2050 | 2050-04-14 | 12.1 | 9.7 | 10.7 | 8.2 | 13.6 | 6.5 | 7.6 | 4 | 14 | 2050 | 2050-04-14 | 21 | 11 | 8 | 8.5 | 14 | 5.5 | 11.5
4 | 15 | 2050 | 2050-04-15 | 11.9 | 9.2 | 10.3 | 8.3 | 12.7 | 6.6 | 8.4 | 4 | 15 | 2050 | 2050-04-15 | 17 | 9.5 | 12.5 | 7 | 12 | 5 | 5.5
4 | 16 | 2050 | 2050-04-16 | 11 | 8.7 | 9.1 | 7 | 11.7 | 5 | 7.5 | 4 | 16 | 2050 | 2050-04-16 | 16 | 9.5 | 12 | 8 | 15.5 | 7.5 | 5
4 | 17 | 2050 | 2050-04-17 | 11.8 | 9.8 | 10.4 | 7.6 | 12.4 | 6.1 | 8.7 | 4 | 17 | 2050 | 2050-04-17 | 13 | 9.5 | 15 | 11 | 14.5 | 8 | 5.5
4 | 18 | 2050 | 2050-04-18 | 13.7 | 9.4 | 10.8 | 9.2 | 12.9 | 6.5 | 9 | 4 | 18 | 2050 | 2050-04-18 | 16.5 | 11.5 | 17.5 | 11.5 | 16.5 | 10 | 11
4 | 19 | 2050 | 2050-04-19 | 13 | 8.8 | 10.2 | 8.6 | 14 | 6.3 | 9.1 | 4 | 19 | 2050 | 2050-04-19 | 14 | 11.5 | 17 | 10 | 14.5 | 9 | 12
4 | 20 | 2050 | 2050-04-20 | 13.4 | 8.4 | 10 | 7.8 | 12.2 | 5.9 | 9 | 4 | 20 | 2050 | 2050-04-20 | 14 | 10.5 | 11 | 8.5 | 13.5 | 6 | 12
4 | 21 | 2050 | 2050-04-21 | 11 | 8.8 | 9.6 | 6.7 | 10.4 | 5.4 | 7.5 | 4 | 21 | 2050 | 2050-04-21 | 14 | 9.5 | 7 | 7.5 | 9.5 | 6.5 | 5
4 | 22 | 2050 | 2050-04-22 | 10.9 | 8.5 | 9.4 | 7.5 | 10.7 | 5.6 | 7.9 | 4 | 22 | 2050 | 2050-04-22 | 20 | 9.5 | 13.5 | 13 | 16 | 10 | 7.5
4 | 23 | 2050 | 2050-04-23 | 12.4 | 8.5 | 9.9 | 7.7 | 11.9 | 6.4 | 8.6 | 4 | 23 | 2050 | 2050-04-23 | 21.5 | 9.5 | 13.5 | 12 | 15.5 | 11.5 | 14.5
4 | 24 | 2050 | 2050-04-24 | 10.9 | 7.5 | 8.5 | 6.8 | 11.1 | 4.2 | 6.5 | 4 | 24 | 2050 | 2050-04-24 | 11.5 | 9.5 | 11.5 | 5.5 | 9.5 | 5 | 3
4 | 25 | 2050 | 2050-04-25 | 10.8 | 7.3 | 8.1 | 6.1 | 10.5 | 3.9 | 6.1 | 4 | 25 | 2050 | 2050-04-25 | 21 | 10.5 | 13.5 | 12 | 20 | 12 | 9
4 | 26 | 2050 | 2050-04-26 | 10.9 | 7.3 | 8.2 | 6.6 | 10.9 | 4.7 | 6.4 | 4 | 26 | 2050 | 2050-04-26 | 24 | 12.5 | 14 | 11 | 20.5 | 9.5 | 12.5
4 | 27 | 2050 | 2050-04-27 | 11.3 | 7.3 | 9.2 | 6.3 | 10.7 | 4.9 | 6.8 | 4 | 27 | 2050 | 2050-04-27 | 24 | 10.5 | 14.5 | 11.5 | 19.5 | 10 | 11.5
4 | 28 | 2050 | 2050-04-28 | 10 | 7.2 | 8.3 | 6.2 | 8.9 | 5.2 | 6.3 | 4 | 28 | 2050 | 2050-04-28 | 21.5 | 8 | 13.5 | 11.5 | 18 | 9.5 | 13.5
4 | 29 | 2050 | 2050-04-29 | 8.7 | 6.2 | 6.7 | 5.9 | 8.7 | 4.4 | 5.8 | 4 | 29 | 2050 | 2050-04-29 | 18 | 2.5 | 2 | 8 | 11 | 4.5 | 6.5
4 | 30 | 2050 | 2050-04-30 | 8.3 | 5.8 | 6.2 | 5.5 | 9.2 | 3.6 | 6 | 4 | 30 | 2050 | 2050-04-30 | 10.5 | 1.5 | 0 | 2.5 | 3 | 0.5 | 2.5
5 | 1 | 2050 | 2050-05-01 | 9.3 | 5.3 | 6.4 | 5.4 | 10.2 | 3.9 | 5.5 | 5 | 1 | 2050 | 2050-05-01 | 5.5 | 0 | 0 | 0 | 0 | 0 | 0
5 | 2 | 2050 | 2050-05-02 | 9.5 | 5.8 | 6.5 | 6.2 | 9.4 | 4.2 | 6.2 | 5 | 2 | 2050 | 2050-05-02 | 2 | 3.5 | 3 | 0 | 0.5 | 0 | 0
5 | 3 | 2050 | 2050-05-03 | 8.6 | 5.6 | 6 | 4.5 | 8.7 | 2.9 | 5.2 | 5 | 3 | 2050 | 2050-05-03 | 7 | 5 | 10 | 0.5 | 7.5 | 0 | 0
5 | 4 | 2050 | 2050-05-04 | 8.9 | 4.9 | 6.3 | 4.4 | 8.1 | 2.7 | 3.7 | 5 | 4 | 2050 | 2050-05-04 | 7.5 | 6.5 | 10 | 5 | 12.5 | 2 | 2.5
5 | 5 | 2050 | 2050-05-05 | 9.2 | 5.6 | 6.6 | 4.1 | 8.5 | 2.4 | 4.6 | 5 | 5 | 2050 | 2050-05-05 | 16 | 6.5 | 7.5 | 6 | 14.5 | 3.5 | 7
5 | 6 | 2050 | 2050-05-06 | 8.2 | 5 | 5.9 | 3.7 | 7.2 | 2.8 | 4.4 | 5 | 6 | 2050 | 2050-05-06 | 14 | 6.5 | 11 | 4 | 16.5 | 4 | 5
5 | 7 | 2050 | 2050-05-07 | 6.7 | 4.6 | 5.6 | 2.5 | 5.4 | 2.1 | 3.5 | 5 | 7 | 2050 | 2050-05-07 | 13 | 6 | 9 | 3.5 | 14.5 | 1.5 | 0.5
5 | 8 | 2050 | 2050-05-08 | 5.6 | 3.1 | 4 | 2.3 | 6.2 | 1.3 | 2.3 | 5 | 8 | 2050 | 2050-05-08 | 13 | 7 | 10 | 6.5 | 10 | 1.5 | 4
5 | 9 | 2050 | 2050-05-09 | 6 | 3.1 | 4.1 | 2 | 6.8 | 1.6 | 2.3 | 5 | 9 | 2050 | 2050-05-09 | 14 | 6 | 10.5 | 8 | 14 | 4.5 | 7
5 | 10 | 2050 | 2050-05-10 | 6.6 | 3.7 | 4.7 | 3.7 | 6.9 | 2.6 | 3.3 | 5 | 10 | 2050 | 2050-05-10 | 17.5 | 7 | 12 | 9.5 | 17.5 | 6.5 | 6
5 | 11 | 2050 | 2050-05-11 | 6.1 | 3.3 | 4.2 | 2.6 | 6.5 | 1.8 | 2.9 | 5 | 11 | 2050 | 2050-05-11 | 12.5 | 3 | 7.5 | 7.5 | 14.5 | 5 | 5.5
5 | 12 | 2050 | 2050-05-12 | 5.1 | 3.4 | 4.3 | 2.6 | 5.5 | 1.8 | 3.4 | 5 | 12 | 2050 | 2050-05-12 | 12.5 | 0 | 1 | 5.5 | 11.5 | 4 | 5
5 | 13 | 2050 | 2050-05-13 | 5.1 | 3.8 | 4.7 | 2.2 | 5.8 | 1.8 | 3.2 | 5 | 13 | 2050 | 2050-05-13 | 9 | 0 | 0 | 0.5 | 5 | 0 | 0
5 | 14 | 2050 | 2050-05-14 | 4.7 | 3.4 | 4.3 | 2 | 5.8 | 1.3 | 2.5 | 5 | 14 | 2050 | 2050-05-14 | 4 | 0 | 0 | 0 | 1 | 0 | 0
5 | 15 | 2050 | 2050-05-15 | 6.4 | 3.3 | 4.3 | 2.7 | 6.6 | 1.6 | 3.4 | 5 | 15 | 2050 | 2050-05-15 | 1 | 0 | 0 | 0 | 0 | 0 | 0
5 | 16 | 2050 | 2050-05-16 | 5 | 4 | 5 | 2.6 | 6.1 | 1.8 | 2.2 | 5 | 16 | 2050 | 2050-05-16 | 0 | 0 | 4 | 0 | 1 | 0 | 0
5 | 17 | 2050 | 2050-05-17 | 5.1 | 2.9 | 3.8 | 2.4 | 6.6 | 1.7 | 2.4 | 5 | 17 | 2050 | 2050-05-17 | 4 | 1.5 | 5.5 | 0 | 6.5 | 0 | 0
5 | 18 | 2050 | 2050-05-18 | 5 | 2.8 | 3.8 | 2.2 | 5.6 | 1.7 | 2.4 | 5 | 18 | 2050 | 2050-05-18 | 11 | 2.5 | 6.5 | 5.5 | 8.5 | 0.5 | 1.5
5 | 19 | 2050 | 2050-05-19 | 6.1 | 3.5 | 4.3 | 1.9 | 5.2 | 1.4 | 2.6 | 5 | 19 | 2050 | 2050-05-19 | 8 | 0 | 4.5 | 3.5 | 8.5 | 0 | 2
5 | 20 | 2050 | 2050-05-20 | 5.8 | 3.6 | 4.6 | 2.1 | 6 | 1.2 | 2.4 | 5 | 20 | 2050 | 2050-05-20 | 8.5 | 0 | 3.5 | 0 | 7.5 | 0 | 0
5 | 21 | 2050 | 2050-05-21 | 5.4 | 3.1 | 4.3 | 2.7 | 5.1 | 1.3 | 2.4 | 5 | 21 | 2050 | 2050-05-21 | 1.5 | 3 | 3.5 | 0 | 3 | 0 | 0
5 | 22 | 2050 | 2050-05-22 | 3.7 | 2.9 | 3.5 | 1.2 | 3.7 | 0.6 | 1 | 5 | 22 | 2050 | 2050-05-22 | 1.5 | 0 | 0 | 0 | 0.5 | 0 | 0
5 | 23 | 2050 | 2050-05-23 | 2.7 | 1.7 | 2.6 | 1.5 | 2.9 | 0.7 | 1 | 5 | 23 | 2050 | 2050-05-23 | 0 | 0 | 0 | 0 | 1 | 0 | 0
5 | 24 | 2050 | 2050-05-24 | 2.8 | 2.1 | 2.4 | 1.4 | 3.2 | 1 | 1.2 | 5 | 24 | 2050 | 2050-05-24 | 2.5 | 2 | 5 | 0 | 3.5 | 0 | 0
5 | 25 | 2050 | 2050-05-25 | 3.8 | 1.6 | 2.9 | 1.4 | 4 | 0.7 | 1.3 | 5 | 25 | 2050 | 2050-05-25 | 2.5 | 5 | 10 | 0 | 1 | 0 | 0
5 | 26 | 2050 | 2050-05-26 | 3.6 | 1.5 | 2.1 | 1 | 4.3 | 0.6 | 1 | 5 | 26 | 2050 | 2050-05-26 | 3.5 | 4.5 | 5.5 | 0 | 5 | 0 | 2
5 | 27 | 2050 | 2050-05-27 | 3.1 | 1.3 | 2.1 | 0.8 | 3.6 | 0.5 | 0.4 | 5 | 27 | 2050 | 2050-05-27 | 6.5 | 4 | 7.5 | 5 | 10 | 1 | 4.5
5 | 28 | 2050 | 2050-05-28 | 2.7 | 1.9 | 2.6 | 1 | 3.9 | 0.9 | 1.2 | 5 | 28 | 2050 | 2050-05-28 | 15.5 | 5 | 7.5 | 1 | 15 | 0 | 3
5 | 29 | 2050 | 2050-05-29 | 2.8 | 1.9 | 2.8 | 1.2 | 4.4 | 0.5 | 1.6 | 5 | 29 | 2050 | 2050-05-29 | 12 | 6.5 | 6.5 | 2 | 10.5 | 0 | 4.5
5 | 30 | 2050 | 2050-05-30 | 3 | 1.6 | 2.4 | 0.6 | 4 | 0.8 | 1 | 5 | 30 | 2050 | 2050-05-30 | 8 | 5.5 | 7.5 | 0 | 4 | 0 | 0
5 | 31 | 2050 | 2050-05-31 | 2.6 | 1.5 | 2.2 | 0.3 | 2.1 | 0 | 0.2 | 5 | 31 | 2050 | 2050-05-31 | 5 | 1.5 | 4 | 0 | 2.5 | 0 | 0
6 | 1 | 2050 | 2050-06-01 | 2.5 | 1.6 | 1.9 | 0.2 | 3.2 | 0.1 | 0.4 | 6 | 1 | 2050 | 2050-06-01 | 3.5 | 0 | 0.5 | 0 | 0.5 | 0 | 0
6 | 2 | 2050 | 2050-06-02 | 3.2 | 2.1 | 2.2 | 0.3 | 3.9 | 0.3 | 0.8 | 6 | 2 | 2050 | 2050-06-02 | 1.5 | 0 | 1 | 0 | 0 | 0 | 0
6 | 3 | 2050 | 2050-06-03 | 4.4 | 2.3 | 2.8 | 1.3 | 4.7 | 0.8 | 1.2 | 6 | 3 | 2050 | 2050-06-03 | 2 | 0 | 5.5 | 0 | 1.5 | 0 | 0
6 | 4 | 2050 | 2050-06-04 | 4.1 | 1.8 | 2.4 | 1 | 4.2 | 0.4 | 1.1 | 6 | 4 | 2050 | 2050-06-04 | 2 | 0 | 7.5 | 0 | 2 | 0 | 0
6 | 5 | 2050 | 2050-06-05 | 2.7 | 1.5 | 1.8 | 0.6 | 4.2 | 0.3 | 0.7 | 6 | 5 | 2050 | 2050-06-05 | 3 | 1.5 | 4.5 | 0 | 1 | 0 | 0
6 | 6 | 2050 | 2050-06-06 | 3.3 | 2 | 2.3 | 1 | 3.8 | 0.4 | 0.9 | 6 | 6 | 2050 | 2050-06-06 | 4 | 1 | 3 | 0 | 2.5 | 0 | 0
6 | 7 | 2050 | 2050-06-07 | 3.8 | 1.7 | 2 | 0.7 | 3.4 | 0.4 | 0.4 | 6 | 7 | 2050 | 2050-06-07 | 2.5 | 0 | 1.5 | 0 | 1 | 0 | 0
6 | 8 | 2050 | 2050-06-08 | 3.5 | 1.3 | 1.4 | 0.1 | 2.2 | 0 | 0.3 | 6 | 8 | 2050 | 2050-06-08 | 0 | 0 | 0.5 | 0 | 0 | 0 | 0
6 | 9 | 2050 | 2050-06-09 | 3.1 | 1.7 | 1.7 | 0.8 | 2.4 | 0.5 | 0.7 | 6 | 9 | 2050 | 2050-06-09 | 1.5 | 0 | 3 | 0 | 0 | 0 | 0
6 | 10 | 2050 | 2050-06-10 | 3.6 | 1.4 | 1.8 | 1 | 2.7 | 0.4 | 0.6 | 6 | 10 | 2050 | 2050-06-10 | 1 | 2 | 4 | 0 | 3 | 0 | 0
6 | 11 | 2050 | 2050-06-11 | 2.8 | 1.7 | 1.5 | 0.7 | 2.8 | 0.3 | 0.6 | 6 | 11 | 2050 | 2050-06-11 | 2.5 | 1.5 | 0 | 0 | 2.5 | 0 | 0
6 | 12 | 2050 | 2050-06-12 | 2 | 0.7 | 1.7 | 0.2 | 2.4 | 0.1 | 0.4 | 6 | 12 | 2050 | 2050-06-12 | 0.5 | 0 | 3 | 0 | 3 | 0 | 0
6 | 13 | 2050 | 2050-06-13 | 2.1 | 0.6 | 1.3 | 0.1 | 1.9 | 0 | 0.2 | 6 | 13 | 2050 | 2050-06-13 | 10 | 0.5 | 2.5 | 2 | 9 | 0 | 6.5
6 | 14 | 2050 | 2050-06-14 | 1.7 | 0.7 | 1.1 | 0.2 | 2.1 | 0 | 0 | 6 | 14 | 2050 | 2050-06-14 | 8 | 3.5 | 4.5 | 0 | 9.5 | 0 | 0
6 | 15 | 2050 | 2050-06-15 | 1.7 | 0.7 | 0.5 | 0 | 1.4 | 0 | 0.3 | 6 | 15 | 2050 | 2050-06-15 | 8 | 3.5 | 4.5 | 0 | 8 | 0 | 0
6 | 16 | 2050 | 2050-06-16 | 1.1 | 0.2 | 0.6 | 0 | 1.9 | 0 | 0 | 6 | 16 | 2050 | 2050-06-16 | 11.5 | 3.5 | 7 | 3.5 | 11 | 2.5 | 4.5
6 | 17 | 2050 | 2050-06-17 | 0.6 | 0 | 0.4 | 0 | 1.5 | 0 | 0 | 6 | 17 | 2050 | 2050-06-17 | 14.5 | 0.5 | 4.5 | 9 | 14 | 7.5 | 0
6 | 18 | 2050 | 2050-06-18 | 1.6 | 0.3 | 0.2 | 0 | 1.4 | 0 | 0.1 | 6 | 18 | 2050 | 2050-06-18 | 8.5 | 1 | 4 | 0 | 5 | 0 | 0
6 | 19 | 2050 | 2050-06-19 | 1.3 | 0.5 | 0.7 | 0.1 | 0.9 | 0 | 0.2 | 6 | 19 | 2050 | 2050-06-19 | 1.5 | 0 | 0 | 0 | 0 | 0 | 0
6 | 20 | 2050 | 2050-06-20 | 1.7 | 0.8 | 0.7 | 0 | 1.6 | 0 | 0.4 | 6 | 20 | 2050 | 2050-06-20 | 0 | 4 | 4 | 0 | 2.5 | 0 | 0
6 | 21 | 2050 | 2050-06-21 | 2.2 | 0.5 | 0.9 | 0 | 1.6 | 0 | 0 | 6 | 21 | 2050 | 2050-06-21 | 2.5 | 2.5 | 2.5 | 0 | 4.5 | 0 | 0
6 | 22 | 2050 | 2050-06-22 | 1.8 | 0.6 | 1 | 0 | 2 | 0 | 0.3 | 6 | 22 | 2050 | 2050-06-22 | 1.5 | 0 | 1 | 0 | 0.5 | 0 | 0
6 | 23 | 2050 | 2050-06-23 | 2.4 | 1.1 | 1.5 | 0 | 2 | 0.1 | 0.7 | 6 | 23 | 2050 | 2050-06-23 | 0 | 0 | 1 | 0 | 0 | 0 | 0
6 | 24 | 2050 | 2050-06-24 | 2.1 | 1.1 | 1.4 | 0.1 | 2.8 | 0 | 0.6 | 6 | 24 | 2050 | 2050-06-24 | 0 | 0 | 0 | 0 | 0 | 0 | 0
6 | 25 | 2050 | 2050-06-25 | 1.1 | 0.9 | 0.8 | 0 | 1.9 | 0 | 0.3 | 6 | 25 | 2050 | 2050-06-25 | 4 | 0 | 0 | 0 | 3 | 0 | 0
6 | 26 | 2050 | 2050-06-26 | 1 | 0.6 | 0.8 | 0 | 1.8 | 0 | 0.3 | 6 | 26 | 2050 | 2050-06-26 | 1.5 | 0 | 0 | 0 | 0.5 | 0 | 0
6 | 27 | 2050 | 2050-06-27 | 0.4 | 0.4 | 0.2 | 0 | 0.7 | 0 | 0 | 6 | 27 | 2050 | 2050-06-27 | 0 | 0 | 0 | 0 | 1.5 | 0 | 0
6 | 28 | 2050 | 2050-06-28 | 0.6 | 0.3 | 0.4 | 0 | 0.9 | 0 | 0.1 | 6 | 28 | 2050 | 2050-06-28 | 0 | 0 | 0 | 0 | 2.5 | 0 | 0
6 | 29 | 2050 | 2050-06-29 | 0.4 | 0.1 | 0.1 | 0 | 0.8 | 0 | 0 | 6 | 29 | 2050 | 2050-06-29 | 2.5 | 0 | 5 | 0 | 3 | 0 | 0
6 | 30 | 2050 | 2050-06-30 | 0.1 | 0.1 | 0.1 | 0 | 0.3 | 0 | 0 | 6 | 30 | 2050 | 2050-06-30 | 1.5 | 0 | 0 | 0 | 0 | 0 | 0
7 | 1 | 2050 | 2050-07-01 | 0.1 | 0.1 | 0 | 0 | 0.4 | 0 | 0 | 7 | 1 | 2050 | 2050-07-01 | 0 | 0 | 0 | 0 | 0 | 0 | 0
7 | 2 | 2050 | 2050-07-02 | 0.2 | 0 | 0 | 0 | 0.4 | 0 | 0 | 7 | 2 | 2050 | 2050-07-02 | 0 | 0 | 0 | 0 | 0 | 0 | 0
7 | 3 | 2050 | 2050-07-03 | 0 | 0 | 0 | 0 | 0 | 0 | 0 | 7 | 3 | 2050 | 2050-07-03 | 0 | 0 | 2 | 0 | 0 | 0 | 0
7 | 4 | 2050 | 2050-07-04 | 0 | 0 | 0 | 0 | 0 | 0 | 0 | 7 | 4 | 2050 | 2050-07-04 | 0 | 0 | 0.5 | 0 | 0 | 0 | 0
7 | 5 | 2050 | 2050-07-05 | 0 | 0 | 0.1 | 0 | 0 | 0 | 0 | 7 | 5 | 2050 | 2050-07-05 | 0 | 0 | 0 | 0 | 0 | 0 | 0
7 | 6 | 2050 | 2050-07-06 | 0 | 0.3 | 0.4 | 0 | 0 | 0 | 0 | 7 | 6 | 2050 | 2050-07-06 | 0 | 0 | 0 | 0 | 0 | 0 | 0
7 | 7 | 2050 | 2050-07-07 | 0 | 0.5 | 0 | 0 | 0.5 | 0 | 0.1 | 7 | 7 | 2050 | 2050-07-07 | 0 | 0 | 0 | 0 | 0 | 0 | 0
7 | 8 | 2050 | 2050-07-08 | 0.2 | 0.2 | 0.1 | 0 | 0.5 | 0 | 0 | 7 | 8 | 2050 | 2050-07-08 | 0 | 0 | 0 | 0 | 0 | 0 | 0
7 | 9 | 2050 | 2050-07-09 | 0.1 | 0 | 0.1 | 0 | 0.4 | 0 | 0 | 7 | 9 | 2050 | 2050-07-09 | 0 | 0 | 0 | 0 | 0 | 0 | 0
7 | 10 | 2050 | 2050-07-10 | 0.2 | 0 | 0 | 0 | 0.3 | 0 | 0 | 7 | 10 | 2050 | 2050-07-10 | 0 | 0 | 0 | 0 | 0 | 0 | 0
7 | 11 | 2050 | 2050-07-11 | 0 | 0 | 0 | 0 | 0 | 0 | 0 | 7 | 11 | 2050 | 2050-07-11 | 0 | 0 | 0 | 0 | 0 | 0 | 0
7 | 12 | 2050 | 2050-07-12 | 0 | 0 | 0 | 0 | 0.1 | 0 | 0 | 7 | 12 | 2050 | 2050-07-12 | 0 | 0 | 0 | 0 | 0 | 0 | 0
7 | 13 | 2050 | 2050-07-13 | 0 | 0 | 0 | 0 | 0.1 | 0 | 0 | 7 | 13 | 2050 | 2050-07-13 | 0 | 0 | 0 | 0 | 0 | 0 | 0
7 | 14 | 2050 | 2050-07-14 | 0 | 0 | 0 | 0 | 0 | 0 | 0 | 7 | 14 | 2050 | 2050-07-14 | 0 | 0 | 0 | 0 | 0 | 0 | 0
7 | 15 | 2050 | 2050-07-15 | 0 | 0 | 0 | 0 | 0 | 0 | 0 | 7 | 15 | 2050 | 2050-07-15 | 0 | 0 | 0 | 0 | 0 | 0 | 0
7 | 16 | 2050 | 2050-07-16 | 0 | 0 | 0 | 0 | 0 | 0 | 0 | 7 | 16 | 2050 | 2050-07-16 | 0 | 0 | 0 | 0 | 0 | 0 | 0
7 | 17 | 2050 | 2050-07-17 | 0 | 0 | 0.1 | 0 | 0 | 0 | 0 | 7 | 17 | 2050 | 2050-07-17 | 0 | 0 | 0 | 0 | 0 | 0 | 0
7 | 18 | 2050 | 2050-07-18 | 0 | 0 | 0.1 | 0 | 0 | 0 | 0 | 7 | 18 | 2050 | 2050-07-18 | 0 | 0 | 0 | 0 | 0 | 0 | 0
7 | 19 | 2050 | 2050-07-19 | 0 | 0.1 | 0 | 0 | 0 | 0 | 0 | 7 | 19 | 2050 | 2050-07-19 | 0 | 0 | 0 | 0 | 0 | 0 | 0
7 | 20 | 2050 | 2050-07-20 | 0 | 0 | 0 | 0 | 0 | 0 | 0 | 7 | 20 | 2050 | 2050-07-20 | 0 | 0 | 2 | 0 | 0 | 0 | 0
7 | 21 | 2050 | 2050-07-21 | 0 | 0.1 | 0 | 0 | 0 | 0 | 0 | 7 | 21 | 2050 | 2050-07-21 | 0 | 0 | 0 | 0 | 0 | 0 | 0
7 | 22 | 2050 | 2050-07-22 | 0 | 0 | 0.1 | 0 | 0 | 0 | 0 | 7 | 22 | 2050 | 2050-07-22 | 0 | 0.5 | 1 | 0 | 0 | 0 | 0
7 | 23 | 2050 | 2050-07-23 | 0 | 0 | 0 | 0 | 0 | 0 | 0 | 7 | 23 | 2050 | 2050-07-23 | 0 | 0.5 | 1 | 0 | 8 | 0 | 0
7 | 24 | 2050 | 2050-07-24 | 0 | 0 | 0 | 0 | 0.1 | 0 | 0 | 7 | 24 | 2050 | 2050-07-24 | 2 | 0 | 0 | 0 | 7 | 0 | 0
7 | 25 | 2050 | 2050-07-25 | 0 | 0 | 0 | 0 | 0 | 0 | 0 | 7 | 25 | 2050 | 2050-07-25 | 0 | 0 | 0 | 0 | 0 | 0 | 0
7 | 26 | 2050 | 2050-07-26 | 0 | 0 | 0 | 0 | 0 | 0 | 0 | 7 | 26 | 2050 | 2050-07-26 | 0 | 0 | 0 | 0 | 0 | 0 | 0
7 | 27 | 2050 | 2050-07-27 | 0 | 0 | 0 | 0 | 0.1 | 0 | 0 | 7 | 27 | 2050 | 2050-07-27 | 0 | 0 | 0 | 0 | 0 | 0 | 0
7 | 28 | 2050 | 2050-07-28 | 0 | 0 | 0 | 0 | 0 | 0 | 0 | 7 | 28 | 2050 | 2050-07-28 | 0 | 0 | 0 | 0 | 0 | 0 | 0
7 | 29 | 2050 | 2050-07-29 | 0.1 | 0 | 0 | 0 | 0 | 0 | 0 | 7 | 29 | 2050 | 2050-07-29 | 0 | 0 | 0 | 0 | 0 | 0 | 0
7 | 30 | 2050 | 2050-07-30 | 0 | 0 | 0 | 0 | 0 | 0 | 0 | 7 | 30 | 2050 | 2050-07-30 | 0 | 0 | 0 | 0 | 0 | 0 | 0
7 | 31 | 2050 | 2050-07-31 | 0 | 0 | 0 | 0 | 0 | 0 | 0 | 7 | 31 | 2050 | 2050-07-31 | 0 | 0 | 0 | 0 | 0 | 0 | 0
8 | 1 | 2050 | 2050-08-01 | 0 | 0 | 0 | 0 | 0 | 0 | 0 | 8 | 1 | 2050 | 2050-08-01 | 0 | 0 | 0 | 0 | 0 | 0 | 0
8 | 2 | 2050 | 2050-08-02 | 0 | 0 | 0 | 0 | 0.1 | 0 | 0 | 8 | 2 | 2050 | 2050-08-02 | 0 | 0 | 0 | 0 | 0 | 0 | 0
8 | 3 | 2050 | 2050-08-03 | 0 | 0 | 0 | 0 | 0 | 0 | 0 | 8 | 3 | 2050 | 2050-08-03 | 0 | 0 | 0 | 0 | 0 | 0 | 0
8 | 4 | 2050 | 2050-08-04 | 0 | 0.1 | 0 | 0 | 0.5 | 0 | 0 | 8 | 4 | 2050 | 2050-08-04 | 0 | 0 | 0 | 0 | 0 | 0 | 0
8 | 5 | 2050 | 2050-08-05 | 0.1 | 0 | 0 | 0 | 0.2 | 0 | 0 | 8 | 5 | 2050 | 2050-08-05 | 0 | 0 | 0 | 0 | 0 | 0 | 0
8 | 6 | 2050 | 2050-08-06 | 0 | 0 | 0 | 0 | 0.3 | 0 | 0 | 8 | 6 | 2050 | 2050-08-06 | 0 | 0 | 0 | 0 | 0 | 0 | 0
8 | 7 | 2050 | 2050-08-07 | 0 | 0.1 | 0 | 0 | 0 | 0 | 0 | 8 | 7 | 2050 | 2050-08-07 | 0 | 0 | 0 | 0 | 0 | 0 | 0
8 | 8 | 2050 | 2050-08-08 | 0 | 0 | 0 | 0 | 0.3 | 0 | 0 | 8 | 8 | 2050 | 2050-08-08 | 0 | 0 | 0 | 0 | 0 | 0 | 0
8 | 9 | 2050 | 2050-08-09 | 0 | 0 | 0 | 0 | 0 | 0 | 0 | 8 | 9 | 2050 | 2050-08-09 | 0 | 0 | 0 | 0 | 0 | 0 | 0
8 | 10 | 2050 | 2050-08-10 | 0 | 0 | 0 | 0 | 0 | 0 | 0 | 8 | 10 | 2050 | 2050-08-10 | 0 | 0 | 0 | 0 | 0 | 0 | 0
8 | 11 | 2050 | 2050-08-11 | 0 | 0 | 0 | 0 | 0 | 0 | 0 | 8 | 11 | 2050 | 2050-08-11 | 0 | 0 | 0 | 0 | 0 | 0 | 0
8 | 12 | 2050 | 2050-08-12 | 0.1 | 0 | 0 | 0 | 0.3 | 0 | 0 | 8 | 12 | 2050 | 2050-08-12 | 0 | 0 | 0 | 0 | 0 | 0 | 0
8 | 13 | 2050 | 2050-08-13 | 0 | 0 | 0 | 0 | 0.5 | 0 | 0 | 8 | 13 | 2050 | 2050-08-13 | 0 | 0 | 0 | 0 | 0 | 0 | 0
8 | 14 | 2050 | 2050-08-14 | 0 | 0.1 | 0.1 | 0 | 0 | 0 | 0 | 8 | 14 | 2050 | 2050-08-14 | 0 | 0 | 0 | 0 | 0 | 0 | 0
8 | 15 | 2050 | 2050-08-15 | 0 | 0 | 0 | 0 | 0 | 0 | 0 | 8 | 15 | 2050 | 2050-08-15 | 0 | 0 | 0 | 0 | 0 | 0 | 0
8 | 16 | 2050 | 2050-08-16 | 0 | 0 | 0 | 0 | 0 | 0 | 0 | 8 | 16 | 2050 | 2050-08-16 | 0 | 0 | 0 | 0 | 0 | 0 | 0
8 | 17 | 2050 | 2050-08-17 | 0.1 | 0.1 | 0 | 0 | 0.3 | 0 | 0 | 8 | 17 | 2050 | 2050-08-17 | 0 | 0 | 0 | 0 | 0 | 0 | 0
8 | 18 | 2050 | 2050-08-18 | 0 | 0 | 0 | 0 | 0 | 0 | 0 | 8 | 18 | 2050 | 2050-08-18 | 0 | 0 | 0 | 0 | 0 | 0 | 0
8 | 19 | 2050 | 2050-08-19 | 0 | 0 | 0 | 0 | 0 | 0 | 0 | 8 | 19 | 2050 | 2050-08-19 | 0 | 0 | 0 | 0 | 0 | 0 | 0
8 | 20 | 2050 | 2050-08-20 | 0 | 0.2 | 0 | 0 | 0 | 0 | 0 | 8 | 20 | 2050 | 2050-08-20 | 0 | 0 | 0 | 0 | 0 | 0 | 0
8 | 21 | 2050 | 2050-08-21 | 0.2 | 0.1 | 0 | 0 | 0.3 | 0 | 0.1 | 8 | 21 | 2050 | 2050-08-21 | 2.5 | 0 | 0 | 0 | 0 | 0 | 0
8 | 22 | 2050 | 2050-08-22 | 0.4 | 0 | 0.1 | 0 | 0.7 | 0 | 0.1 | 8 | 22 | 2050 | 2050-08-22 | 1.5 | 0 | 0 | 0 | 1.5 | 0 | 0
8 | 23 | 2050 | 2050-08-23 | 0.3 | 0 | 0 | 0 | 0 | 0 | 0 | 8 | 23 | 2050 | 2050-08-23 | 0 | 0 | 0 | 0 | 0 | 0 | 0
8 | 24 | 2050 | 2050-08-24 | 0 | 0 | 0 | 0 | 0 | 0 | 0 | 8 | 24 | 2050 | 2050-08-24 | 3.5 | 0 | 0 | 0 | 0 | 0 | 0
8 | 25 | 2050 | 2050-08-25 | 0 | 0 | 0 | 0 | 0 | 0 | 0 | 8 | 25 | 2050 | 2050-08-25 | 3 | 0 | 0 | 0 | 0 | 0 | 0
8 | 26 | 2050 | 2050-08-26 | 0.1 | 0 | 0 | 0 | 0.5 | 0 | 0.2 | 8 | 26 | 2050 | 2050-08-26 | 0 | 0 | 0 | 0 | 0 | 0 | 0
8 | 27 | 2050 | 2050-08-27 | 0.4 | 0 | 0.2 | 0 | 0.5 | 0 | 0 | 8 | 27 | 2050 | 2050-08-27 | 0 | 0 | 0 | 0 | 0 | 0 | 0
8 | 28 | 2050 | 2050-08-28 | 0.2 | 0 | 0.1 | 0 | 0.6 | 0 | 0.1 | 8 | 28 | 2050 | 2050-08-28 | 0 | 0 | 0 | 0 | 0 | 0 | 0
8 | 29 | 2050 | 2050-08-29 | 0 | 0 | 0 | 0 | 0.5 | 0 | 0 | 8 | 29 | 2050 | 2050-08-29 | 0 | 0 | 0 | 0 | 0 | 0 | 0
8 | 30 | 2050 | 2050-08-30 | 0 | 0 | 0 | 0 | 0.3 | 0 | 0 | 8 | 30 | 2050 | 2050-08-30 | 1 | 0 | 0.5 | 0 | 0.5 | 0 | 0
8 | 31 | 2050 | 2050-08-31 | 0.1 | 0 | 0.1 | 0 | 0.3 | 0 | 0 | 8 | 31 | 2050 | 2050-08-31 | 5.5 | 0 | 0 | 0 | 2.5 | 0 | 0
9 | 1 | 2050 | 2050-09-01 | 0.3 | 0 | 0.1 | 0 | 0.4 | 0 | 0.1 | 9 | 1 | 2050 | 2050-09-01 | 4 | 0 | 0 | 0 | 0 | 0 | 0
9 | 2 | 2050 | 2050-09-02 | 0.7 | 0 | 0.1 | 0 | 0.3 | 0 | 0 | 9 | 2 | 2050 | 2050-09-02 | 0 | 1 | 3 | 0 | 0 | 0 | 0
9 | 3 | 2050 | 2050-09-03 | 0.2 | 0 | 0 | 0 | 0.3 | 0 | 0 | 9 | 3 | 2050 | 2050-09-03 | 7 | 1.5 | 3 | 0 | 3 | 0 | 0
9 | 4 | 2050 | 2050-09-04 | 0.5 | 0 | 0.1 | 0 | 0.2 | 0 | 0 | 9 | 4 | 2050 | 2050-09-04 | 8 | 3 | 1 | 0 | 6 | 0 | 0
9 | 5 | 2050 | 2050-09-05 | 0.6 | 0.1 | 0.1 | 0 | 0.5 | 0 | 0 | 9 | 5 | 2050 | 2050-09-05 | 5 | 0 | 0 | 0 | 1.5 | 0 | 0
9 | 6 | 2050 | 2050-09-06 | 0.6 | 0.1 | 0.1 | 0 | 0.7 | 0 | 0 | 9 | 6 | 2050 | 2050-09-06 | 1.5 | 0 | 0 | 0 | 1 | 0 | 0
9 | 7 | 2050 | 2050-09-07 | 0.4 | 0 | 0.1 | 0 | 0.5 | 0 | 0 | 9 | 7 | 2050 | 2050-09-07 | 0 | 0 | 0 | 0 | 0 | 0 | 0
9 | 8 | 2050 | 2050-09-08 | 0.7 | 0.2 | 0.1 | 0 | 0.3 | 0 | 0.1 | 9 | 8 | 2050 | 2050-09-08 | 0.5 | 0 | 1 | 0 | 0 | 0 | 0
9 | 9 | 2050 | 2050-09-09 | 0.5 | 0 | 0.1 | 0.1 | 0.5 | 0 | 0.1 | 9 | 9 | 2050 | 2050-09-09 | 4 | 0 | 0 | 0 | 3 | 0 | 0
9 | 10 | 2050 | 2050-09-10 | 0.6 | 0.1 | 0.2 | 0 | 0.5 | 0 | 0 | 9 | 10 | 2050 | 2050-09-10 | 5.5 | 0 | 0 | 0 | 5.5 | 0 | 0
9 | 11 | 2050 | 2050-09-11 | 1.1 | 0.1 | 0.4 | 0 | 1.1 | 0 | 0.3 | 9 | 11 | 2050 | 2050-09-11 | 11 | 0 | 0 | 7 | 7 | 1.5 | 4.5
9 | 12 | 2050 | 2050-09-12 | 1 | 0.1 | 0.4 | 0.1 | 1.2 | 0.1 | 0.3 | 9 | 12 | 2050 | 2050-09-12 | 12.5 | 4 | 0 | 3.5 | 8.5 | 0 | 3
9 | 13 | 2050 | 2050-09-13 | 1.1 | 0.3 | 0.5 | 0.2 | 1.7 | 0 | 0.6 | 9 | 13 | 2050 | 2050-09-13 | 6 | 1.5 | 0 | 0 | 6.5 | 0 | 0
9 | 14 | 2050 | 2050-09-14 | 2.1 | 0 | 0.5 | 0.3 | 2.1 | 0 | 0.6 | 9 | 14 | 2050 | 2050-09-14 | 2.5 | 0 | 0 | 0 | 3.5 | 0 | 0
9 | 15 | 2050 | 2050-09-15 | 2 | 0.4 | 0.4 | 0.1 | 1.5 | 0 | 0.3 | 9 | 15 | 2050 | 2050-09-15 | 0 | 0 | 0 | 0 | 0 | 0 | 0
9 | 16 | 2050 | 2050-09-16 | 2.4 | 0.7 | 0.8 | 0.3 | 2.3 | 0 | 0.4 | 9 | 16 | 2050 | 2050-09-16 | 0 | 0.5 | 0 | 0 | 0 | 0 | 0
9 | 17 | 2050 | 2050-09-17 | 2.1 | 0.7 | 1.1 | 0.3 | 2.7 | 0.2 | 0.4 | 9 | 17 | 2050 | 2050-09-17 | 0 | 0 | 0 | 0 | 0 | 0 | 0
9 | 18 | 2050 | 2050-09-18 | 2.6 | 0.6 | 1.1 | 0.1 | 2.7 | 0 | 0.1 | 9 | 18 | 2050 | 2050-09-18 | 0 | 0 | 0 | 0 | 0 | 0 | 0
9 | 19 | 2050 | 2050-09-19 | 2.8 | 1.4 | 1.6 | 0.1 | 2.3 | 0 | 0.4 | 9 | 19 | 2050 | 2050-09-19 | 0 | 0 | 0 | 0 | 0 | 0 | 0
9 | 20 | 2050 | 2050-09-20 | 3.1 | 1.1 | 1.4 | 0.4 | 2.4 | 0.1 | 0.8 | 9 | 20 | 2050 | 2050-09-20 | 0 | 0 | 0 | 0 | 0 | 0 | 0
9 | 21 | 2050 | 2050-09-21 | 2.6 | 1.1 | 0.9 | 0.3 | 1.5 | 0.2 | 0.4 | 9 | 21 | 2050 | 2050-09-21 | 0 | 0 | 0 | 0 | 0 | 0 | 0
9 | 22 | 2050 | 2050-09-22 | 2.4 | 1 | 0.7 | 0.1 | 1.1 | 0 | 0.4 | 9 | 22 | 2050 | 2050-09-22 | 0 | 0 | 0 | 0 | 0 | 0 | 0
9 | 23 | 2050 | 2050-09-23 | 2.7 | 0.7 | 1.3 | 0.1 | 1.4 | 0 | 0.4 | 9 | 23 | 2050 | 2050-09-23 | 0 | 0 | 2 | 0 | 0 | 0 | 0
9 | 24 | 2050 | 2050-09-24 | 2.9 | 1.3 | 1.6 | 0.4 | 2 | 0 | 0.5 | 9 | 24 | 2050 | 2050-09-24 | 0 | 0 | 1 | 0 | 0 | 0 | 0
9 | 25 | 2050 | 2050-09-25 | 3.7 | 1.8 | 2.5 | 0.8 | 2.6 | 0.2 | 1.1 | 9 | 25 | 2050 | 2050-09-25 | 6.5 | 0 | 0 | 0 | 6.5 | 0 | 3
9 | 26 | 2050 | 2050-09-26 | 3.7 | 1.6 | 1.8 | 1.4 | 3.3 | 0.9 | 1.6 | 9 | 26 | 2050 | 2050-09-26 | 6.5 | 0 | 0.5 | 0 | 8.5 | 0 | 1.5
9 | 27 | 2050 | 2050-09-27 | 5.3 | 2.4 | 2.2 | 2 | 4.9 | 1.2 | 2.1 | 9 | 27 | 2050 | 2050-09-27 | 1.5 | 2 | 2 | 3 | 6 | 0 | 0
9 | 28 | 2050 | 2050-09-28 | 6.2 | 2.2 | 3 | 2.2 | 4.6 | 0.9 | 2.4 | 9 | 28 | 2050 | 2050-09-28 | 3.5 | 4 | 3.5 | 0 | 1.5 | 0 | 0
9 | 29 | 2050 | 2050-09-29 | 6 | 2.8 | 2.8 | 2.5 | 5.8 | 0.8 | 3.2 | 9 | 29 | 2050 | 2050-09-29 | 4.5 | 2.5 | 7.5 | 0 | 5 | 0 | 0
9 | 30 | 2050 | 2050-09-30 | 7.1 | 3 | 3.1 | 3.2 | 6.6 | 1.4 | 2.9 | 9 | 30 | 2050 | 2050-09-30 | 12.5 | 1.5 | 5 | 0 | 6.5 | 0 | 2.5
10 | 1 | 2050 | 2050-10-01 | 6.1 | 3.5 | 2.8 | 3 | 6.5 | 1.1 | 2.8 | 10 | 1 | 2050 | 2050-10-01 | 14.5 | 4 | 5.5 | 4.5 | 10.5 | 1 | 5.5
10 | 2 | 2050 | 2050-10-02 | 5.5 | 2.8 | 2.3 | 2 | 5.3 | 0.8 | 2.7 | 10 | 2 | 2050 | 2050-10-02 | 13 | 5.5 | 4.5 | 5 | 9 | 1.5 | 4
10 | 3 | 2050 | 2050-10-03 | 4.9 | 2.2 | 2.1 | 2 | 3.8 | 1.2 | 1.5 | 10 | 3 | 2050 | 2050-10-03 | 10.5 | 3 | 3.5 | 1.5 | 5.5 | 0 | 4.5
10 | 4 | 2050 | 2050-10-04 | 3.7 | 2.2 | 1.9 | 1.6 | 3.7 | 1 | 2 | 10 | 4 | 2050 | 2050-10-04 | 8 | 0 | 0 | 0 | 0 | 0 | 0
10 | 5 | 2050 | 2050-10-05 | 3.5 | 2.7 | 2.1 | 1.6 | 3.7 | 0.9 | 2.1 | 10 | 5 | 2050 | 2050-10-05 | 3.5 | 0 | 0.5 | 0 | 0 | 0 | 0
10 | 6 | 2050 | 2050-10-06 | 4.9 | 3.1 | 2.8 | 1.8 | 4.8 | 0.7 | 2.1 | 10 | 6 | 2050 | 2050-10-06 | 1.5 | 0 | 0 | 0 | 0 | 0 | 0
10 | 7 | 2050 | 2050-10-07 | 4.8 | 3.3 | 3.1 | 1.4 | 4.6 | 1.1 | 2.6 | 10 | 7 | 2050 | 2050-10-07 | 1.5 | 1 | 0 | 0 | 0 | 0 | 0
10 | 8 | 2050 | 2050-10-08 | 5.6 | 4.1 | 3.5 | 1.9 | 5 | 0.8 | 2.4 | 10 | 8 | 2050 | 2050-10-08 | 4 | 3 | 2 | 0 | 2 | 0 | 0
10 | 9 | 2050 | 2050-10-09 | 5.2 | 4.4 | 4 | 1.9 | 5.4 | 1 | 3.7 | 10 | 9 | 2050 | 2050-10-09 | 10.5 | 1 | 5.5 | 0 | 8 | 0 | 0
10 | 10 | 2050 | 2050-10-10 | 6.5 | 4.2 | 3.4 | 2.2 | 5.2 | 1.2 | 3.4 | 10 | 10 | 2050 | 2050-10-10 | 8.5 | 5 | 5.5 | 0 | 4.5 | 0 | 1
10 | 11 | 2050 | 2050-10-11 | 6.3 | 3.8 | 2.9 | 2.2 | 5.1 | 1.5 | 2.8 | 10 | 11 | 2050 | 2050-10-11 | 7.5 | 3 | 6.5 | 0 | 5.5 | 0 | 0
10 | 12 | 2050 | 2050-10-12 | 6.9 | 3.8 | 2.6 | 2.9 | 4.9 | 1.5 | 2.6 | 10 | 12 | 2050 | 2050-10-12 | 12 | 5 | 7 | 1.5 | 10 | 0 | 7
10 | 13 | 2050 | 2050-10-13 | 7.2 | 4.1 | 3.9 | 3.2 | 6.2 | 2 | 3.9 | 10 | 13 | 2050 | 2050-10-13 | 12.5 | 0 | 6 | 0 | 0.5 | 0 | 4.5
10 | 14 | 2050 | 2050-10-14 | 8.9 | 5.1 | 5.4 | 4.5 | 8.3 | 3.7 | 5.4 | 10 | 14 | 2050 | 2050-10-14 | 9 | 4 | 6.5 | 1 | 6 | 0 | 0
10 | 15 | 2050 | 2050-10-15 | 8 | 4.6 | 4.3 | 4.1 | 5.9 | 3.2 | 4.7 | 10 | 15 | 2050 | 2050-10-15 | 17.5 | 5.5 | 6.5 | 5.5 | 9 | 4 | 6.5
10 | 16 | 2050 | 2050-10-16 | 8.6 | 4.8 | 4.5 | 3.4 | 6.2 | 2 | 5.4 | 10 | 16 | 2050 | 2050-10-16 | 17.5 | 1 | 4 | 5 | 6 | 3.5 | 7.5
10 | 17 | 2050 | 2050-10-17 | 10.2 | 5.1 | 6.1 | 5.5 | 9 | 3.9 | 6.7 | 10 | 17 | 2050 | 2050-10-17 | 14 | 3 | 8.5 | 8.5 | 6 | 8 | 6
10 | 18 | 2050 | 2050-10-18 | 11.3 | 7.5 | 7.3 | 5.6 | 9.2 | 3.8 | 7.5 | 10 | 18 | 2050 | 2050-10-18 | 7 | 0 | 2.5 | 0 | 2.5 | 0 | 2.5
10 | 19 | 2050 | 2050-10-19 | 12.1 | 8.1 | 8 | 5.8 | 10.4 | 5 | 8.1 | 10 | 19 | 2050 | 2050-10-19 | 13 | 0 | 0 | 2 | 4 | 2 | 1.5
10 | 20 | 2050 | 2050-10-20 | 12.3 | 7.7 | 7.4 | 5.3 | 10.2 | 3.8 | 8 | 10 | 20 | 2050 | 2050-10-20 | 3 | 0.5 | 2.5 | 6.5 | 10.5 | 0.5 | 9
10 | 21 | 2050 | 2050-10-21 | 13.3 | 6.6 | 7 | 5 | 10.2 | 3.1 | 6.9 | 10 | 21 | 2050 | 2050-10-21 | 14 | 1 | 4.5 | 7.5 | 14.5 | 3.5 | 8
10 | 22 | 2050 | 2050-10-22 | 14.3 | 8.5 | 9.4 | 7.7 | 11.4 | 5.5 | 9.6 | 10 | 22 | 2050 | 2050-10-22 | 15 | 2 | 6.5 | 5 | 6 | 0 | 7.5
10 | 23 | 2050 | 2050-10-23 | 15.1 | 8.7 | 9.5 | 9.4 | 12 | 8.4 | 11.1 | 10 | 23 | 2050 | 2050-10-23 | 8.5 | 7.5 | 10 | 5 | 11 | 0 | 7.5
10 | 24 | 2050 | 2050-10-24 | 16.4 | 8.9 | 8.9 | 9 | 11.6 | 7.4 | 10.5 | 10 | 24 | 2050 | 2050-10-24 | 15.5 | 10 | 10.5 | 9 | 10.5 | 5.5 | 13.5
10 | 25 | 2050 | 2050-10-25 | 15.7 | 8.1 | 9.8 | 8.6 | 13 | 6.3 | 10.5 | 10 | 25 | 2050 | 2050-10-25 | 9.5 | 5 | 10 | 0 | 6 | 3 | 6
10 | 26 | 2050 | 2050-10-26 | 16.2 | 8.1 | 9.8 | 9.3 | 12.9 | 8.1 | 11.5 | 10 | 26 | 2050 | 2050-10-26 | 20.5 | 13 | 14 | 8.5 | 20 | 8 | 11.5
10 | 27 | 2050 | 2050-10-27 | 17 | 8.1 | 9.2 | 9.2 | 13 | 8.6 | 11.9 | 10 | 27 | 2050 | 2050-10-27 | 24.5 | 13 | 14 | 12.5 | 19.5 | 10 | 15
10 | 28 | 2050 | 2050-10-28 | 17.2 | 7.6 | 8.4 | 9.4 | 12.1 | 8.3 | 11.5 | 10 | 28 | 2050 | 2050-10-28 | 17 | 4 | 8.5 | 5.5 | 11.5 | 3.5 | 12
10 | 29 | 2050 | 2050-10-29 | 16.8 | 8.5 | 9.7 | 9.6 | 12.2 | 8 | 11.1 | 10 | 29 | 2050 | 2050-10-29 | 16.5 | 5.5 | 7 | 6.5 | 13.5 | 2 | 11
10 | 30 | 2050 | 2050-10-30 | 17.3 | 9.2 | 10.9 | 10.7 | 12.8 | 9.4 | 12.2 | 10 | 30 | 2050 | 2050-10-30 | 9.5 | 4 | 7.5 | 3.5 | 5 | 6.5 | 5.5
10 | 31 | 2050 | 2050-10-31 | 20 | 10 | 10.8 | 13 | 15.4 | 11.8 | 14.7 | 10 | 31 | 2050 | 2050-10-31 | 5 | 13 | 13.5 | 8.5 | 15 | 5 | 10
11 | 1 | 2050 | 2050-11-01 | 19.6 | 9.5 | 10.5 | 12.9 | 16.1 | 12.2 | 15.4 | 11 | 1 | 2050 | 2050-11-01 | 19.5 | 14 | 15.5 | 14.5 | 19.5 | 14.5 | 10.5
11 | 2 | 2050 | 2050-11-02 | 21.6 | 10.5 | 12.3 | 14.8 | 16.4 | 11.9 | 16 | 11 | 2 | 2050 | 2050-11-02 | 20.5 | 11 | 13.5 | 10.5 | 19 | 10.5 | 14
11 | 3 | 2050 | 2050-11-03 | 22.5 | 11.2 | 12.4 | 15.1 | 15.5 | 13 | 16.3 | 11 | 3 | 2050 | 2050-11-03 | 21 | 6.5 | 7 | 7 | 12.5 | 5 | 10.5
11 | 4 | 2050 | 2050-11-04 | 21.5 | 11.1 | 12.2 | 14.3 | 17.6 | 12.3 | 15.9 | 11 | 4 | 2050 | 2050-11-04 | 20 | 6 | 8.5 | 4 | 10 | 2.5 | 3
11 | 5 | 2050 | 2050-11-05 | 19.9 | 11.1 | 12.4 | 13.4 | 16.9 | 11.9 | 16 | 11 | 5 | 2050 | 2050-11-05 | 14.5 | 9 | 8.5 | 0.5 | 8 | 0 | 10.5
11 | 6 | 2050 | 2050-11-06 | 19.5 | 10.3 | 11.3 | 12.9 | 14.5 | 11.8 | 15.7 | 11 | 6 | 2050 | 2050-11-06 | 7.5 | 3 | 7 | 2 | 8 | 0 | 4.5
11 | 7 | 2050 | 2050-11-07 | 18.6 | 11.1 | 11 | 11.2 | 12.4 | 9.4 | 14.9 | 11 | 7 | 2050 | 2050-11-07 | 22.5 | 11.5 | 14.5 | 13 | 18 | 10.5 | 14
11 | 8 | 2050 | 2050-11-08 | 17.7 | 11 | 11 | 11.7 | 13.6 | 10.2 | 15.1 | 11 | 8 | 2050 | 2050-11-08 | 24 | 16 | 14.5 | 15.5 | 13.5 | 11.5 | 17
11 | 9 | 2050 | 2050-11-09 | 18.7 | 10.3 | 11.6 | 12.3 | 14.7 | 10.9 | 15.9 | 11 | 9 | 2050 | 2050-11-09 | 22.5 | 15 | 11 | 12 | 12 | 8.5 | 12
11 | 10 | 2050 | 2050-11-10 | 20.7 | 12.4 | 13.4 | 14.1 | 15.2 | 12.7 | 17.8 | 11 | 10 | 2050 | 2050-11-10 | 27.5 | 16.5 | 12.5 | 22.5 | 24 | 19 | 19.5
11 | 11 | 2050 | 2050-11-11 | 21.7 | 12.6 | 13.6 | 15.2 | 16.7 | 13.7 | 18.9 | 11 | 11 | 2050 | 2050-11-11 | 36 | 20 | 22 | 33.5 | 34 | 29 | 24.5
11 | 12 | 2050 | 2050-11-12 | 23.8 | 13.2 | 13.9 | 15.7 | 17.8 | 14.7 | 18.8 | 11 | 12 | 2050 | 2050-11-12 | 43 | 21 | 25 | 39.5 | 45 | 34 | 33.5
11 | 13 | 2050 | 2050-11-13 | 23 | 13.6 | 14.6 | 15.8 | 17 | 14.1 | 19.4 | 11 | 13 | 2050 | 2050-11-13 | 43.5 | 21 | 27 | 43.5 | 41.5 | 39 | 32.5
11 | 14 | 2050 | 2050-11-14 | 22.1 | 14 | 13.8 | 15.6 | 16.6 | 14.1 | 19.8 | 11 | 14 | 2050 | 2050-11-14 | 44.5 | 23 | 27 | 44 | 51 | 39 | 32.5
11 | 15 | 2050 | 2050-11-15 | 22.9 | 15 | 15.3 | 16.8 | 19.3 | 16.3 | 18.5 | 11 | 15 | 2050 | 2050-11-15 | 53 | 25 | 26 | 48 | 59.5 | 41 | 34.5
11 | 16 | 2050 | 2050-11-16 | 23.9 | 16.1 | 15.9 | 18.2 | 21 | 17.1 | 19.3 | 11 | 16 | 2050 | 2050-11-16 | 53.5 | 24.5 | 25.5 | 48.5 | 58.5 | 41 | 38
11 | 17 | 2050 | 2050-11-17 | 26 | 16.3 | 15.9 | 18.5 | 20.6 | 16.9 | 19.1 | 11 | 17 | 2050 | 2050-11-17 | 49.5 | 24 | 23.5 | 47.5 | 49 | 40.5 | 35.5
11 | 18 | 2050 | 2050-11-18 | 25.4 | 16.8 | 15.8 | 17 | 20 | 16.6 | 19.5 | 11 | 18 | 2050 | 2050-11-18 | 48 | 21 | 25 | 49 | 45 | 40.5 | 39
11 | 19 | 2050 | 2050-11-19 | 25.3 | 17 | 16.3 | 17.6 | 20.4 | 16.5 | 21.2 | 11 | 19 | 2050 | 2050-11-19 | 43.5 | 17.5 | 19 | 45 | 39.5 | 39.5 | 35.5
11 | 20 | 2050 | 2050-11-20 | 24.1 | 14.2 | 14.3 | 16 | 18.7 | 15.1 | 18.4 | 11 | 20 | 2050 | 2050-11-20 | 30.5 | 12 | 15.5 | 33 | 29 | 30 | 31
11 | 21 | 2050 | 2050-11-21 | 24.1 | 13.3 | 15 | 16.7 | 21 | 14.7 | 17.8 | 11 | 21 | 2050 | 2050-11-21 | 28.5 | 8 | 13.5 | 18.5 | 22 | 15 | 32
11 | 22 | 2050 | 2050-11-22 | 25.1 | 13.8 | 15.1 | 19.1 | 21.2 | 17 | 20.7 | 11 | 22 | 2050 | 2050-11-22 | 22.5 | 11.5 | 17 | 15 | 23 | 15 | 22
11 | 23 | 2050 | 2050-11-23 | 25.4 | 15.7 | 16 | 17.7 | 22.4 | 15.8 | 21.5 | 11 | 23 | 2050 | 2050-11-23 | 28 | 14 | 15.5 | 15 | 24 | 14 | 20.5
11 | 24 | 2050 | 2050-11-24 | 26.2 | 16.5 | 17.3 | 18.1 | 23 | 17.5 | 22.1 | 11 | 24 | 2050 | 2050-11-24 | 29 | 14 | 16 | 16.5 | 22.5 | 13 | 24
11 | 25 | 2050 | 2050-11-25 | 27.6 | 16 | 16.6 | 19.4 | 24 | 18.4 | 22.2 | 11 | 25 | 2050 | 2050-11-25 | 18.5 | 15.5 | 9.5 | 5 | 13 | 10 | 18
11 | 26 | 2050 | 2050-11-26 | 28.6 | 17.9 | 18 | 21.3 | 24.8 | 19.4 | 24.3 | 11 | 26 | 2050 | 2050-11-26 | 19.5 | 10 | 6.5 | 4 | 17 | 8 | 18
11 | 27 | 2050 | 2050-11-27 | 29.4 | 18.1 | 17.8 | 21.5 | 24.4 | 18.6 | 25.3 | 11 | 27 | 2050 | 2050-11-27 | 16 | 4.5 | 7 | 2.5 | 8.5 | 3.5 | 10.5
11 | 28 | 2050 | 2050-11-28 | 28.6 | 16.6 | 17.5 | 19.4 | 21.1 | 18.4 | 25.2 | 11 | 28 | 2050 | 2050-11-28 | 13 | 19 | 16 | 9.5 | 14.5 | 4.5 | 9.5
11 | 29 | 2050 | 2050-11-29 | 27 | 17 | 17.6 | 17.8 | 21.9 | 16.6 | 23.6 | 11 | 29 | 2050 | 2050-11-29 | 27 | 35.5 | 29.5 | 30.5 | 29 | 28.5 | 29.5
11 | 30 | 2050 | 2050-11-30 | 28.2 | 17.4 | 17.4 | 19.4 | 22.8 | 17.3 | 25.2 | 11 | 30 | 2050 | 2050-11-30 | 41 | 34.5 | 30.5 | 46.5 | 38.5 | 49 | 38.5
12 | 1 | 2050 | 2050-12-01 | 27.7 | 16.2 | 16.4 | 19.5 | 22.6 | 18.5 | 24.1 | 12 | 1 | 2050 | 2050-12-01 | 36 | 32.5 | 32 | 44.5 | 34 | 41.5 | 40.5
12 | 2 | 2050 | 2050-12-02 | 26.6 | 16.5 | 16.7 | 21 | 23.4 | 19.4 | 24.3 | 12 | 2 | 2050 | 2050-12-02 | 32 | 29 | 29 | 37 | 32 | 35.5 | 40
12 | 3 | 2050 | 2050-12-03 | 27.7 | 16.5 | 17 | 19.5 | 21.6 | 19 | 24.7 | 12 | 3 | 2050 | 2050-12-03 | 27.5 | 25 | 19 | 35.5 | 37.5 | 33.5 | 35
12 | 4 | 2050 | 2050-12-04 | 27.2 | 15.4 | 17.2 | 20.8 | 21.6 | 19 | 25.2 | 12 | 4 | 2050 | 2050-12-04 | 25 | 23 | 20 | 31.5 | 26.5 | 30 | 27.5
12 | 5 | 2050 | 2050-12-05 | 28.4 | 16.1 | 17.2 | 20.2 | 21 | 18.4 | 23.1 | 12 | 5 | 2050 | 2050-12-05 | 23.5 | 20.5 | 14.5 | 29.5 | 31.5 | 28 | 25
12 | 6 | 2050 | 2050-12-06 | 27.3 | 14.8 | 15.7 | 18 | 21 | 18.2 | 21.6 | 12 | 6 | 2050 | 2050-12-06 | 20.5 | 14 | 11.5 | 21.5 | 21.5 | 19 | 23
12 | 7 | 2050 | 2050-12-07 | 25.1 | 14 | 14.6 | 17.3 | 18.7 | 16.8 | 20.9 | 12 | 7 | 2050 | 2050-12-07 | 24 | 15 | 14 | 25.5 | 21.5 | 22 | 25
12 | 8 | 2050 | 2050-12-08 | 26.9 | 15.4 | 16.1 | 18.9 | 20.4 | 17.7 | 22 | 12 | 8 | 2050 | 2050-12-08 | 18.5 | 8 | 11 | 24 | 18.5 | 22 | 18.5
12 | 9 | 2050 | 2050-12-09 | 26.6 | 16 | 17.3 | 18 | 20.8 | 16.9 | 22.6 | 12 | 9 | 2050 | 2050-12-09 | 16 | 3 | 8.5 | 13 | 8.5 | 11 | 18
12 | 10 | 2050 | 2050-12-10 | 27.3 | 16.6 | 18 | 19.6 | 23.5 | 18 | 24.3 | 12 | 10 | 2050 | 2050-12-10 | 13 | 1.5 | 6.5 | 5 | 7.5 | 0 | 14
12 | 11 | 2050 | 2050-12-11 | 28.8 | 16.4 | 17.2 | 20.5 | 23.4 | 19.7 | 24.9 | 12 | 11 | 2050 | 2050-12-11 | 10.5 | 7 | 11 | 4 | 10.5 | 1 | 15.5
12 | 12 | 2050 | 2050-12-12 | 27.6 | 16.2 | 16.6 | 19.3 | 22.9 | 18.5 | 24 | 12 | 12 | 2050 | 2050-12-12 | 19.5 | 12.5 | 14.5 | 13.5 | 24.5 | 8.5 | 19
12 | 13 | 2050 | 2050-12-13 | 27.7 | 14.7 | 16.6 | 18.3 | 21.8 | 17.1 | 23.9 | 12 | 13 | 2050 | 2050-12-13 | 27.5 | 19 | 22.5 | 19.5 | 26 | 17.5 | 20
12 | 14 | 2050 | 2050-12-14 | 26.6 | 14.9 | 16.5 | 18.8 | 20.9 | 17.3 | 24 | 12 | 14 | 2050 | 2050-12-14 | 35 | 20.5 | 21 | 28.5 | 29 | 26 | 26.5
12 | 15 | 2050 | 2050-12-15 | 28.3 | 16 | 17.1 | 19 | 22.4 | 18.3 | 24.7 | 12 | 15 | 2050 | 2050-12-15 | 32.5 | 21.5 | 22 | 29 | 32 | 28.5 | 24
12 | 16 | 2050 | 2050-12-16 | 28.4 | 15.9 | 17.1 | 20 | 23.2 | 19 | 25.4 | 12 | 16 | 2050 | 2050-12-16 | 25 | 18 | 20 | 25.5 | 30 | 25.5 | 21.5
12 | 17 | 2050 | 2050-12-17 | 28.1 | 15.6 | 17.1 | 19.7 | 23.1 | 17.6 | 25.2 | 12 | 17 | 2050 | 2050-12-17 | 24.5 | 18 | 19 | 27 | 27 | 24.5 | 20
12 | 18 | 2050 | 2050-12-18 | 28.3 | 16.4 | 17 | 19 | 22.3 | 19 | 24.7 | 12 | 18 | 2050 | 2050-12-18 | 24 | 11.5 | 14.5 | 21.5 | 20 | 20.5 | 19
12 | 19 | 2050 | 2050-12-19 | 29.8 | 15 | 16.5 | 19.9 | 24.3 | 19.2 | 24.9 | 12 | 19 | 2050 | 2050-12-19 | 23 | 11.5 | 15.5 | 18 | 20 | 14 | 20.5
12 | 20 | 2050 | 2050-12-20 | 31.6 | 15.6 | 18.4 | 22.3 | 25.4 | 20.6 | 26.6 | 12 | 20 | 2050 | 2050-12-20 | 24.5 | 10 | 11.5 | 12.5 | 16.5 | 10.5 | 20
12 | 21 | 2050 | 2050-12-21 | 68.81 | 41.69 | 40.78 | 58.15 | 59.53 | 60.73 | 56.55 | 12 | 21 | 2050 | 2050-12-21 | 20 | 8.5 | 10 | 7 | 16.5 | 6.5 | 10.5
12 | 22 | 2050 | 2050-12-22 | 31.1 | 16.7 | 18.5 | 23.3 | 26 | 21 | 26.7 | 12 | 22 | 2050 | 2050-12-22 | 25 | 17 | 20 | 16.5 | 19 | 13 | 16
12 | 23 | 2050 | 2050-12-23 | 31.7 | 15.9 | 17.4 | 25.3 | 25.8 | 22.9 | 28.5 | 12 | 23 | 2050 | 2050-12-23 | 28 | 13.5 | 15.5 | 16 | 17 | 12 | 19.5
12 | 24 | 2050 | 2050-12-24 | 30.2 | 16.7 | 17.1 | 23.8 | 25.5 | 21.5 | 27.9 | 12 | 24 | 2050 | 2050-12-24 | 26 | 15.5 | 23.5 | 16.5 | 22.5 | 14.5 | 21.5
12 | 25 | 2050 | 2050-12-25 | 32.4 | 17.6 | 18.9 | 24.4 | 24.6 | 22.2 | 28.4 | 12 | 25 | 2050 | 2050-12-25 | 30.5 | 22 | 23.5 | 22.5 | 26.5 | 20.5 | 21.5
12 | 26 | 2050 | 2050-12-26 | 31.7 | 18.8 | 18.3 | 23.4 | 24.7 | 22.8 | 29 | 12 | 26 | 2050 | 2050-12-26 | 34.5 | 23 | 20.5 | 24.5 | 29 | 22 | 26.5
12 | 27 | 2050 | 2050-12-27 | 30.2 | 17.2 | 17.4 | 23.3 | 25.1 | 21.7 | 27.1 | 12 | 27 | 2050 | 2050-12-27 | 36.5 | 17 | 21 | 21 | 30 | 19 | 25
12 | 28 | 2050 | 2050-12-28 | 30.6 | 17.9 | 18.3 | 22.8 | 25.9 | 22.5 | 27.9 | 12 | 28 | 2050 | 2050-12-28 | 35.5 | 21 | 23.5 | 24 | 27.5 | 23.5 | 26
12 | 29 | 2050 | 2050-12-29 | 31.9 | 20 | 18.9 | 23.7 | 25.7 | 22.9 | 28.5 | 12 | 29 | 2050 | 2050-12-29 | 37.5 | 27.5 | 24.5 | 34 | 39 | 30.5 | 29.5
12 | 30 | 2050 | 2050-12-30 | 32.1 | 19.3 | 19.1 | 25 | 26.7 | 23.2 | 28.6 | 12 | 30 | 2050 | 2050-12-30 | 51.5 | 32 | 31.5 | 47 | 55.5 | 40.5 | 39.5
12 | 31 | 2050 | 2050-12-31 | 32.6 | 19.4 | 18.9 | 25.7 | 27.1 | 23.4 | 27.4 | 12 | 31 | 2050 | 2050-12-31 | 53.5 | 30.5 | 31 | 46 | 55 | 40.5 | 41.5
1 | 1 | 2051 | 2051-01-01 | 33.2 | 19.4 | 19 | 25.7 | 26.5 | 24.2 | 26.7 | 1 | 1 | 2051 | 2051-01-01 | 54 | 29.5 | 30 | 45.5 | 48.5 | 40 | 41.5
1 | 2 | 2051 | 2051-01-02 | 31.7 | 19.5 | 18.8 | 25.4 | 24.7 | 23.6 | 27.1 | 1 | 2 | 2051 | 2051-01-02 | 51 | 24.5 | 29 | 39 | 38 | 37 | 39
1 | 3 | 2051 | 2051-01-03 | 32.2 | 18.4 | 17.8 | 23.7 | 24.3 | 22.2 | 26.8 | 1 | 3 | 2051 | 2051-01-03 | 42.5 | 29 | 22.5 | 31.5 | 27 | 32 | 38.5
1 | 4 | 2051 | 2051-01-04 | 32.1 | 18.1 | 17.1 | 21.9 | 23.9 | 20.5 | 26.1 | 1 | 4 | 2051 | 2051-01-04 | 37 | 18.5 | 18 | 25 | 23 | 22 | 31
1 | 5 | 2051 | 2051-01-05 | 30.9 | 17.1 | 17.2 | 22.9 | 24.5 | 21.5 | 25.9 | 1 | 5 | 2051 | 2051-01-05 | 30.5 | 16.5 | 9 | 11.5 | 14.5 | 8 | 16
1 | 6 | 2051 | 2051-01-06 | 32 | 16.9 | 18.5 | 24.5 | 23.8 | 22.3 | 25 | 1 | 6 | 2051 | 2051-01-06 | 28.5 | 15 | 11 | 17.5 | 14 | 15.5 | 18.5
1 | 7 | 2051 | 2051-01-07 | 31.5 | 18.3 | 18.5 | 23.8 | 25.3 | 21.7 | 27 | 1 | 7 | 2051 | 2051-01-07 | 27.5 | 18.5 | 19 | 25.5 | 16.5 | 23.5 | 24
1 | 8 | 2051 | 2051-01-08 | 32.3 | 18.7 | 17.8 | 24.1 | 25.2 | 22.6 | 26.9 | 1 | 8 | 2051 | 2051-01-08 | 34 | 19.5 | 18 | 28 | 28 | 26 | 27.5
1 | 9 | 2051 | 2051-01-09 | 32 | 17.9 | 17.7 | 24.6 | 24.4 | 22.1 | 26.6 | 1 | 9 | 2051 | 2051-01-09 | 31.5 | 19 | 19 | 27.5 | 27.5 | 25 | 25.5
1 | 10 | 2051 | 2051-01-10 | 31 | 17.5 | 18.1 | 23.8 | 22.5 | 22 | 27.6 | 1 | 10 | 2051 | 2051-01-10 | 28 | 19 | 16 | 24.5 | 22.5 | 23.5 | 23
1 | 11 | 2051 | 2051-01-11 | 29.2 | 19 | 18.7 | 21.9 | 22 | 21 | 26.3 | 1 | 11 | 2051 | 2051-01-11 | 26 | 17.5 | 14.5 | 25.5 | 24 | 25 | 23
1 | 12 | 2051 | 2051-01-12 | 28 | 18.2 | 17.8 | 21.4 | 21.9 | 21 | 24.7 | 1 | 12 | 2051 | 2051-01-12 | 26 | 18.5 | 14.5 | 26 | 24.5 | 24 | 22
1 | 13 | 2051 | 2051-01-13 | 29.4 | 17 | 16.7 | 21.5 | 23.7 | 20.9 | 23.8 | 1 | 13 | 2051 | 2051-01-13 | 28.5 | 20 | 18 | 23.5 | 21.5 | 21.5 | 22.5
1 | 14 | 2051 | 2051-01-14 | 29 | 17.8 | 17.5 | 22 | 23.1 | 21.4 | 24 | 1 | 14 | 2051 | 2051-01-14 | 30.5 | 22 | 21 | 26 | 27 | 23.5 | 23.5
1 | 15 | 2051 | 2051-01-15 | 30.7 | 18.3 | 17.7 | 21.4 | 23.2 | 20.2 | 24.4 | 1 | 15 | 2051 | 2051-01-15 | 31 | 18.5 | 23.5 | 25.5 | 25.5 | 24.5 | 25
1 | 16 | 2051 | 2051-01-16 | 31.5 | 17.9 | 17.6 | 22.1 | 24 | 19.9 | 24.5 | 1 | 16 | 2051 | 2051-01-16 | 32.5 | 15 | 16 | 18 | 18 | 15.5 | 32
1 | 17 | 2051 | 2051-01-17 | 31.7 | 17.3 | 18.1 | 21.8 | 24.5 | 20.3 | 24.5 | 1 | 17 | 2051 | 2051-01-17 | 31 | 18.5 | 19 | 19 | 16.5 | 21 | 30.5
1 | 18 | 2051 | 2051-01-18 | 29.9 | 16.4 | 16.9 | 20.2 | 23.5 | 17.8 | 23.3 | 1 | 18 | 2051 | 2051-01-18 | 26.5 | 10 | 10.5 | 13 | 17 | 14 | 15.5
1 | 19 | 2051 | 2051-01-19 | 29.2 | 16.8 | 16.3 | 18.8 | 22.3 | 18.1 | 24.2 | 1 | 19 | 2051 | 2051-01-19 | 25.5 | 15.5 | 17 | 17.5 | 21.5 | 14 | 19.5
1 | 20 | 2051 | 2051-01-20 | 28.3 | 16.9 | 16.4 | 19.4 | 21.5 | 18.1 | 23.2 | 1 | 20 | 2051 | 2051-01-20 | 32 | 18.5 | 19 | 21 | 25 | 20 | 21
1 | 21 | 2051 | 2051-01-21 | 28.6 | 16 | 16.4 | 19.2 | 21.6 | 17.2 | 22.5 | 1 | 21 | 2051 | 2051-01-21 | 36.5 | 22.5 | 23 | 30.5 | 23.5 | 29 | 33
1 | 22 | 2051 | 2051-01-22 | 28.7 | 16.5 | 16.4 | 19.3 | 22.4 | 18.2 | 22.6 | 1 | 22 | 2051 | 2051-01-22 | 35.5 | 17 | 17.5 | 29 | 22.5 | 27.5 | 26
1 | 23 | 2051 | 2051-01-23 | 28.8 | 16.5 | 16.5 | 19.6 | 21.5 | 18 | 23.2 | 1 | 23 | 2051 | 2051-01-23 | 28 | 9.5 | 11 | 27 | 20.5 | 22.5 | 24
1 | 24 | 2051 | 2051-01-24 | 28.2 | 16 | 16.5 | 20.2 | 21.6 | 18.4 | 22.7 | 1 | 24 | 2051 | 2051-01-24 | 25.5 | 6.5 | 6.5 | 11 | 10 | 10 | 15.5
1 | 25 | 2051 | 2051-01-25 | 28.9 | 15.9 | 15.2 | 19.1 | 22 | 18.5 | 21.2 | 1 | 25 | 2051 | 2051-01-25 | 26.5 | 9.5 | 11 | 14.5 | 6.5 | 20.5 | 22
1 | 26 | 2051 | 2051-01-26 | 29.9 | 16.3 | 16.1 | 19.7 | 21.9 | 18 | 22.1 | 1 | 26 | 2051 | 2051-01-26 | 23 | 11.5 | 10 | 25 | 8 | 24 | 24.5
1 | 27 | 2051 | 2051-01-27 | 28.7 | 17.7 | 17.3 | 21.6 | 24.5 | 19.4 | 23.9 | 1 | 27 | 2051 | 2051-01-27 | 26 | 12.5 | 11.5 | 22.5 | 17.5 | 21 | 24
1 | 28 | 2051 | 2051-01-28 | 29.2 | 17.3 | 16.6 | 22.2 | 22.3 | 20.7 | 24.3 | 1 | 28 | 2051 | 2051-01-28 | 24 | 14 | 16 | 16.5 | 17.5 | 21 | 25.5
1 | 29 | 2051 | 2051-01-29 | 27.8 | 16.1 | 15.6 | 19.7 | 20.8 | 19.3 | 22.4 | 1 | 29 | 2051 | 2051-01-29 | 27 | 17 | 17 | 25 | 25 | 23.5 | 24
1 | 30 | 2051 | 2051-01-30 | 26.5 | 16.1 | 15.7 | 18.2 | 21.8 | 17.9 | 21.8 | 1 | 30 | 2051 | 2051-01-30 | 29 | 18.5 | 21 | 26 | 25 | 23.5 | 22.5
1 | 31 | 2051 | 2051-01-31 | 27.5 | 15.7 | 16.1 | 18.7 | 21.5 | 16.9 | 21.2 | 1 | 31 | 2051 | 2051-01-31 | 27.5 | 19.5 | 24.5 | 26 | 28 | 23.5 | 23
2 | 1 | 2051 | 2051-02-01 | 27.2 | 15.8 | 16.1 | 18.5 | 21 | 16.1 | 20.5 | 2 | 1 | 2051 | 2051-02-01 | 27.5 | 15 | 16.5 | 24.5 | 22 | 21.5 | 22.5
2 | 2 | 2051 | 2051-02-02 | 26.3 | 15.9 | 15.6 | 19.1 | 21.2 | 16.7 | 21.1 | 2 | 2 | 2051 | 2051-02-02 | 25 | 14 | 12.5 | 16 | 17 | 18.5 | 24
2 | 3 | 2051 | 2051-02-03 | 25 | 15.6 | 16.1 | 17.2 | 19 | 15.9 | 20.6 | 2 | 3 | 2051 | 2051-02-03 | 26.5 | 13 | 14.5 | 18.5 | 23 | 16.5 | 19.5
2 | 4 | 2051 | 2051-02-04 | 25.8 | 15.3 | 16.6 | 18.3 | 18.9 | 16.1 | 21.4 | 2 | 4 | 2051 | 2051-02-04 | 24 | 18.5 | 16.5 | 19 | 17 | 20.5 | 21.5
2 | 5 | 2051 | 2051-02-05 | 25.7 | 16.5 | 16.6 | 19.2 | 19.9 | 17 | 21.2 | 2 | 5 | 2051 | 2051-02-05 | 13.5 | 8 | 9.5 | 10 | 13 | 7 | 15.5
2 | 6 | 2051 | 2051-02-06 | 24 | 15.1 | 15.4 | 17.9 | 19.6 | 15.5 | 20.6 | 2 | 6 | 2051 | 2051-02-06 | 8.5 | 3 | 6.5 | 0.5 | 11.5 | 1 | 10.5
2 | 7 | 2051 | 2051-02-07 | 23 | 14.8 | 16.1 | 19 | 20.4 | 15.5 | 20.5 | 2 | 7 | 2051 | 2051-02-07 | 7 | 6.5 | 9 | 3.5 | 10.5 | 2 | 7
2 | 8 | 2051 | 2051-02-08 | 24.6 | 14.6 | 15.2 | 18.3 | 20.8 | 15 | 20.3 | 2 | 8 | 2051 | 2051-02-08 | 11.5 | 4.5 | 9.5 | 9 | 13 | 7.5 | 15.5
2 | 9 | 2051 | 2051-02-09 | 25.7 | 14.6 | 15.3 | 18 | 19.9 | 15.3 | 19.7 | 2 | 9 | 2051 | 2051-02-09 | 11 | 8.5 | 10 | 8 | 14.5 | 7.5 | 14
2 | 10 | 2051 | 2051-02-10 | 25.5 | 13.6 | 15.3 | 17.3 | 20.2 | 15.5 | 19.5 | 2 | 10 | 2051 | 2051-02-10 | 17.5 | 11.5 | 12.5 | 11.5 | 18.5 | 7.5 | 12
2 | 11 | 2051 | 2051-02-11 | 23 | 14.4 | 15.3 | 16.4 | 18.4 | 14.6 | 20.4 | 2 | 11 | 2051 | 2051-02-11 | 21.5 | 12 | 14 | 13 | 15.5 | 12.5 | 15
2 | 12 | 2051 | 2051-02-12 | 24.1 | 14.8 | 15.6 | 16.8 | 19.1 | 14.3 | 20.4 | 2 | 12 | 2051 | 2051-02-12 | 17.5 | 10.5 | 7.5 | 15 | 11 | 9.5 | 12.5
2 | 13 | 2051 | 2051-02-13 | 23.4 | 14.2 | 16.1 | 16 | 18.2 | 14.3 | 20.1 | 2 | 13 | 2051 | 2051-02-13 | 20 | 6.5 | 10 | 18 | 14 | 17.5 | 14.5
2 | 14 | 2051 | 2051-02-14 | 23.7 | 14.8 | 16.2 | 18.3 | 20 | 15.4 | 20.4 | 2 | 14 | 2051 | 2051-02-14 | 15.5 | 14.5 | 10 | 14.5 | 15.5 | 10.5 | 9.5
2 | 15 | 2051 | 2051-02-15 | 25.9 | 14.6 | 16.4 | 18.8 | 21.2 | 16.7 | 20.3 | 2 | 15 | 2051 | 2051-02-15 | 19 | 16.5 | 13.5 | 16.5 | 23 | 16 | 14.5
2 | 16 | 2051 | 2051-02-16 | 23.9 | 14.8 | 15.8 | 19 | 21.9 | 16.1 | 19.3 | 2 | 16 | 2051 | 2051-02-16 | 23.5 | 13 | 10 | 20.5 | 25 | 19 | 16.5
2 | 17 | 2051 | 2051-02-17 | 22.3 | 13.5 | 15 | 18.2 | 19.4 | 16 | 19.1 | 2 | 17 | 2051 | 2051-02-17 | 24.5 | 13.5 | 11.5 | 20 | 24.5 | 18.5 | 17
2 | 18 | 2051 | 2051-02-18 | 22.2 | 13.3 | 14.6 | 18.7 | 20 | 15.8 | 18.1 | 2 | 18 | 2051 | 2051-02-18 | 22.5 | 16 | 18 | 19 | 17 | 16 | 19
2 | 19 | 2051 | 2051-02-19 | 21.1 | 11.9 | 14.2 | 16.1 | 18.8 | 14.1 | 17.7 | 2 | 19 | 2051 | 2051-02-19 | 23.5 | 12 | 15.5 | 15 | 21 | 11.5 | 15
2 | 20 | 2051 | 2051-02-20 | 20.2 | 11.7 | 12.5 | 13.7 | 17.2 | 12.1 | 16.4 | 2 | 20 | 2051 | 2051-02-20 | 19.5 | 14.5 | 13.5 | 11 | 20.5 | 11 | 14
2 | 21 | 2051 | 2051-02-21 | 20.9 | 13 | 13.6 | 15.2 | 15.7 | 13.9 | 16.3 | 2 | 21 | 2051 | 2051-02-21 | 26 | 15.5 | 13.5 | 18.5 | 27 | 17 | 17.5
2 | 22 | 2051 | 2051-02-22 | 22.1 | 13.6 | 14.8 | 16 | 17.5 | 14.1 | 17.5 | 2 | 22 | 2051 | 2051-02-22 | 31 | 18.5 | 20 | 28 | 29 | 24 | 24
2 | 23 | 2051 | 2051-02-23 | 22.1 | 14 | 15.1 | 16.4 | 18.5 | 15 | 16.9 | 2 | 23 | 2051 | 2051-02-23 | 33.5 | 18.5 | 16.5 | 27 | 32.5 | 24.5 | 25
2 | 24 | 2051 | 2051-02-24 | 21.2 | 12.6 | 14 | 14.7 | 16.9 | 12.3 | 16.9 | 2 | 24 | 2051 | 2051-02-24 | 25 | 20 | 20 | 17.5 | 18.5 | 15.5 | 20
2 | 25 | 2051 | 2051-02-25 | 19.6 | 12.2 | 13.1 | 13.2 | 16.8 | 11.7 | 14.3 | 2 | 25 | 2051 | 2051-02-25 | 20.5 | 19.5 | 18 | 17.5 | 23 | 14 | 14.5
2 | 26 | 2051 | 2051-02-26 | 18.5 | 12 | 13.8 | 14.3 | 17.5 | 12.2 | 14.6 | 2 | 26 | 2051 | 2051-02-26 | 20.5 | 19.5 | 18 | 17.5 | 23 | 14 | 14.5
2 | 27 | 2051 | 2051-02-27 | 20.3 | 11.7 | 14.1 | 13.4 | 17.7 | 12.1 | 16.2 | 2 | 27 | 2051 | 2051-02-27 | 23.5 | 12 | 13.5 | 16 | 19.5 | 12.5 | 14
2 | 28 | 2051 | 2051-02-28 | 19.1 | 11.5 | 12.4 | 13.6 | 15.6 | 12.1 | 15 | 2 | 28 | 2051 | 2051-02-28 | 24 | 15 | 18 | 23 | 28.5 | 18.5 | 18
3 | 1 | 2051 | 2051-03-01 | 19.3 | 12.8 | 13.5 | 13.9 | 14.9 | 11.8 | 15.7 | 3 | 1 | 2051 | 2051-03-01 | 30 | 21 | 20.5 | 23 | 30.5 | 21 | 21.5
3 | 2 | 2051 | 2051-03-02 | 18.4 | 12.7 | 12.8 | 13.3 | 14.8 | 12 | 14.2 | 3 | 2 | 2051 | 2051-03-02 | 27 | 18 | 13.5 | 22 | 25 | 22 | 17.5
3 | 3 | 2051 | 2051-03-03 | 19.5 | 12.2 | 12.7 | 12.9 | 16.7 | 10.9 | 14.2 | 3 | 3 | 2051 | 2051-03-03 | 28.5 | 18.5 | 20 | 27 | 26 | 24.5 | 20
3 | 4 | 2051 | 2051-03-04 | 20.7 | 13.1 | 13.2 | 11.8 | 17.2 | 10.2 | 14.8 | 3 | 4 | 2051 | 2051-03-04 | 32 | 22.5 | 22 | 22 | 27 | 18.5 | 21.5
3 | 5 | 2051 | 2051-03-05 | 19.6 | 11.3 | 12.8 | 13.4 | 17.3 | 11.3 | 15.7 | 3 | 5 | 2051 | 2051-03-05 | 26.5 | 19 | 17.5 | 17 | 18.5 | 13 | 18.5
3 | 6 | 2051 | 2051-03-06 | 18.6 | 11.5 | 12.8 | 11.8 | 15 | 10.5 | 14.3 | 3 | 6 | 2051 | 2051-03-06 | 19.5 | 15.5 | 14.5 | 11 | 13 | 8 | 12.5
3 | 7 | 2051 | 2051-03-07 | 17.6 | 10.4 | 12.3 | 11.3 | 12.3 | 9.4 | 12.8 | 3 | 7 | 2051 | 2051-03-07 | 16.5 | 14.5 | 13.5 | 11 | 14 | 10 | 9
3 | 8 | 2051 | 2051-03-08 | 16.4 | 9.8 | 10.6 | 11.2 | 13 | 8.8 | 12.6 | 3 | 8 | 2051 | 2051-03-08 | 19 | 15.5 | 11.5 | 11.5 | 17 | 7.5 | 10
3 | 9 | 2051 | 2051-03-09 | 17.3 | 9.5 | 10.6 | 11.4 | 13.5 | 7.8 | 11.5 | 3 | 9 | 2051 | 2051-03-09 | 18.5 | 17 | 15.5 | 7.5 | 14.5 | 4 | 7.5
3 | 10 | 2051 | 2051-03-10 | 17 | 9.5 | 10.4 | 9.9 | 12.4 | 7.4 | 11.5 | 3 | 10 | 2051 | 2051-03-10 | 17.5 | 13.5 | 13.5 | 3 | 13 | 1 | 9.5
3 | 11 | 2051 | 2051-03-11 | 17.6 | 9.7 | 11.4 | 11.1 | 13.3 | 9 | 12.6 | 3 | 11 | 2051 | 2051-03-11 | 10.5 | 6.5 | 13.5 | 4 | 7.5 | 1.5 | 1.5
3 | 12 | 2051 | 2051-03-12 | 15.8 | 9.5 | 11.5 | 10.7 | 13.9 | 7.9 | 12.4 | 3 | 12 | 2051 | 2051-03-12 | 13 | 3.5 | 6 | 5.5 | 14 | 1.5 | 6.5
3 | 13 | 2051 | 2051-03-13 | 16 | 9.8 | 12.4 | 10.8 | 14.5 | 8.2 | 13.1 | 3 | 13 | 2051 | 2051-03-13 | 18 | 4.5 | 5.5 | 3 | 13.5 | 4.5 | 7
3 | 14 | 2051 | 2051-03-14 | 17.2 | 10.6 | 13.3 | 11.9 | 15.4 | 9.2 | 13.9 | 3 | 14 | 2051 | 2051-03-14 | 7 | 6.5 | 6.5 | 1 | 4 | 1 | 0
3 | 15 | 2051 | 2051-03-15 | 17.9 | 11.3 | 13.6 | 12.3 | 16.7 | 9.7 | 14.2 | 3 | 15 | 2051 | 2051-03-15 | 1.5 | 15 | 14.5 | 4 | 5 | 3 | 4
3 | 16 | 2051 | 2051-03-16 | 19.1 | 11.8 | 13.7 | 13 | 17.2 | 10.3 | 14.8 | 3 | 16 | 2051 | 2051-03-16 | 13.5 | 10.5 | 12.5 | 12.5 | 17.5 | 8 | 13.5
3 | 17 | 2051 | 2051-03-17 | 19.6 | 12 | 13.5 | 14.3 | 17 | 10.7 | 14.4 | 3 | 17 | 2051 | 2051-03-17 | 14 | 14.5 | 14.5 | 11 | 13.5 | 10.5 | 7
3 | 18 | 2051 | 2051-03-18 | 17.8 | 11.2 | 13.2 | 13.8 | 16.2 | 11.3 | 13.9 | 3 | 18 | 2051 | 2051-03-18 | 17 | 7.5 | 12.5 | 9.5 | 19.5 | 7.5 | 10.5
3 | 19 | 2051 | 2051-03-19 | 17.2 | 9.7 | 12.3 | 12.7 | 15.3 | 10.4 | 12.8 | 3 | 19 | 2051 | 2051-03-19 | 18.5 | 9.5 | 10 | 9 | 12 | 4.5 | 11
3 | 20 | 2051 | 2051-03-20 | 16.7 | 10.3 | 12.5 | 12.2 | 16.4 | 10.3 | 13.4 | 3 | 20 | 2051 | 2051-03-20 | 16 | 6.5 | 11.5 | 8.5 | 10 | 3.5 | 9.5
3 | 21 | 2051 | 2051-03-21 | 15.7 | 10.2 | 12.1 | 12.4 | 16.3 | 10.5 | 14.5 | 3 | 21 | 2051 | 2051-03-21 | 12 | 8 | 11 | 8 | 11.5 | 4.5 | 5.5
3 | 22 | 2051 | 2051-03-22 | 16.9 | 10.5 | 12.1 | 11.7 | 15.8 | 9.4 | 13.7 | 3 | 22 | 2051 | 2051-03-22 | 17.5 | 12.5 | 19 | 13 | 15.5 | 12 | 13.5
3 | 23 | 2051 | 2051-03-23 | 15.8 | 10.4 | 12.2 | 11.5 | 15.4 | 9.3 | 12.7 | 3 | 23 | 2051 | 2051-03-23 | 19.5 | 14 | 17.5 | 11.5 | 19.5 | 10 | 13
3 | 24 | 2051 | 2051-03-24 | 16.5 | 10.6 | 12.7 | 11.3 | 16 | 9.2 | 13.3 | 3 | 24 | 2051 | 2051-03-24 | 20.5 | 11 | 13 | 11.5 | 14.5 | 11 | 10.5
3 | 25 | 2051 | 2051-03-25 | 16.1 | 11.1 | 12.7 | 11.1 | 16.9 | 9.6 | 13.6 | 3 | 25 | 2051 | 2051-03-25 | 23.5 | 9.5 | 10 | 11 | 10.5 | 7.5 | 7
3 | 26 | 2051 | 2051-03-26 | 15.7 | 10.7 | 12.2 | 11.3 | 16.3 | 9.5 | 13 | 3 | 26 | 2051 | 2051-03-26 | 16 | 2 | 2 | 1.5 | 7.5 | 0.5 | 5
3 | 27 | 2051 | 2051-03-27 | 15.1 | 10 | 12.1 | 9.9 | 15 | 8.3 | 11.9 | 3 | 27 | 2051 | 2051-03-27 | 9 | 6 | 6.5 | 1.5 | 4 | 0 | 0
3 | 28 | 2051 | 2051-03-28 | 15 | 10.5 | 12.3 | 10.6 | 15.3 | 8.8 | 11.4 | 3 | 28 | 2051 | 2051-03-28 | 13.5 | 6.5 | 7 | 7 | 14 | 3 | 5
3 | 29 | 2051 | 2051-03-29 | 15.7 | 9.5 | 11.4 | 9.8 | 15.4 | 8.5 | 12.2 | 3 | 29 | 2051 | 2051-03-29 | 13.5 | 7 | 7.5 | 7 | 12 | 2.5 | 4.5
3 | 30 | 2051 | 2051-03-30 | 14.4 | 8.9 | 10.2 | 9.7 | 14.1 | 7.4 | 10 | 3 | 30 | 2051 | 2051-03-30 | 10.5 | 4.5 | 3.5 | 5.5 | 9 | 2.5 | 6
3 | 31 | 2051 | 2051-03-31 | 14.2 | 8.1 | 9.8 | 8.2 | 13.6 | 6.8 | 9.1 | 3 | 31 | 2051 | 2051-03-31 | 14.5 | 8 | 12 | 11 | 16 | 7 | 7
4 | 1 | 2051 | 2051-04-01 | 12.5 | 9.1 | 10.9 | 8.2 | 14 | 5.9 | 9.6 | 4 | 1 | 2051 | 2051-04-01 | 26 | 12 | 18 | 13 | 24.5 | 10.5 | 14
4 | 2 | 2051 | 2051-04-02 | 13.1 | 9 | 10.2 | 8.1 | 12.9 | 5.2 | 9.4 | 4 | 2 | 2051 | 2051-04-02 | 24 | 12.5 | 15.5 | 15.5 | 24 | 13 | 14.5
4 | 3 | 2051 | 2051-04-03 | 13.3 | 8.3 | 10.1 | 7.6 | 12.7 | 5.7 | 9.1 | 4 | 3 | 2051 | 2051-04-03 | 24.5 | 12.5 | 15 | 16.5 | 24 | 14 | 15
4 | 4 | 2051 | 2051-04-04 | 13.1 | 8.6 | 9.8 | 8.5 | 13.3 | 6.1 | 8.4 | 4 | 4 | 2051 | 2051-04-04 | 18 | 14.5 | 18 | 15 | 22 | 11.5 | 16.5
4 | 5 | 2051 | 2051-04-05 | 12.3 | 7.6 | 8.9 | 7.7 | 12 | 6.1 | 8.2 | 4 | 5 | 2051 | 2051-04-05 | 24 | 14 | 14.5 | 24 | 23 | 19.5 | 16.5
4 | 6 | 2051 | 2051-04-06 | 11.8 | 8.6 | 9.1 | 7.1 | 10.9 | 5.5 | 7.8 | 4 | 6 | 2051 | 2051-04-06 | 20 | 14 | 14.5 | 14 | 21 | 11.5 | 10.5
4 | 7 | 2051 | 2051-04-07 | 11.4 | 8.4 | 9 | 7.3 | 11.4 | 5.3 | 7 | 4 | 7 | 2051 | 2051-04-07 | 21 | 13.5 | 11 | 13.5 | 18 | 10 | 9.5
4 | 8 | 2051 | 2051-04-08 | 11.7 | 8.8 | 9.5 | 7.8 | 12.7 | 5.3 | 8.4 | 4 | 8 | 2051 | 2051-04-08 | 13 | 11.5 | 13.5 | 12.5 | 15 | 7.5 | 8.5
4 | 9 | 2051 | 2051-04-09 | 10.3 | 8.7 | 9.6 | 7 | 11.8 | 5.1 | 7.8 | 4 | 9 | 2051 | 2051-04-09 | 20.5 | 10.5 | 10.5 | 10.5 | 20.5 | 5.5 | 11
4 | 10 | 2051 | 2051-04-10 | 11.2 | 8.5 | 9.8 | 7.6 | 12.4 | 5.4 | 8 | 4 | 10 | 2051 | 2051-04-10 | 15 | 11.5 | 14 | 8.5 | 14.5 | 5 | 10
4 | 11 | 2051 | 2051-04-11 | 11.6 | 10 | 9.6 | 7.7 | 12.5 | 6.7 | 8.2 | 4 | 11 | 2051 | 2051-04-11 | 15 | 12.5 | 17 | 11 | 16.5 | 9.5 | 9.5
4 | 12 | 2051 | 2051-04-12 | 11.9 | 9.3 | 9.7 | 7.2 | 13.1 | 5.8 | 7.8 | 4 | 12 | 2051 | 2051-04-12 | 21.5 | 13 | 14 | 14 | 19 | 11 | 14.5
4 | 13 | 2051 | 2051-04-13 | 11.7 | 9.8 | 10.3 | 7.9 | 12.7 | 5.4 | 7.7 | 4 | 13 | 2051 | 2051-04-13 | 11 | 13.5 | 18 | 14.5 | 11.5 | 9.5 | 11
4 | 14 | 2051 | 2051-04-14 | 12.9 | 10.2 | 11 | 7.4 | 12.1 | 6 | 8.2 | 4 | 14 | 2051 | 2051-04-14 | 21 | 14.5 | 16 | 14 | 22.5 | 12.5 | 13
4 | 15 | 2051 | 2051-04-15 | 12.4 | 9.7 | 10.5 | 8.2 | 12.3 | 6.3 | 8.7 | 4 | 15 | 2051 | 2051-04-15 | 21.5 | 13 | 14.5 | 16 | 23 | 13 | 13
4 | 16 | 2051 | 2051-04-16 | 12.7 | 8.7 | 10.6 | 7.6 | 12.6 | 5.6 | 8.6 | 4 | 16 | 2051 | 2051-04-16 | 16.5 | 12.5 | 12 | 12.5 | 17 | 8 | 8.5
4 | 17 | 2051 | 2051-04-17 | 11.3 | 9 | 10.2 | 7.6 | 11.5 | 5.7 | 7.7 | 4 | 17 | 2051 | 2051-04-17 | 13 | 8 | 10 | 7.5 | 11.5 | 3.5 | 3.5
4 | 18 | 2051 | 2051-04-18 | 11.8 | 7.7 | 9.6 | 6.6 | 10.7 | 5.3 | 7.2 | 4 | 18 | 2051 | 2051-04-18 | 8 | 7.5 | 7.5 | 6.5 | 11 | 0.5 | 2
4 | 19 | 2051 | 2051-04-19 | 11.5 | 6.4 | 9.4 | 6.8 | 10.7 | 4.2 | 7 | 4 | 19 | 2051 | 2051-04-19 | 14.5 | 7.5 | 6.5 | 5 | 10.5 | 0 | 1.5
4 | 20 | 2051 | 2051-04-20 | 11.7 | 7.8 | 9.5 | 7.5 | 11.3 | 5 | 7.2 | 4 | 20 | 2051 | 2051-04-20 | 10.5 | 4.5 | 5.5 | 1 | 9.5 | 0 | 0
4 | 21 | 2051 | 2051-04-21 | 11.8 | 7.7 | 9.8 | 7.4 | 11.8 | 5.5 | 8.3 | 4 | 21 | 2051 | 2051-04-21 | 8.5 | 7.5 | 9 | 0 | 9.5 | 0 | 0
4 | 22 | 2051 | 2051-04-22 | 12.8 | 8.6 | 11.9 | 8.4 | 14.2 | 6.4 | 9.1 | 4 | 22 | 2051 | 2051-04-22 | 12.5 | 9 | 14.5 | 9.5 | 16 | 7 | 3.5
4 | 23 | 2051 | 2051-04-23 | 13.3 | 8.9 | 11.3 | 9.2 | 14.7 | 6.2 | 9.2 | 4 | 23 | 2051 | 2051-04-23 | 18.5 | 11 | 15.5 | 13.5 | 21 | 9 | 6
4 | 24 | 2051 | 2051-04-24 | 12.9 | 9 | 11.8 | 9.1 | 13.3 | 6.8 | 9.3 | 4 | 24 | 2051 | 2051-04-24 | 14.5 | 12 | 13 | 13.5 | 16.5 | 7.5 | 8.5
4 | 25 | 2051 | 2051-04-25 | 12.5 | 7.8 | 9.5 | 7.5 | 10.6 | 5.6 | 9.3 | 4 | 25 | 2051 | 2051-04-25 | 22 | 15 | 14.5 | 14 | 19 | 7.5 | 10
4 | 26 | 2051 | 2051-04-26 | 10.4 | 6.9 | 9 | 6 | 9.6 | 4.1 | 7.8 | 4 | 26 | 2051 | 2051-04-26 | 20.5 | 12 | 15.5 | 13 | 19.5 | 10 | 11.5
4 | 27 | 2051 | 2051-04-27 | 10.1 | 6.7 | 9.2 | 5.8 | 12.2 | 4.6 | 7.5 | 4 | 27 | 2051 | 2051-04-27 | 14.5 | 2 | 0 | 3 | 4.5 | 0 | 0
4 | 28 | 2051 | 2051-04-28 | 11.3 | 7.4 | 9.1 | 6.5 | 11.4 | 5.1 | 7.6 | 4 | 28 | 2051 | 2051-04-28 | 8.5 | 5.5 | 5.5 | 0 | 5 | 0 | 0
4 | 29 | 2051 | 2051-04-29 | 11 | 6.6 | 8 | 6.5 | 10.6 | 4.6 | 6 | 4 | 29 | 2051 | 2051-04-29 | 9 | 6 | 10 | 6 | 10.5 | 4 | 2.5
4 | 30 | 2051 | 2051-04-30 | 8.8 | 5.1 | 6.6 | 4 | 9 | 2.6 | 4.7 | 4 | 30 | 2051 | 2051-04-30 | 13.5 | 6.5 | 8 | 8 | 11 | 2 | 6.5
5 | 1 | 2051 | 2051-05-01 | 8.2 | 5.2 | 5.9 | 4.5 | 8.2 | 3.7 | 5 | 5 | 1 | 2051 | 2051-05-01 | 7.5 | 6.5 | 7.5 | 0 | 4 | 0 | 0
5 | 2 | 2051 | 2051-05-02 | 8.9 | 5.4 | 6 | 4.8 | 8.2 | 3.3 | 4.6 | 5 | 2 | 2051 | 2051-05-02 | 5 | 7.5 | 7 | 4.5 | 6 | 0 | 0
5 | 3 | 2051 | 2051-05-03 | 7.8 | 4.4 | 5 | 4.5 | 7.5 | 3.2 | 4.3 | 5 | 3 | 2051 | 2051-05-03 | 12 | 8.5 | 10 | 4.5 | 10.5 | 0 | 0.5
5 | 4 | 2051 | 2051-05-04 | 7 | 4.1 | 4.5 | 3.5 | 7 | 2.6 | 2.7 | 5 | 4 | 2051 | 2051-05-04 | 5 | 8.5 | 11.5 | 1 | 8 | 0 | 0
5 | 5 | 2051 | 2051-05-05 | 7.8 | 4.7 | 6.2 | 3.8 | 7.6 | 2.6 | 3.7 | 5 | 5 | 2051 | 2051-05-05 | 11 | 9.5 | 9 | 5 | 17 | 2 | 8
5 | 6 | 2051 | 2051-05-06 | 7.9 | 5.8 | 7.1 | 3.9 | 8.1 | 2.7 | 4.8 | 5 | 6 | 2051 | 2051-05-06 | 16.5 | 9.5 | 12.5 | 9.5 | 20.5 | 6.5 | 11.5
5 | 7 | 2051 | 2051-05-07 | 6.1 | 4.2 | 5.8 | 2.2 | 5.9 | 1.5 | 2.6 | 5 | 7 | 2051 | 2051-05-07 | 12 | 8.5 | 10 | 4.5 | 13 | 0 | 0.5
5 | 8 | 2051 | 2051-05-08 | 5.6 | 3.9 | 4.8 | 2.2 | 6.5 | 1.5 | 2.8 | 5 | 8 | 2051 | 2051-05-08 | 10 | 2 | 5.5 | 4.5 | 10.5 | 0 | 0
5 | 9 | 2051 | 2051-05-09 | 5.9 | 4.5 | 6.5 | 3.3 | 8.7 | 1.8 | 3.4 | 5 | 9 | 2051 | 2051-05-09 | 7 | 1 | 2 | 3 | 8.5 | 0 | 0
5 | 10 | 2051 | 2051-05-10 | 8.4 | 4.9 | 6.3 | 4 | 7.8 | 3.6 | 4.3 | 5 | 10 | 2051 | 2051-05-10 | 12 | 1 | 4.5 | 2 | 6.5 | 0 | 0
5 | 11 | 2051 | 2051-05-11 | 6.2 | 3.7 | 4.9 | 2.1 | 5.9 | 1.4 | 2.3 | 5 | 11 | 2051 | 2051-05-11 | 7 | 3 | 7.5 | 0.5 | 11.5 | 0 | 0
5 | 12 | 2051 | 2051-05-12 | 3.9 | 2.8 | 3.8 | 1.5 | 4.2 | 1.1 | 1.4 | 5 | 12 | 2051 | 2051-05-12 | 7.5 | 5 | 5.5 | 7 | 14.5 | 4.5 | 0.5
5 | 13 | 2051 | 2051-05-13 | 3.7 | 2.5 | 3.7 | 1.3 | 5 | 1.1 | 1.3 | 5 | 13 | 2051 | 2051-05-13 | 13 | 5.5 | 9 | 7 | 16 | 6 | 6
5 | 14 | 2051 | 2051-05-14 | 5.9 | 3.9 | 5.5 | 3.1 | 7.1 | 2 | 3.6 | 5 | 14 | 2051 | 2051-05-14 | 10.5 | 3.5 | 5.5 | 7 | 9 | 2 | 0.5
5 | 15 | 2051 | 2051-05-15 | 7 | 4.1 | 6.1 | 3.3 | 8.9 | 2.5 | 4.3 | 5 | 15 | 2051 | 2051-05-15 | 11.5 | 4 | 8 | 4 | 6.5 | 0 | 0
5 | 16 | 2051 | 2051-05-16 | 7.2 | 4.4 | 6 | 3.9 | 8.8 | 2.4 | 3.8 | 5 | 16 | 2051 | 2051-05-16 | 5.5 | 2.5 | 5.5 | 0 | 13 | 0 | 0
5 | 17 | 2051 | 2051-05-17 | 6.4 | 3.2 | 5.3 | 2.9 | 7.5 | 2 | 3.6 | 5 | 17 | 2051 | 2051-05-17 | 3.5 | 0 | 5.5 | 2 | 8.5 | 0 | 0
5 | 18 | 2051 | 2051-05-18 | 5 | 3.1 | 4.1 | 1.6 | 5.7 | 1.4 | 2.1 | 5 | 18 | 2051 | 2051-05-18 | 4.5 | 0 | 0 | 0 | 7 | 0 | 0
5 | 19 | 2051 | 2051-05-19 | 5.5 | 2.5 | 4.3 | 1.5 | 4.3 | 1.2 | 2.3 | 5 | 19 | 2051 | 2051-05-19 | 2 | 3 | 0 | 0 | 5 | 0 | 0
5 | 20 | 2051 | 2051-05-20 | 6 | 3 | 4.5 | 1.8 | 5.7 | 1.3 | 2.3 | 5 | 20 | 2051 | 2051-05-20 | 2.5 | 0 | 0 | 0 | 7.5 | 0 | 0
5 | 21 | 2051 | 2051-05-21 | 6.5 | 2.6 | 3.8 | 2.3 | 6.6 | 1.5 | 2.1 | 5 | 21 | 2051 | 2051-05-21 | 1.5 | 0 | 0 | 0 | 2 | 0 | 0
5 | 22 | 2051 | 2051-05-22 | 5.5 | 2.1 | 3 | 1.5 | 6 | 0.6 | 1.4 | 5 | 22 | 2051 | 2051-05-22 | 4.5 | 2.5 | 5.5 | 0 | 3 | 0 | 0
5 | 23 | 2051 | 2051-05-23 | 4.6 | 1.7 | 3 | 0.8 | 4.2 | 0.6 | 1.1 | 5 | 23 | 2051 | 2051-05-23 | 0 | 3 | 4.5 | 0 | 2 | 0 | 0
5 | 24 | 2051 | 2051-05-24 | 4.5 | 1.7 | 3 | 0.9 | 3.9 | 0.6 | 0.9 | 5 | 24 | 2051 | 2051-05-24 | 0 | 2.5 | 4.5 | 0 | 4 | 0 | 0
5 | 25 | 2051 | 2051-05-25 | 3.1 | 2 | 2.6 | 0.5 | 3.5 | 0.3 | 1.1 | 5 | 25 | 2051 | 2051-05-25 | 4 | 3.5 | 6.5 | 0 | 4 | 0 | 0
5 | 26 | 2051 | 2051-05-26 | 2.7 | 1.9 | 2.3 | 1.2 | 3.5 | 0.5 | 1 | 5 | 26 | 2051 | 2051-05-26 | 5.5 | 0 | 2 | 0 | 4 | 0 | 0
5 | 27 | 2051 | 2051-05-27 | 3.4 | 1.6 | 1.9 | 1.2 | 3.3 | 0.5 | 0.9 | 5 | 27 | 2051 | 2051-05-27 | 7.5 | 0 | 0 | 0 | 2.5 | 0 | 0
5 | 28 | 2051 | 2051-05-28 | 2.6 | 1.6 | 2.4 | 1.1 | 3.6 | 0.8 | 0.7 | 5 | 28 | 2051 | 2051-05-28 | 4 | 0 | 0 | 0 | 0 | 0 | 0
5 | 29 | 2051 | 2051-05-29 | 2.9 | 1.7 | 2.2 | 0.4 | 3 | 0.1 | 0.4 | 5 | 29 | 2051 | 2051-05-29 | 0 | 0 | 0 | 0 | 0 | 0 | 0
5 | 30 | 2051 | 2051-05-30 | 3.3 | 1.5 | 2.4 | 1.3 | 2.8 | 0.6 | 0.6 | 5 | 30 | 2051 | 2051-05-30 | 0 | 0 | 0 | 0 | 0 | 0 | 0
5 | 31 | 2051 | 2051-05-31 | 2.3 | 1.9 | 2.1 | 0.7 | 2.7 | 0.2 | 0.5 | 5 | 31 | 2051 | 2051-05-31 | 0 | 0 | 1 | 0 | 0 | 0 | 0
6 | 1 | 2051 | 2051-06-01 | 2.6 | 1.7 | 1.5 | 0.4 | 3.1 | 0.3 | 0.4 | 6 | 1 | 2051 | 2051-06-01 | 0 | 1.5 | 5.5 | 0 | 0 | 0 | 0
6 | 2 | 2051 | 2051-06-02 | 2.2 | 0.9 | 1.2 | 0.1 | 2.4 | 0.3 | 0.4 | 6 | 2 | 2051 | 2051-06-02 | 3 | 3 | 1.5 | 0 | 6 | 0 | 0
6 | 3 | 2051 | 2051-06-03 | 2.5 | 1 | 1.4 | 0.5 | 3 | 0.2 | 0.7 | 6 | 3 | 2051 | 2051-06-03 | 3.5 | 2 | 2.5 | 0 | 6 | 0 | 0
6 | 4 | 2051 | 2051-06-04 | 3 | 0.8 | 1.2 | 0.6 | 3.8 | 0.2 | 0.6 | 6 | 4 | 2051 | 2051-06-04 | 4.5 | 0 | 0 | 0 | 6 | 0 | 0
6 | 5 | 2051 | 2051-06-05 | 3.2 | 0.9 | 1.3 | 0.8 | 3.8 | 0.6 | 0.5 | 6 | 5 | 2051 | 2051-06-05 | 0 | 0 | 0 | 0 | 0 | 0 | 0
6 | 6 | 2051 | 2051-06-06 | 2.9 | 1.2 | 1.4 | 0.7 | 3.8 | 0.2 | 0.5 | 6 | 6 | 2051 | 2051-06-06 | 0 | 0 | 0 | 0 | 0 | 0 | 0
6 | 7 | 2051 | 2051-06-07 | 2.5 | 0.8 | 1 | 0.2 | 2.7 | 0.1 | 0.4 | 6 | 7 | 2051 | 2051-06-07 | 0 | 0 | 0 | 0 | 0 | 0 | 0
6 | 8 | 2051 | 2051-06-08 | 1.7 | 0.9 | 0.7 | 0.1 | 1.5 | 0 | 0.1 | 6 | 8 | 2051 | 2051-06-08 | 0 | 0 | 0 | 0 | 0 | 0 | 0
6 | 9 | 2051 | 2051-06-09 | 1.3 | 1.3 | 1.2 | 0.2 | 1.6 | 0.1 | 0.2 | 6 | 9 | 2051 | 2051-06-09 | 0 | 0 | 0 | 0 | 0 | 0 | 0
6 | 10 | 2051 | 2051-06-10 | 2 | 1 | 1.4 | 0.1 | 2.6 | 0 | 0.5 | 6 | 10 | 2051 | 2051-06-10 | 0 | 0 | 0 | 0 | 0 | 0 | 0
6 | 11 | 2051 | 2051-06-11 | 2.8 | 1.1 | 1.1 | 0.3 | 3 | 0.2 | 0.2 | 6 | 11 | 2051 | 2051-06-11 | 0 | 0 | 0.5 | 0 | 0 | 0 | 0
6 | 12 | 2051 | 2051-06-12 | 1.9 | 0.8 | 1.2 | 0.2 | 2.6 | 0 | 0.2 | 6 | 12 | 2051 | 2051-06-12 | 0 | 0 | 2.5 | 0 | 0 | 0 | 0
6 | 13 | 2051 | 2051-06-13 | 1.9 | 0.9 | 1.4 | 0.2 | 2.5 | 0 | 0.2 | 6 | 13 | 2051 | 2051-06-13 | 3 | 2 | 4 | 0 | 4 | 0 | 0
6 | 14 | 2051 | 2051-06-14 | 2.9 | 0.9 | 1.4 | 0.3 | 4.1 | 0 | 0.3 | 6 | 14 | 2051 | 2051-06-14 | 5 | 0 | 0 | 0 | 0 | 0 | 0
6 | 15 | 2051 | 2051-06-15 | 3.4 | 1.3 | 1.8 | 0.9 | 3.8 | 0.5 | 0.5 | 6 | 15 | 2051 | 2051-06-15 | 0 | 0 | 0 | 0 | 0 | 0 | 0
6 | 16 | 2051 | 2051-06-16 | 2.5 | 1 | 1.4 | 0.2 | 2.7 | 0.2 | 0.3 | 6 | 16 | 2051 | 2051-06-16 | 0 | 0 | 0 | 0 | 0 | 0 | 0
6 | 17 | 2051 | 2051-06-17 | 1.4 | 0.4 | 0.5 | 0.1 | 1.6 | 0 | 0.1 | 6 | 17 | 2051 | 2051-06-17 | 0 | 0 | 0 | 0 | 0 | 0 | 0
6 | 18 | 2051 | 2051-06-18 | 1.5 | 0.3 | 0.4 | 0 | 1.1 | 0 | 0 | 6 | 18 | 2051 | 2051-06-18 | 0 | 0 | 0 | 0 | 0 | 0 | 0
6 | 19 | 2051 | 2051-06-19 | 0.4 | 0.4 | 0.3 | 0 | 0.7 | 0 | 0 | 6 | 19 | 2051 | 2051-06-19 | 0 | 0 | 0 | 0 | 1 | 0 | 0
6 | 20 | 2051 | 2051-06-20 | 0.3 | 0.4 | 0.4 | 0 | 0.7 | 0 | 0 | 6 | 20 | 2051 | 2051-06-20 | 0 | 0 | 1 | 0 | 0 | 0 | 0
6 | 21 | 2051 | 2051-06-21 | 0.2 | 0.7 | 0.5 | 0 | 0.4 | 0 | 0 | 6 | 21 | 2051 | 2051-06-21 | 0 | 0 | 0 | 0 | 0 | 0 | 0
6 | 22 | 2051 | 2051-06-22 | 0.4 | 0.5 | 0.5 | 0 | 0.8 | 0 | 0 | 6 | 22 | 2051 | 2051-06-22 | 0 | 0 | 0 | 0 | 0 | 0 | 0
6 | 23 | 2051 | 2051-06-23 | 0.1 | 0.2 | 0.2 | 0 | 0.4 | 0 | 0 | 6 | 23 | 2051 | 2051-06-23 | 0 | 0 | 0 | 0 | 0 | 0 | 0
6 | 24 | 2051 | 2051-06-24 | 0.3 | 0.6 | 0.5 | 0 | 0.6 | 0 | 0 | 6 | 24 | 2051 | 2051-06-24 | 0 | 0 | 0 | 0 | 0 | 0 | 0
6 | 25 | 2051 | 2051-06-25 | 0.7 | 0.6 | 0.5 | 0 | 1.1 | 0 | 0.2 | 6 | 25 | 2051 | 2051-06-25 | 0 | 0 | 0 | 0 | 0 | 0 | 0
6 | 26 | 2051 | 2051-06-26 | 0.4 | 0.3 | 0.2 | 0 | 0.4 | 0 | 0 | 6 | 26 | 2051 | 2051-06-26 | 0 | 0 | 0 | 0 | 0 | 0 | 0
6 | 27 | 2051 | 2051-06-27 | 0.2 | 0.2 | 0.3 | 0 | 0.2 | 0 | 0 | 6 | 27 | 2051 | 2051-06-27 | 0 | 0 | 0 | 0 | 0 | 0 | 0
6 | 28 | 2051 | 2051-06-28 | 0.7 | 0.2 | 0.4 | 0 | 0.1 | 0 | 0.1 | 6 | 28 | 2051 | 2051-06-28 | 0 | 0 | 0 | 0 | 0 | 0 | 0
6 | 29 | 2051 | 2051-06-29 | 0.6 | 0 | 0.3 | 0 | 0.1 | 0 | 0 | 6 | 29 | 2051 | 2051-06-29 | 0 | 0 | 0 | 0 | 0 | 0 | 0
6 | 30 | 2051 | 2051-06-30 | 0.2 | 0.1 | 0 | 0 | 0.4 | 0 | 0 | 6 | 30 | 2051 | 2051-06-30 | 0 | 0 | 0 | 0 | 0 | 0 | 0
7 | 1 | 2051 | 2051-07-01 | 0.1 | 0 | 0 | 0 | 0.1 | 0 | 0 | 7 | 1 | 2051 | 2051-07-01 | 0 | 0 | 0 | 0 | 0 | 0 | 0
7 | 2 | 2051 | 2051-07-02 | 0 | 0 | 0 | 0 | 0.2 | 0 | 0 | 7 | 2 | 2051 | 2051-07-02 | 0 | 0 | 0 | 0 | 0 | 0 | 0
7 | 3 | 2051 | 2051-07-03 | 0.1 | 0.1 | 0.1 | 0 | 0.2 | 0 | 0 | 7 | 3 | 2051 | 2051-07-03 | 0 | 0 | 0 | 0 | 0 | 0 | 0
7 | 4 | 2051 | 2051-07-04 | 0.1 | 0 | 0 | 0 | 0.1 | 0 | 0 | 7 | 4 | 2051 | 2051-07-04 | 0 | 0 | 0 | 0 | 0 | 0 | 0
7 | 5 | 2051 | 2051-07-05 | 0 | 0 | 0 | 0 | 0 | 0 | 0 | 7 | 5 | 2051 | 2051-07-05 | 0 | 0 | 0 | 0 | 0 | 0 | 0
7 | 6 | 2051 | 2051-07-06 | 0 | 0 | 0 | 0 | 0 | 0 | 0 | 7 | 6 | 2051 | 2051-07-06 | 0 | 0 | 0 | 0 | 0 | 0 | 0
7 | 7 | 2051 | 2051-07-07 | 0 | 0.3 | 0.2 | 0 | 0.2 | 0 | 0 | 7 | 7 | 2051 | 2051-07-07 | 0 | 0 | 0 | 0 | 0 | 0 | 0
7 | 8 | 2051 | 2051-07-08 | 0 | 0.2 | 0.2 | 0 | 0.2 | 0 | 0 | 7 | 8 | 2051 | 2051-07-08 | 0 | 0 | 0 | 0 | 0 | 0 | 0
7 | 9 | 2051 | 2051-07-09 | 0 | 0.2 | 0.2 | 0 | 0.2 | 0 | 0 | 7 | 9 | 2051 | 2051-07-09 | 0 | 0 | 0 | 0 | 0 | 0 | 0
7 | 10 | 2051 | 2051-07-10 | 0 | 0.3 | 0.2 | 0 | 0 | 0 | 0 | 7 | 10 | 2051 | 2051-07-10 | 0 | 0 | 0 | 0 | 0 | 0 | 0
7 | 11 | 2051 | 2051-07-11 | 0 | 0 | 0 | 0 | 0.1 | 0 | 0 | 7 | 11 | 2051 | 2051-07-11 | 0 | 0 | 0 | 0 | 0 | 0 | 0
7 | 12 | 2051 | 2051-07-12 | 0 | 0.1 | 0.1 | 0 | 0.3 | 0 | 0 | 7 | 12 | 2051 | 2051-07-12 | 0 | 0 | 0 | 0 | 0 | 0 | 0
7 | 13 | 2051 | 2051-07-13 | 0 | 0 | 0 | 0 | 0.4 | 0 | 0 | 7 | 13 | 2051 | 2051-07-13 | 0.5 | 0 | 0 | 0 | 0 | 0 | 0
7 | 14 | 2051 | 2051-07-14 | 0 | 0 | 0 | 0 | 0 | 0 | 0 | 7 | 14 | 2051 | 2051-07-14 | 0 | 0 | 0 | 0 | 0 | 0 | 0
7 | 15 | 2051 | 2051-07-15 | 0 | 0.2 | 0.2 | 0 | 0 | 0 | 0 | 7 | 15 | 2051 | 2051-07-15 | 0 | 0 | 0 | 0 | 0 | 0 | 0
7 | 16 | 2051 | 2051-07-16 | 0 | 0.3 | 0.2 | 0 | 0 | 0 | 0 | 7 | 16 | 2051 | 2051-07-16 | 0 | 0 | 0 | 0 | 0 | 0 | 0
7 | 17 | 2051 | 2051-07-17 | 0 | 0 | 0 | 0 | 0.1 | 0 | 0 | 7 | 17 | 2051 | 2051-07-17 | 0 | 0 | 0 | 0 | 0 | 0 | 0
7 | 18 | 2051 | 2051-07-18 | 0 | 0 | 0 | 0 | 0 | 0 | 0 | 7 | 18 | 2051 | 2051-07-18 | 0 | 0 | 0 | 0 | 0 | 0 | 0
7 | 19 | 2051 | 2051-07-19 | 0 | 0 | 0 | 0 | 0 | 0 | 0 | 7 | 19 | 2051 | 2051-07-19 | 0 | 0 | 0 | 0 | 0 | 0 | 0
7 | 20 | 2051 | 2051-07-20 | 0 | 0 | 0 | 0 | 0 | 0 | 0 | 7 | 20 | 2051 | 2051-07-20 | 0 | 0 | 0 | 0 | 0 | 0 | 0
7 | 21 | 2051 | 2051-07-21 | 0 | 0 | 0 | 0 | 0 | 0 | 0 | 7 | 21 | 2051 | 2051-07-21 | 0 | 0 | 0 | 0 | 0 | 0 | 0
7 | 22 | 2051 | 2051-07-22 | 0 | 0 | 0 | 0 | 0.1 | 0 | 0 | 7 | 22 | 2051 | 2051-07-22 | 0 | 0 | 1 | 0 | 1 | 0 | 0
7 | 23 | 2051 | 2051-07-23 | 0 | 0.1 | 0 | 0 | 0 | 0 | 0 | 7 | 23 | 2051 | 2051-07-23 | 0 | 0 | 0 | 0 | 0 | 0 | 0
7 | 24 | 2051 | 2051-07-24 | 0 | 0 | 0 | 0 | 0 | 0 | 0 | 7 | 24 | 2051 | 2051-07-24 | 0 | 0 | 0 | 0 | 0 | 0 | 0
7 | 25 | 2051 | 2051-07-25 | 0 | 0 | 0.1 | 0 | 0 | 0 | 0 | 7 | 25 | 2051 | 2051-07-25 | 0 | 0 | 0 | 0 | 0 | 0 | 0
7 | 26 | 2051 | 2051-07-26 | 0 | 0 | 0 | 0 | 0 | 0 | 0 | 7 | 26 | 2051 | 2051-07-26 | 0 | 0 | 0 | 0 | 1.5 | 0 | 0
7 | 27 | 2051 | 2051-07-27 | 0 | 0.1 | 0 | 0 | 0.1 | 0 | 0 | 7 | 27 | 2051 | 2051-07-27 | 3 | 0 | 1.5 | 0 | 3.5 | 0 | 0
7 | 28 | 2051 | 2051-07-28 | 0 | 0.1 | 0.1 | 0 | 0.1 | 0 | 0 | 7 | 28 | 2051 | 2051-07-28 | 4 | 0 | 0 | 0 | 0 | 0 | 0
7 | 29 | 2051 | 2051-07-29 | 0 | 0.1 | 0.1 | 0 | 0 | 0 | 0 | 7 | 29 | 2051 | 2051-07-29 | 0 | 0 | 0 | 0 | 0 | 0 | 0
7 | 30 | 2051 | 2051-07-30 | 0 | 0 | 0 | 0 | 0 | 0 | 0 | 7 | 30 | 2051 | 2051-07-30 | 0 | 0 | 0 | 0 | 0 | 0 | 0
7 | 31 | 2051 | 2051-07-31 | 0 | 0 | 0 | 0 | 0 | 0 | 0 | 7 | 31 | 2051 | 2051-07-31 | 0 | 0 | 0 | 0 | 0 | 0 | 0
8 | 1 | 2051 | 2051-08-01 | 0 | 0 | 0 | 0 | 0 | 0 | 0 | 8 | 1 | 2051 | 2051-08-01 | 0 | 0 | 0 | 0 | 0 | 0 | 0
8 | 2 | 2051 | 2051-08-02 | 0 | 0 | 0 | 0 | 0.1 | 0 | 0 | 8 | 2 | 2051 | 2051-08-02 | 0 | 0 | 0 | 0 | 0 | 0 | 0
8 | 3 | 2051 | 2051-08-03 | 0.1 | 0 | 0 | 0 | 0.2 | 0 | 0 | 8 | 3 | 2051 | 2051-08-03 | 0 | 0 | 0 | 0 | 0 | 0 | 0
8 | 4 | 2051 | 2051-08-04 | 0 | 0 | 0 | 0 | 0 | 0 | 0 | 8 | 4 | 2051 | 2051-08-04 | 0 | 0 | 0 | 0 | 0 | 0 | 0
8 | 5 | 2051 | 2051-08-05 | 0 | 0 | 0 | 0 | 0 | 0 | 0 | 8 | 5 | 2051 | 2051-08-05 | 0 | 0 | 1 | 0 | 0 | 0 | 0
8 | 6 | 2051 | 2051-08-06 | 0 | 0 | 0 | 0 | 0 | 0 | 0 | 8 | 6 | 2051 | 2051-08-06 | 1.5 | 0 | 0 | 0 | 0 | 0 | 0
8 | 7 | 2051 | 2051-08-07 | 0 | 0 | 0 | 0 | 0 | 0 | 0 | 8 | 7 | 2051 | 2051-08-07 | 0 | 0 | 0 | 0 | 0 | 0 | 0
8 | 8 | 2051 | 2051-08-08 | 0 | 0 | 0 | 0 | 0 | 0 | 0 | 8 | 8 | 2051 | 2051-08-08 | 0 | 0 | 0 | 0 | 0 | 0 | 0
8 | 9 | 2051 | 2051-08-09 | 0 | 0.2 | 0 | 0 | 0 | 0 | 0 | 8 | 9 | 2051 | 2051-08-09 | 0 | 0 | 0 | 0 | 0 | 0 | 0
8 | 10 | 2051 | 2051-08-10 | 0 | 0.2 | 0.1 | 0 | 0.1 | 0 | 0 | 8 | 10 | 2051 | 2051-08-10 | 0 | 0 | 0 | 0 | 0 | 0 | 0
8 | 11 | 2051 | 2051-08-11 | 0 | 0 | 0 | 0 | 0.1 | 0 | 0 | 8 | 11 | 2051 | 2051-08-11 | 0 | 0 | 0 | 0 | 0 | 0 | 0
8 | 12 | 2051 | 2051-08-12 | 0 | 0 | 0 | 0 | 0.1 | 0 | 0 | 8 | 12 | 2051 | 2051-08-12 | 0 | 0 | 0 | 0 | 0 | 0 | 0
8 | 13 | 2051 | 2051-08-13 | 0 | 0 | 0.1 | 0 | 0 | 0 | 0 | 8 | 13 | 2051 | 2051-08-13 | 0 | 0 | 0 | 0 | 0 | 0 | 0
8 | 14 | 2051 | 2051-08-14 | 0 | 0 | 0.1 | 0 | 0 | 0 | 0 | 8 | 14 | 2051 | 2051-08-14 | 0 | 0 | 1 | 0 | 0 | 0 | 0
8 | 15 | 2051 | 2051-08-15 | 0 | 0 | 0 | 0 | 0 | 0 | 0 | 8 | 15 | 2051 | 2051-08-15 | 0 | 0 | 0 | 0 | 0 | 0 | 0
8 | 16 | 2051 | 2051-08-16 | 0 | 0.1 | 0 | 0 | 0.2 | 0 | 0 | 8 | 16 | 2051 | 2051-08-16 | 0 | 0 | 0 | 0 | 1 | 0 | 0
8 | 17 | 2051 | 2051-08-17 | 0 | 0.1 | 0.1 | 0 | 0 | 0 | 0 | 8 | 17 | 2051 | 2051-08-17 | 0 | 0 | 0 | 0 | 0 | 0 | 0
8 | 18 | 2051 | 2051-08-18 | 0 | 0 | 0.1 | 0 | 0 | 0 | 0 | 8 | 18 | 2051 | 2051-08-18 | 0 | 0 | 0 | 0 | 0 | 0 | 0
8 | 19 | 2051 | 2051-08-19 | 0 | 0.1 | 0.1 | 0 | 0.2 | 0 | 0 | 8 | 19 | 2051 | 2051-08-19 | 0 | 0 | 0 | 0 | 0 | 0 | 0
8 | 20 | 2051 | 2051-08-20 | 0.1 | 0 | 0.1 | 0 | 0.1 | 0 | 0 | 8 | 20 | 2051 | 2051-08-20 | 0 | 0 | 0 | 0 | 0 | 0 | 0
8 | 21 | 2051 | 2051-08-21 | 0 | 0.2 | 0 | 0 | 0.4 | 0 | 0 | 8 | 21 | 2051 | 2051-08-21 | 0 | 0 | 0 | 0 | 0 | 0 | 0
8 | 22 | 2051 | 2051-08-22 | 0 | 0 | 0 | 0 | 0.3 | 0 | 0.1 | 8 | 22 | 2051 | 2051-08-22 | 0 | 0 | 0 | 0 | 1.5 | 0 | 0
8 | 23 | 2051 | 2051-08-23 | 0 | 0 | 0 | 0 | 0 | 0 | 0 | 8 | 23 | 2051 | 2051-08-23 | 0 | 0 | 0 | 0 | 0 | 0 | 0
8 | 24 | 2051 | 2051-08-24 | 0 | 0 | 0 | 0 | 0.1 | 0 | 0 | 8 | 24 | 2051 | 2051-08-24 | 0 | 0 | 0 | 0 | 0 | 0 | 0
8 | 25 | 2051 | 2051-08-25 | 0 | 0 | 0 | 0 | 0 | 0 | 0 | 8 | 25 | 2051 | 2051-08-25 | 0 | 0 | 1 | 0 | 0 | 0 | 0
8 | 26 | 2051 | 2051-08-26 | 0 | 0 | 0 | 0 | 0 | 0 | 0 | 8 | 26 | 2051 | 2051-08-26 | 0 | 0 | 0 | 0 | 0 | 0 | 0
8 | 27 | 2051 | 2051-08-27 | 0.2 | 0 | 0.1 | 0 | 0.1 | 0 | 0 | 8 | 27 | 2051 | 2051-08-27 | 0 | 0 | 0 | 0 | 0 | 0 | 0
8 | 28 | 2051 | 2051-08-28 | 0.2 | 0 | 0.1 | 0 | 0.3 | 0 | 0.1 | 8 | 28 | 2051 | 2051-08-28 | 0 | 0 | 0 | 0 | 0 | 0 | 0
8 | 29 | 2051 | 2051-08-29 | 0.2 | 0.1 | 0.2 | 0 | 0.4 | 0 | 0.1 | 8 | 29 | 2051 | 2051-08-29 | 0 | 0 | 0.5 | 0 | 0 | 0 | 0
8 | 30 | 2051 | 2051-08-30 | 0.3 | 0.3 | 0.3 | 0 | 0.7 | 0 | 0 | 8 | 30 | 2051 | 2051-08-30 | 4.5 | 0 | 0 | 0 | 2.5 | 0 | 0
8 | 31 | 2051 | 2051-08-31 | 0 | 0.3 | 0.1 | 0 | 0.4 | 0 | 0 | 8 | 31 | 2051 | 2051-08-31 | 2 | 0 | 0.5 | 0 | 1.5 | 0 | 0
9 | 1 | 2051 | 2051-09-01 | 0.8 | 0 | 0.3 | 0 | 0.5 | 0 | 0.3 | 9 | 1 | 2051 | 2051-09-01 | 0 | 0.5 | 1 | 0 | 0 | 0 | 0
9 | 2 | 2051 | 2051-09-02 | 0.8 | 0 | 0.3 | 0.2 | 0.9 | 0.3 | 0.1 | 9 | 2 | 2051 | 2051-09-02 | 1.5 | 4 | 3 | 0 | 1.5 | 0 | 0
9 | 3 | 2051 | 2051-09-03 | 0.1 | 0 | 0.2 | 0 | 0.3 | 0 | 0 | 9 | 3 | 2051 | 2051-09-03 | 5 | 3.5 | 8.5 | 0 | 9 | 0 | 3.5
9 | 4 | 2051 | 2051-09-04 | 0.2 | 0.1 | 0.2 | 0 | 0.8 | 0 | 0 | 9 | 4 | 2051 | 2051-09-04 | 13.5 | 4 | 6 | 8 | 13 | 3.5 | 4.5
9 | 5 | 2051 | 2051-09-05 | 0.9 | 0 | 0.3 | 0 | 0.7 | 0 | 0 | 9 | 5 | 2051 | 2051-09-05 | 11 | 6 | 7.5 | 2 | 13 | 0.5 | 0
9 | 6 | 2051 | 2051-09-06 | 0.5 | 0 | 0 | 0 | 0.4 | 0 | 0.1 | 9 | 6 | 2051 | 2051-09-06 | 11 | 3.5 | 6.5 | 3 | 8.5 | 0.5 | 3.5
9 | 7 | 2051 | 2051-09-07 | 0.2 | 0 | 0.5 | 0 | 0.6 | 0 | 0 | 9 | 7 | 2051 | 2051-09-07 | 9 | 1 | 0 | 1.5 | 5.5 | 0 | 0
9 | 8 | 2051 | 2051-09-08 | 0.9 | 0 | 0.2 | 0 | 0.8 | 0 | 0 | 9 | 8 | 2051 | 2051-09-08 | 5 | 0 | 0 | 0 | 0.5 | 0 | 0
9 | 9 | 2051 | 2051-09-09 | 0.3 | 0 | 0 | 0 | 0.5 | 0 | 0 | 9 | 9 | 2051 | 2051-09-09 | 0 | 0 | 0 | 0 | 0 | 0 | 0
9 | 10 | 2051 | 2051-09-10 | 0.3 | 0.1 | 0.4 | 0 | 0.8 | 0 | 0.1 | 9 | 10 | 2051 | 2051-09-10 | 0 | 0 | 0 | 0 | 0 | 0 | 0
9 | 11 | 2051 | 2051-09-11 | 0.5 | 0.4 | 0.4 | 0.2 | 1.2 | 0.1 | 0.6 | 9 | 11 | 2051 | 2051-09-11 | 0 | 0 | 0 | 0 | 0 | 0 | 0
9 | 12 | 2051 | 2051-09-12 | 0.9 | 0.2 | 0.3 | 0.1 | 0.5 | 0 | 0.2 | 9 | 12 | 2051 | 2051-09-12 | 0 | 0 | 0 | 0 | 0 | 0 | 0
9 | 13 | 2051 | 2051-09-13 | 0.7 | 0 | 0.1 | 0 | 0.4 | 0 | 0 | 9 | 13 | 2051 | 2051-09-13 | 0 | 0 | 0 | 0 | 0 | 0 | 0
9 | 14 | 2051 | 2051-09-14 | 0.8 | 0.1 | 0.3 | 0 | 0.5 | 0 | 0.1 | 9 | 14 | 2051 | 2051-09-14 | 6 | 4.5 | 5.5 | 1.5 | 5.5 | 0 | 3
9 | 15 | 2051 | 2051-09-15 | 0.7 | 0.2 | 0.2 | 0.1 | 1.1 | 0 | 0.4 | 9 | 15 | 2051 | 2051-09-15 | 11 | 5 | 12 | 7 | 17.5 | 3 | 10.5
9 | 16 | 2051 | 2051-09-16 | 1.6 | 0.6 | 0.6 | 0 | 1.9 | 0 | 0.5 | 9 | 16 | 2051 | 2051-09-16 | 12 | 5.5 | 4.5 | 1.5 | 12 | 0 | 7
9 | 17 | 2051 | 2051-09-17 | 1.5 | 0.7 | 0.8 | 0 | 2.8 | 0 | 0.6 | 9 | 17 | 2051 | 2051-09-17 | 9 | 2 | 1 | 1 | 7 | 0 | 0
9 | 18 | 2051 | 2051-09-18 | 2 | 1.1 | 1.2 | 0.1 | 1.7 | 0 | 0.5 | 9 | 18 | 2051 | 2051-09-18 | 9 | 0 | 0 | 0 | 5.5 | 0 | 0
9 | 19 | 2051 | 2051-09-19 | 2.5 | 0.9 | 1 | 0 | 1.6 | 0 | 0.3 | 9 | 19 | 2051 | 2051-09-19 | 5 | 0 | 0 | 0 | 4.5 | 0 | 0
9 | 20 | 2051 | 2051-09-20 | 2.9 | 0.9 | 0.9 | 0.2 | 1.9 | 0.1 | 0.3 | 9 | 20 | 2051 | 2051-09-20 | 0 | 0.5 | 0 | 0 | 0 | 0 | 0
9 | 21 | 2051 | 2051-09-21 | 3.1 | 0.7 | 1.2 | 0.4 | 2 | 0 | 0.6 | 9 | 21 | 2051 | 2051-09-21 | 2.5 | 6.5 | 4 | 0 | 1.5 | 0 | 0
9 | 22 | 2051 | 2051-09-22 | 2 | 0.8 | 1.2 | 0.2 | 1.8 | 0 | 0.9 | 9 | 22 | 2051 | 2051-09-22 | 4.5 | 9 | 10 | 1 | 2.5 | 0 | 0
9 | 23 | 2051 | 2051-09-23 | 2.8 | 1.4 | 1.8 | 0 | 2.1 | 0 | 0.6 | 9 | 23 | 2051 | 2051-09-23 | 1.5 | 6 | 7.5 | 0 | 7 | 0 | 2
9 | 24 | 2051 | 2051-09-24 | 3 | 1.6 | 2.5 | 0.3 | 3.1 | 0 | 0.9 | 9 | 24 | 2051 | 2051-09-24 | 0 | 0 | 2.5 | 0 | 0 | 0 | 0
9 | 25 | 2051 | 2051-09-25 | 3.9 | 1.9 | 2.5 | 0.5 | 3.5 | 0.1 | 0.8 | 9 | 25 | 2051 | 2051-09-25 | 0.5 | 4.5 | 3.5 | 0 | 0 | 0 | 0
9 | 26 | 2051 | 2051-09-26 | 5.3 | 1.9 | 2.4 | 0.5 | 4.6 | 0 | 1.2 | 9 | 26 | 2051 | 2051-09-26 | 2.5 | 7 | 7.5 | 0 | 6.5 | 0 | 0
9 | 27 | 2051 | 2051-09-27 | 4.9 | 2 | 1.6 | 0.9 | 3.9 | 0.4 | 1.3 | 9 | 27 | 2051 | 2051-09-27 | 7 | 11.5 | 11.5 | 8.5 | 13 | 4.5 | 7
9 | 28 | 2051 | 2051-09-28 | 3.4 | 2 | 1.5 | 0.6 | 3.3 | 0.4 | 2.2 | 9 | 28 | 2051 | 2051-09-28 | 9.5 | 5.5 | 0 | 6.5 | 10 | 2 | 4
9 | 29 | 2051 | 2051-09-29 | 3.9 | 2 | 2.6 | 1 | 4.1 | 0.2 | 1.8 | 9 | 29 | 2051 | 2051-09-29 | 2.5 | 5.5 | 1.5 | 0.5 | 6 | 0 | 1
9 | 30 | 2051 | 2051-09-30 | 5.4 | 2.5 | 3 | 1.6 | 6 | 0.4 | 2.2 | 9 | 30 | 2051 | 2051-09-30 | 4.5 | 5 | 4.5 | 1.5 | 5.5 | 0 | 0
10 | 1 | 2051 | 2051-10-01 | 7.7 | 3.4 | 3.8 | 3.2 | 8.1 | 1.3 | 3.1 | 10 | 1 | 2051 | 2051-10-01 | 2.5 | 5.5 | 3.5 | 0 | 3 | 0 | 0
10 | 2 | 2051 | 2051-10-02 | 7.8 | 4 | 3.9 | 3.5 | 8.3 | 2.3 | 3.7 | 10 | 2 | 2051 | 2051-10-02 | 0 | 7 | 8.5 | 0 | 3 | 0 | 0
10 | 3 | 2051 | 2051-10-03 | 7.2 | 3.4 | 2.8 | 3.2 | 6.6 | 1.5 | 4.2 | 10 | 3 | 2051 | 2051-10-03 | 6 | 0 | 7.5 | 5.5 | 14.5 | 1.5 | 0
10 | 4 | 2051 | 2051-10-04 | 6.4 | 3.5 | 2.4 | 2.2 | 6 | 0.9 | 3 | 10 | 4 | 2051 | 2051-10-04 | 6.5 | 0 | 0 | 6 | 12 | 3 | 0
10 | 5 | 2051 | 2051-10-05 | 6.4 | 4.2 | 3.5 | 2.7 | 6.2 | 1.5 | 2.8 | 10 | 5 | 2051 | 2051-10-05 | 9.5 | 3.5 | 2 | 2 | 10.5 | 0.5 | 1.5
10 | 6 | 2051 | 2051-10-06 | 8.7 | 4.6 | 4 | 3.4 | 6.5 | 2 | 4 | 10 | 6 | 2051 | 2051-10-06 | 5 | 6 | 7 | 1.5 | 4 | 0 | 2
10 | 7 | 2051 | 2051-10-07 | 9 | 3.6 | 4.5 | 3.8 | 6.6 | 2.5 | 4.6 | 10 | 7 | 2051 | 2051-10-07 | 3 | 2 | 4 | 0 | 0 | 0 | 0
10 | 8 | 2051 | 2051-10-08 | 8 | 4.7 | 4.5 | 3.4 | 6.1 | 2.3 | 5 | 10 | 8 | 2051 | 2051-10-08 | 0.5 | 0 | 0 | 0 | 0 | 0 | 0
10 | 9 | 2051 | 2051-10-09 | 7.9 | 5.2 | 4.7 | 2.9 | 5.6 | 2.2 | 4.5 | 10 | 9 | 2051 | 2051-10-09 | 0 | 0 | 4.5 | 0 | 0 | 0 | 0
10 | 10 | 2051 | 2051-10-10 | 7.1 | 4.5 | 4.8 | 3.2 | 5.1 | 2 | 4 | 10 | 10 | 2051 | 2051-10-10 | 0 | 0 | 1.5 | 0 | 0 | 0 | 0
10 | 11 | 2051 | 2051-10-11 | 8.3 | 5.5 | 4.7 | 3.3 | 6 | 2.1 | 4.5 | 10 | 11 | 2051 | 2051-10-11 | 4.5 | 3 | 10 | 0 | 6.5 | 0 | 0
10 | 12 | 2051 | 2051-10-12 | 9.4 | 5.3 | 4.7 | 3.7 | 6.4 | 1.8 | 4.1 | 10 | 12 | 2051 | 2051-10-12 | 8.5 | 5 | 7 | 1 | 3 | 0 | 0
10 | 13 | 2051 | 2051-10-13 | 8.9 | 4.9 | 5 | 3.6 | 6.6 | 2.4 | 4.9 | 10 | 13 | 2051 | 2051-10-13 | 7 | 7.5 | 4.5 | 0 | 5.5 | 0 | 0
10 | 14 | 2051 | 2051-10-14 | 10.7 | 5.2 | 5.1 | 3.9 | 6.8 | 3.2 | 5.8 | 10 | 14 | 2051 | 2051-10-14 | 6 | 11.5 | 8 | 2 | 8 | 0 | 3.5
10 | 15 | 2051 | 2051-10-15 | 9.3 | 5.2 | 5.3 | 3.9 | 7.5 | 3.2 | 5.7 | 10 | 15 | 2051 | 2051-10-15 | 6.5 | 5 | 0 | 6.5 | 8 | 4 | 1.5
10 | 16 | 2051 | 2051-10-16 | 9.1 | 5.6 | 5.2 | 3.5 | 6.9 | 3.1 | 5.7 | 10 | 16 | 2051 | 2051-10-16 | 5 | 3.5 | 3 | 4 | 7.5 | 2 | 1
10 | 17 | 2051 | 2051-10-17 | 10 | 5.3 | 5.3 | 4.4 | 7.1 | 3.9 | 5.4 | 10 | 17 | 2051 | 2051-10-17 | 7.5 | 5 | 2.5 | 2 | 8.5 | 0.5 | 0
10 | 18 | 2051 | 2051-10-18 | 10.6 | 6.1 | 5.4 | 4.8 | 8.4 | 4.4 | 5.7 | 10 | 18 | 2051 | 2051-10-18 | 2 | 3 | 3.5 | 0 | 2 | 0 | 1
10 | 19 | 2051 | 2051-10-19 | 12 | 5.9 | 6 | 5.5 | 8.1 | 4 | 6.3 | 10 | 19 | 2051 | 2051-10-19 | 8 | 3.5 | 1 | 2 | 10 | 0 | 0
10 | 20 | 2051 | 2051-10-20 | 11.7 | 5.9 | 6.6 | 6.3 | 8.6 | 4.6 | 7 | 10 | 20 | 2051 | 2051-10-20 | 9.5 | 7 | 6 | 3 | 12.5 | 0 | 3
10 | 21 | 2051 | 2051-10-21 | 13.9 | 6.1 | 6.3 | 5.8 | 8.3 | 4.6 | 6.8 | 10 | 21 | 2051 | 2051-10-21 | 14.5 | 12 | 10 | 6 | 9.5 | 4 | 7
10 | 22 | 2051 | 2051-10-22 | 14 | 7.2 | 8.3 | 6.7 | 10.5 | 5 | 9.1 | 10 | 22 | 2051 | 2051-10-22 | 11 | 9.5 | 8 | 6.5 | 13 | 3 | 6
10 | 23 | 2051 | 2051-10-23 | 14.1 | 7.6 | 8.4 | 8 | 11.2 | 6.3 | 9.5 | 10 | 23 | 2051 | 2051-10-23 | 20 | 11.5 | 12 | 9.5 | 18 | 6.5 | 10.5
10 | 24 | 2051 | 2051-10-24 | 13.2 | 7.7 | 9.2 | 6.9 | 10.5 | 6.3 | 9.7 | 10 | 24 | 2051 | 2051-10-24 | 14.5 | 15.5 | 9 | 12 | 10 | 8.5 | 8
10 | 25 | 2051 | 2051-10-25 | 14.6 | 8.3 | 8.5 | 7.8 | 10.2 | 5.9 | 10.3 | 10 | 25 | 2051 | 2051-10-25 | 9 | 4.5 | 7.5 | 15.5 | 17 | 10.5 | 10
10 | 26 | 2051 | 2051-10-26 | 15.4 | 7.9 | 8.8 | 8.8 | 11.3 | 7.3 | 10.3 | 10 | 26 | 2051 | 2051-10-26 | 15 | 5 | 7.5 | 8.5 | 12.5 | 5.5 | 5
10 | 27 | 2051 | 2051-10-27 | 15.4 | 8 | 10.2 | 9.6 | 11.7 | 7.8 | 11.3 | 10 | 27 | 2051 | 2051-10-27 | 19 | 6.5 | 8 | 11.5 | 19.5 | 7 | 11
10 | 28 | 2051 | 2051-10-28 | 15.5 | 8 | 9.5 | 8.6 | 13 | 8.2 | 11.3 | 10 | 28 | 2051 | 2051-10-28 | 20.5 | 10.5 | 9.5 | 16 | 11 | 15 | 9.5
10 | 29 | 2051 | 2051-10-29 | 16.3 | 9.5 | 10 | 10.9 | 13.9 | 8.9 | 13.2 | 10 | 29 | 2051 | 2051-10-29 | 17 | 5.5 | 5.5 | 5 | 12.5 | 3.5 | 10.5
10 | 30 | 2051 | 2051-10-30 | 17.4 | 9.6 | 10 | 11.1 | 14.1 | 9.1 | 14 | 10 | 30 | 2051 | 2051-10-30 | 22.5 | 3 | 1 | 0.5 | 10 | 0 | 0
10 | 31 | 2051 | 2051-10-31 | 17.4 | 8.8 | 10.7 | 11.1 | 13 | 9.2 | 13.5 | 10 | 31 | 2051 | 2051-10-31 | 7.5 | 4.5 | 4.5 | 0.5 | 1 | 3 | 0.5
11 | 1 | 2051 | 2051-11-01 | 18.8 | 10.6 | 11.3 | 11.9 | 14.1 | 10.4 | 13.6 | 11 | 1 | 2051 | 2051-11-01 | 11 | 9 | 10 | 7.5 | 13 | 6 | 9.5
11 | 2 | 2051 | 2051-11-02 | 18.6 | 10.7 | 11.3 | 10.9 | 14.8 | 11 | 12.8 | 11 | 2 | 2051 | 2051-11-02 | 21.5 | 15 | 11 | 13 | 21 | 11.5 | 10.5
11 | 3 | 2051 | 2051-11-03 | 19.3 | 10.2 | 11.7 | 12.6 | 14.5 | 11.1 | 15.5 | 11 | 3 | 2051 | 2051-11-03 | 24.5 | 16 | 17 | 19.5 | 23.5 | 18 | 15.5
11 | 4 | 2051 | 2051-11-04 | 18.9 | 11.3 | 11.9 | 12.6 | 15.6 | 12.1 | 16.4 | 11 | 4 | 2051 | 2051-11-04 | 28 | 18 | 20 | 20.5 | 26.5 | 18.5 | 20
11 | 5 | 2051 | 2051-11-05 | 19.8 | 10.9 | 12.7 | 13.9 | 15.4 | 11.6 | 16.2 | 11 | 5 | 2051 | 2051-11-05 | 28 | 15 | 14.5 | 16.5 | 20 | 16 | 12.5
11 | 6 | 2051 | 2051-11-06 | 20.4 | 11.7 | 12.4 | 14.6 | 16.6 | 13.3 | 16.9 | 11 | 6 | 2051 | 2051-11-06 | 22 | 9.5 | 15.5 | 10 | 18.5 | 10.5 | 16.5
11 | 7 | 2051 | 2051-11-07 | 20.2 | 11 | 12.8 | 14.2 | 15.4 | 12.1 | 16.7 | 11 | 7 | 2051 | 2051-11-07 | 22.5 | 6 | 10 | 5.5 | 16.5 | 6.5 | 18
11 | 8 | 2051 | 2051-11-08 | 20.2 | 10.8 | 13 | 14.9 | 16.7 | 12.5 | 17.8 | 11 | 8 | 2051 | 2051-11-08 | 18.5 | 13 | 12.5 | 10.5 | 18 | 7 | 11
11 | 9 | 2051 | 2051-11-09 | 21.9 | 11.9 | 13.5 | 16.1 | 19.3 | 14.2 | 17.8 | 11 | 9 | 2051 | 2051-11-09 | 24 | 14.5 | 21 | 17 | 24 | 15 | 15
11 | 10 | 2051 | 2051-11-10 | 22.3 | 12.5 | 13.8 | 16.5 | 18.6 | 15 | 19.5 | 11 | 10 | 2051 | 2051-11-10 | 27.5 | 19 | 22 | 16 | 26.5 | 15 | 20.5
11 | 11 | 2051 | 2051-11-11 | 24 | 12.4 | 14.1 | 15.6 | 17 | 15.5 | 20.2 | 11 | 11 | 2051 | 2051-11-11 | 31 | 13.5 | 16 | 15.5 | 24.5 | 13 | 15
11 | 12 | 2051 | 2051-11-12 | 23.7 | 12.8 | 13.9 | 13.6 | 16 | 13.5 | 18.2 | 11 | 12 | 2051 | 2051-11-12 | 26.5 | 14.5 | 20 | 17.5 | 22 | 13 | 22.5
11 | 13 | 2051 | 2051-11-13 | 20.9 | 12.7 | 13.2 | 14.2 | 15.1 | 13.4 | 18.3 | 11 | 13 | 2051 | 2051-11-13 | 18.5 | 8 | 10 | 2 | 8 | 2.5 | 1.5
11 | 14 | 2051 | 2051-11-14 | 20.1 | 12.2 | 13 | 12.8 | 14.3 | 11.7 | 16.1 | 11 | 14 | 2051 | 2051-11-14 | 16.5 | 13.5 | 16.5 | 3 | 10 | 2.5 | 2
11 | 15 | 2051 | 2051-11-15 | 20.3 | 14.3 | 14 | 14 | 16.3 | 11.2 | 16.9 | 11 | 15 | 2051 | 2051-11-15 | 19.5 | 16.5 | 21 | 12.5 | 21.5 | 10 | 16
11 | 16 | 2051 | 2051-11-16 | 21 | 12 | 14.4 | 15.3 | 17.7 | 14.1 | 17.5 | 11 | 16 | 2051 | 2051-11-16 | 27 | 18.5 | 23.5 | 20 | 26.5 | 19.5 | 24
11 | 17 | 2051 | 2051-11-17 | 23.6 | 13.8 | 14.9 | 14.7 | 18.5 | 13.5 | 18.8 | 11 | 17 | 2051 | 2051-11-17 | 20.5 | 9.5 | 10.5 | 8 | 14.5 | 7.5 | 9.5
11 | 18 | 2051 | 2051-11-18 | 23.7 | 14.1 | 15.7 | 16.6 | 18.6 | 14.1 | 18.8 | 11 | 18 | 2051 | 2051-11-18 | 26 | 18 | 14.5 | 16.5 | 17.5 | 16 | 16
11 | 19 | 2051 | 2051-11-19 | 23.5 | 13.4 | 14.5 | 15.3 | 17.4 | 13.3 | 19.1 | 11 | 19 | 2051 | 2051-11-19 | 30 | 21.5 | 17.5 | 21 | 16 | 18.5 | 22.5
11 | 20 | 2051 | 2051-11-20 | 23.8 | 14.7 | 15.6 | 14.8 | 17.9 | 13.8 | 19.2 | 11 | 20 | 2051 | 2051-11-20 | 36.5 | 24 | 19.5 | 24 | 24.5 | 25.5 | 25.5
11 | 21 | 2051 | 2051-11-21 | 23.2 | 16.1 | 16.8 | 16.4 | 19.2 | 15.1 | 20.2 | 11 | 21 | 2051 | 2051-11-21 | 43 | 24 | 19 | 30 | 27 | 31 | 28.5
11 | 22 | 2051 | 2051-11-22 | 23.2 | 16.4 | 17.1 | 17.3 | 19.7 | 15.7 | 21.9 | 11 | 22 | 2051 | 2051-11-22 | 39 | 22.5 | 19 | 36.5 | 33 | 32.5 | 29.5
11 | 23 | 2051 | 2051-11-23 | 24 | 16.9 | 16.7 | 17.8 | 20.6 | 16 | 22 | 11 | 23 | 2051 | 2051-11-23 | 33 | 20 | 21.5 | 34 | 22 | 32 | 34.5
11 | 24 | 2051 | 2051-11-24 | 24.3 | 16.8 | 17 | 17.3 | 20.3 | 16 | 23.4 | 11 | 24 | 2051 | 2051-11-24 | 31.5 | 19.5 | 19.5 | 30.5 | 23 | 31 | 24
11 | 25 | 2051 | 2051-11-25 | 26.5 | 17.5 | 17 | 19.1 | 23.2 | 17.5 | 23 | 11 | 25 | 2051 | 2051-11-25 | 32.5 | 19.5 | 20.5 | 37.5 | 36.5 | 34 | 25
11 | 26 | 2051 | 2051-11-26 | 27.1 | 15.4 | 16.6 | 18.3 | 22.2 | 16.7 | 22.4 | 11 | 26 | 2051 | 2051-11-26 | 41 | 24 | 22 | 41 | 45.5 | 37.5 | 27.5
11 | 27 | 2051 | 2051-11-27 | 28.9 | 15.4 | 17.2 | 20.6 | 23 | 17.3 | 24.2 | 11 | 27 | 2051 | 2051-11-27 | 48 | 23.5 | 22.5 | 41 | 49.5 | 38.5 | 34.5
11 | 28 | 2051 | 2051-11-28 | 27.5 | 16.6 | 18.8 | 20.6 | 23.7 | 18.8 | 25.5 | 11 | 28 | 2051 | 2051-11-28 | 48.5 | 26 | 25.5 | 39.5 | 51.5 | 35.5 | 38.5
11 | 29 | 2051 | 2051-11-29 | 28.2 | 18.7 | 19.3 | 21 | 22.8 | 19.8 | 25.5 | 11 | 29 | 2051 | 2051-11-29 | 49 | 26.5 | 26.5 | 37 | 47.5 | 36 | 40
11 | 30 | 2051 | 2051-11-30 | 30.2 | 19.5 | 19.9 | 23 | 25.3 | 22.5 | 26.5 | 11 | 30 | 2051 | 2051-11-30 | 42.5 | 27 | 26 | 39 | 51 | 36 | 37
12 | 1 | 2051 | 2051-12-01 | 30.7 | 18.1 | 18.7 | 22.5 | 24.1 | 20.9 | 25.3 | 12 | 1 | 2051 | 2051-12-01 | 39 | 17.5 | 18 | 37.5 | 45.5 | 35 | 33.5
12 | 2 | 2051 | 2051-12-02 | 28.5 | 16.4 | 16.8 | 20.3 | 23.6 | 18 | 25.5 | 12 | 2 | 2051 | 2051-12-02 | 38 | 14.5 | 15.5 | 34.5 | 26.5 | 33.5 | 30.5
12 | 3 | 2051 | 2051-12-03 | 28.3 | 16.7 | 17.2 | 20.2 | 22.3 | 19.4 | 25.1 | 12 | 3 | 2051 | 2051-12-03 | 26.5 | 5 | 10 | 23 | 14 | 19 | 26.5
12 | 4 | 2051 | 2051-12-04 | 28.8 | 17.7 | 18.7 | 21.3 | 23.3 | 20.3 | 26.1 | 12 | 4 | 2051 | 2051-12-04 | 27 | 12.5 | 14 | 23.5 | 22 | 16.5 | 28
12 | 5 | 2051 | 2051-12-05 | 29.9 | 17 | 18.1 | 22.1 | 23.8 | 21.2 | 25.9 | 12 | 5 | 2051 | 2051-12-05 | 28.5 | 8.5 | 15.5 | 17.5 | 16 | 14 | 30
12 | 6 | 2051 | 2051-12-06 | 29 | 17 | 17.9 | 22.7 | 24.4 | 20.5 | 27.2 | 12 | 6 | 2051 | 2051-12-06 | 20.5 | 7.5 | 10.5 | 7 | 9 | 8 | 17.5
12 | 7 | 2051 | 2051-12-07 | 31.2 | 17.4 | 18.7 | 24.3 | 26.4 | 22.5 | 28.1 | 12 | 7 | 2051 | 2051-12-07 | 17 | 9 | 11.5 | 7 | 0.5 | 6 | 18.5
12 | 8 | 2051 | 2051-12-08 | 30.4 | 19.9 | 19.7 | 25.1 | 25.8 | 25.3 | 28.2 | 12 | 8 | 2051 | 2051-12-08 | 12 | 8 | 6.5 | 2.5 | 0 | 0.5 | 14.5
12 | 9 | 2051 | 2051-12-09 | 30.4 | 18.8 | 19.1 | 22.7 | 25.3 | 23.1 | 28.2 | 12 | 9 | 2051 | 2051-12-09 | 18 | 12.5 | 12 | 9 | 11 | 6 | 14
12 | 10 | 2051 | 2051-12-10 | 31.2 | 19 | 19.9 | 23.1 | 25.2 | 21.9 | 28.1 | 12 | 10 | 2051 | 2051-12-10 | 21.5 | 12.5 | 13.5 | 13.5 | 17.5 | 12 | 18.5
12 | 11 | 2051 | 2051-12-11 | 28.7 | 17.6 | 19.1 | 23.5 | 24.5 | 21.9 | 27 | 12 | 11 | 2051 | 2051-12-11 | 23 | 18.5 | 15.5 | 14.5 | 22 | 15 | 22.5
12 | 12 | 2051 | 2051-12-12 | 30.6 | 17.5 | 17.9 | 22.9 | 25.4 | 21.3 | 26.5 | 12 | 12 | 2051 | 2051-12-12 | 26 | 20 | 16.5 | 18 | 25.5 | 16 | 22
12 | 13 | 2051 | 2051-12-13 | 31.3 | 16.1 | 17.4 | 23.1 | 24.9 | 21.4 | 26.3 | 12 | 13 | 2051 | 2051-12-13 | 26.5 | 16 | 16 | 16 | 24 | 15.5 | 17
12 | 14 | 2051 | 2051-12-14 | 30.7 | 17 | 18 | 22.5 | 24 | 20.9 | 25.8 | 12 | 14 | 2051 | 2051-12-14 | 26.5 | 19.5 | 24.5 | 21 | 27.5 | 21.5 | 21
12 | 15 | 2051 | 2051-12-15 | 32.4 | 16.8 | 19.4 | 22.9 | 25.7 | 21.1 | 27 | 12 | 15 | 2051 | 2051-12-15 | 31.5 | 19.5 | 25.5 | 24.5 | 33 | 24 | 27
12 | 16 | 2051 | 2051-12-16 | 31.5 | 18.1 | 19.4 | 22.5 | 26.1 | 22.3 | 27 | 12 | 16 | 2051 | 2051-12-16 | 36.5 | 23.5 | 22.5 | 27 | 25.5 | 25 | 26
12 | 17 | 2051 | 2051-12-17 | 31.2 | 16 | 17 | 21.8 | 23.6 | 21.2 | 26.1 | 12 | 17 | 2051 | 2051-12-17 | 39.5 | 24.5 | 23.5 | 28 | 20 | 29 | 28.5
12 | 18 | 2051 | 2051-12-18 | 31.7 | 15.9 | 16.9 | 20.7 | 25 | 19.9 | 24.8 | 12 | 18 | 2051 | 2051-12-18 | 28.5 | 18 | 19 | 25 | 20.5 | 23 | 32
12 | 19 | 2051 | 2051-12-19 | 31.4 | 17.1 | 18 | 22.3 | 24.4 | 20.2 | 25.3 | 12 | 19 | 2051 | 2051-12-19 | 33 | 20 | 20.5 | 25.5 | 24 | 25 | 36
12 | 20 | 2051 | 2051-12-20 | 31 | 16.9 | 18.6 | 22.9 | 24.2 | 21.9 | 26.1 | 12 | 20 | 2051 | 2051-12-20 | 39 | 16 | 20 | 25 | 23.5 | 24.5 | 29.5
12 | 21 | 2051 | 2051-12-21 | 68.81 | 41.69 | 40.78 | 58.15 | 59.53 | 60.73 | 56.55 | 12 | 21 | 2051 | 2051-12-21 | 28 | 19.5 | 22.5 | 16.5 | 20.5 | 17.5 | 29.5
12 | 22 | 2051 | 2051-12-22 | 30.5 | 15.7 | 17 | 21.7 | 24 | 20.8 | 26.2 | 12 | 22 | 2051 | 2051-12-22 | 31 | 21.5 | 25.5 | 22.5 | 25 | 21 | 38
12 | 23 | 2051 | 2051-12-23 | 31.7 | 16.3 | 17.7 | 22.6 | 23.7 | 20.6 | 26.7 | 12 | 23 | 2051 | 2051-12-23 | 33.5 | 20.5 | 22.5 | 24.5 | 28 | 23.5 | 29
12 | 24 | 2051 | 2051-12-24 | 31.5 | 17.7 | 17.8 | 23.2 | 24.9 | 23.1 | 26.9 | 12 | 24 | 2051 | 2051-12-24 | 41 | 22 | 23.5 | 27 | 32.5 | 25.5 | 34
12 | 25 | 2051 | 2051-12-25 | 33.7 | 19.6 | 19.1 | 24.7 | 27.1 | 24.5 | 28.6 | 12 | 25 | 2051 | 2051-12-25 | 46 | 24.5 | 24.5 | 30 | 34 | 30.5 | 41
12 | 26 | 2051 | 2051-12-26 | 32.6 | 18.7 | 19 | 24.3 | 25.6 | 24.2 | 29.1 | 12 | 26 | 2051 | 2051-12-26 | 46.5 | 26.5 | 24.5 | 28 | 35 | 32 | 45
12 | 27 | 2051 | 2051-12-27 | 31.7 | 18.9 | 18.6 | 23.4 | 24.2 | 23.6 | 28.4 | 12 | 27 | 2051 | 2051-12-27 | 43.5 | 24 | 26 | 32.5 | 29.5 | 30 | 32
12 | 28 | 2051 | 2051-12-28 | 32.1 | 17.6 | 17.4 | 23.6 | 24.6 | 22.1 | 26.9 | 12 | 28 | 2051 | 2051-12-28 | 41.5 | 22.5 | 25.5 | 32.5 | 27.5 | 31.5 | 33
12 | 29 | 2051 | 2051-12-29 | 32.8 | 19.6 | 18.8 | 24.8 | 26.3 | 24 | 28.5 | 12 | 29 | 2051 | 2051-12-29 | 38.5 | 24 | 24.5 | 31 | 29.5 | 30.5 | 30.5
12 | 30 | 2051 | 2051-12-30 | 32.5 | 21 | 20.4 | 26.6 | 27.3 | 25.8 | 29.3 | 12 | 30 | 2051 | 2051-12-30 | 44.5 | 28 | 25.5 | 34 | 33.5 | 31.5 | 36
12 | 31 | 2051 | 2051-12-31 | 33.8 | 21.6 | 19.7 | 26.9 | 28.4 | 27.3 | 30.1 | 12 | 31 | 2051 | 2051-12-31 | 48.5 | 29 | 28 | 38 | 39.5 | 35.5 | 42

## All Demand
|  |  | CNGOR101 | CNGOR104 | CNGOR101 | CNGOR104 | CNGWA503 | CNGWA504 | CNGWA503 | CNGWA504 | CNGWA503 | CNGWA504 | CNGWA503 | CNGWA504 | CNGOR101 | CNGOR104 | CNGWA503 | CNGWA504 | CNGWA503 | CNGWA504 | CNGWA503 | CNGWA504
|  |  | upc in dth | upc in dth | upc in dth | upc in dth | upc in dth | upc in dth | upc in dth | upc in dth | upc in dth | upc in dth | upc in dth | upc in dth | upc in dth | upc in dth | upc in dth | upc in dth | upc in dth | upc in dth | upc in dth | upc in dth
|  |  | GTN-RES | GTN-COM | ME-OR-RES | ME-OR-COM | ME-WA-RES | ME-WA-COM | 10-RES | 10-COM | 11-RES | 11-COM | 20-RES | 20-COM | 24-RES | 24-COM | 26-RES | 26-COM | 30-S-RES | 30-S-COM | 30-W-RES | 30-W-COM
1 | 2025 | 2025-01-01 | 0.39059 | 1.5774 | 0.34489 | 1.8124 | 0.42857 | 2.1206 | 0.59825 | 3.0865 | 0.48533 | 2.7032 | 0.41604 | 2.5763 | 0.39919 | 1.7911 | 0.36016 | 2.5322 | 0.31695 | 1.5458 | 0.34914 | 1.3626
1 | 2025 | 2025-01-02 | 0.37925 | 1.5332 | 0.33203 | 1.7464 | 0.39899 | 1.9764 | 0.58293 | 3.018 | 0.4731 | 2.6285 | 0.4085 | 2.5387 | 0.39514 | 1.7723 | 0.35768 | 2.5113 | 0.31395 | 1.5296 | 0.34135 | 1.3331
1 | 2025 | 2025-01-03 | 0.37519 | 1.5174 | 0.31883 | 1.6786 | 0.38067 | 1.887 | 0.57399 | 2.9729 | 0.46626 | 2.5893 | 0.40238 | 2.4991 | 0.40387 | 1.8099 | 0.35016 | 2.4573 | 0.30531 | 1.487 | 0.33327 | 1.3021
1 | 2025 | 2025-01-04 | 0.36562 | 1.478 | 0.3071 | 1.6072 | 0.38475 | 1.8996 | 0.55893 | 2.8881 | 0.45431 | 2.5145 | 0.39573 | 2.4544 | 0.38247 | 1.7104 | 0.33166 | 2.315 | 0.30366 | 1.4737 | 0.33175 | 1.2936
1 | 2025 | 2025-01-05 | 0.36731 | 1.4847 | 0.30633 | 1.6023 | 0.3936 | 1.9419 | 0.56557 | 2.9201 | 0.45869 | 2.5385 | 0.39972 | 2.4748 | 0.37842 | 1.6921 | 0.33332 | 2.3264 | 0.30773 | 1.4931 | 0.32692 | 1.2749
1 | 2025 | 2025-01-06 | 0.37728 | 1.5261 | 0.31974 | 1.681 | 0.38674 | 1.916 | 0.56774 | 2.9487 | 0.45965 | 2.5445 | 0.40045 | 2.4896 | 0.39003 | 1.7469 | 0.35041 | 2.4555 | 0.30999 | 1.5075 | 0.32418 | 1.2668
1 | 2025 | 2025-01-07 | 0.38831 | 1.5693 | 0.32851 | 1.7245 | 0.39391 | 1.95 | 0.57676 | 2.9864 | 0.46633 | 2.5853 | 0.40396 | 2.4994 | 0.39528 | 1.7701 | 0.35769 | 2.5037 | 0.32041 | 1.5566 | 0.33201 | 1.2975
1 | 2025 | 2025-01-08 | 0.40486 | 1.6338 | 0.34471 | 1.8055 | 0.43129 | 2.1303 | 0.59363 | 3.0683 | 0.47817 | 2.6519 | 0.41433 | 2.5567 | 0.4025 | 1.801 | 0.35703 | 2.5002 | 0.32206 | 1.5648 | 0.3504 | 1.3695
1 | 2025 | 2025-01-09 | 0.39752 | 1.6055 | 0.34845 | 1.8237 | 0.43852 | 2.1647 | 0.59519 | 3.0764 | 0.47878 | 2.6543 | 0.41543 | 2.5617 | 0.4041 | 1.8076 | 0.36388 | 2.5463 | 0.33234 | 1.6135 | 0.36862 | 1.441
1 | 2025 | 2025-01-10 | 0.40141 | 1.6209 | 0.34769 | 1.8191 | 0.43229 | 2.1344 | 0.60305 | 3.1093 | 0.48454 | 2.6896 | 0.41847 | 2.57 | 0.41547 | 1.8575 | 0.37036 | 2.5877 | 0.34122 | 1.6546 | 0.38391 | 1.501
1 | 2025 | 2025-01-11 | 0.3944 | 1.5915 | 0.34263 | 1.7812 | 0.42882 | 2.1101 | 0.58448 | 3.0016 | 0.47058 | 2.6075 | 0.40772 | 2.4944 | 0.40773 | 1.8183 | 0.34382 | 2.3919 | 0.33031 | 1.5974 | 0.35145 | 1.3719
1 | 2025 | 2025-01-12 | 0.39906 | 1.6099 | 0.33966 | 1.7657 | 0.41846 | 2.0602 | 0.58023 | 2.9845 | 0.46667 | 2.5826 | 0.40619 | 2.4885 | 0.40363 | 1.8001 | 0.33632 | 2.3398 | 0.32269 | 1.5603 | 0.33769 | 1.3186
1 | 2025 | 2025-01-13 | 0.39555 | 1.599 | 0.34856 | 1.8217 | 0.43218 | 2.1342 | 0.57846 | 2.9957 | 0.4646 | 2.571 | 0.40503 | 2.4952 | 0.39663 | 1.7732 | 0.34564 | 2.4162 | 0.31551 | 1.5294 | 0.34799 | 1.3616
1 | 2025 | 2025-01-14 | 0.39455 | 1.5953 | 0.33634 | 1.7598 | 0.41516 | 2.0529 | 0.58807 | 3.0383 | 0.47154 | 2.6126 | 0.40956 | 2.5139 | 0.40345 | 1.8026 | 0.35247 | 2.4637 | 0.32655 | 1.5825 | 0.34744 | 1.3594
1 | 2025 | 2025-01-15 | 0.38619 | 1.563 | 0.33827 | 1.7688 | 0.42144 | 2.0824 | 0.59106 | 3.0564 | 0.47291 | 2.618 | 0.41252 | 2.534 | 0.40483 | 1.8078 | 0.36379 | 2.5421 | 0.34319 | 1.6624 | 0.36162 | 1.4149
1 | 2025 | 2025-01-16 | 0.40711 | 1.6449 | 0.3514 | 1.8344 | 0.44651 | 2.2035 | 0.58904 | 3.0434 | 0.47127 | 2.6103 | 0.41018 | 2.5147 | 0.40672 | 1.8163 | 0.36016 | 2.5116 | 0.33827 | 1.6359 | 0.36545 | 1.4301
1 | 2025 | 2025-01-17 | 0.43032 | 1.7354 | 0.35559 | 1.855 | 0.4457 | 2.1994 | 0.59121 | 3.0551 | 0.47229 | 2.6153 | 0.41183 | 2.5241 | 0.41884 | 1.8688 | 0.35951 | 2.5076 | 0.33975 | 1.6429 | 0.37411 | 1.4647
1 | 2025 | 2025-01-18 | 0.42217 | 1.7018 | 0.34931 | 1.8116 | 0.44568 | 2.192 | 0.58089 | 2.9888 | 0.46425 | 2.5667 | 0.40662 | 2.4826 | 0.40441 | 1.8011 | 0.34292 | 2.3799 | 0.34131 | 1.6454 | 0.38143 | 1.491
1 | 2025 | 2025-01-19 | 0.39303 | 1.5887 | 0.32957 | 1.7114 | 0.40445 | 1.994 | 0.57165 | 2.9424 | 0.4572 | 2.5274 | 0.40035 | 2.4433 | 0.38039 | 1.6944 | 0.32842 | 2.2838 | 0.32661 | 1.576 | 0.34972 | 1.3673
1 | 2025 | 2025-01-20 | 0.38319 | 1.5529 | 0.32178 | 1.6831 | 0.39056 | 1.9341 | 0.5768 | 2.9862 | 0.46031 | 2.5464 | 0.40311 | 2.4715 | 0.38701 | 1.7269 | 0.34704 | 2.4221 | 0.33034 | 1.5967 | 0.33696 | 1.3204
1 | 2025 | 2025-01-21 | 0.37078 | 1.5047 | 0.31928 | 1.6695 | 0.40697 | 2.0118 | 0.56804 | 2.9435 | 0.45349 | 2.5078 | 0.39759 | 2.4384 | 0.37515 | 1.6739 | 0.33649 | 2.3489 | 0.31876 | 1.5404 | 0.34716 | 1.3605
1 | 2025 | 2025-01-22 | 0.36894 | 1.498 | 0.31123 | 1.6284 | 0.39258 | 1.942 | 0.56225 | 2.9149 | 0.44886 | 2.4818 | 0.39381 | 2.415 | 0.3723 | 1.6615 | 0.33579 | 2.3429 | 0.31939 | 1.5425 | 0.34881 | 1.3669
1 | 2025 | 2025-01-23 | 0.3756 | 1.5244 | 0.32184 | 1.6821 | 0.39842 | 1.9714 | 0.5616 | 2.9122 | 0.44791 | 2.4763 | 0.39353 | 2.4131 | 0.37822 | 1.6874 | 0.34066 | 2.3758 | 0.3273 | 1.5799 | 0.35173 | 1.3785
1 | 2025 | 2025-01-24 | 0.38913 | 1.5775 | 0.33695 | 1.7582 | 0.42142 | 2.082 | 0.56402 | 2.9224 | 0.44939 | 2.4859 | 0.39446 | 2.4154 | 0.38297 | 1.7085 | 0.34552 | 2.4096 | 0.33563 | 1.6197 | 0.35026 | 1.373
1 | 2025 | 2025-01-25 | 0.37484 | 1.52 | 0.3304 | 1.7132 | 0.40659 | 2.0047 | 0.54688 | 2.8249 | 0.43624 | 2.4074 | 0.38566 | 2.3563 | 0.37007 | 1.6476 | 0.31658 | 2.1999 | 0.32271 | 1.5539 | 0.33053 | 1.2936
1 | 2025 | 2025-01-26 | 0.3711 | 1.5058 | 0.32997 | 1.7107 | 0.41628 | 2.0517 | 0.55159 | 2.843 | 0.4397 | 2.4303 | 0.38699 | 2.3569 | 0.37336 | 1.6619 | 0.31531 | 2.19 | 0.32254 | 1.5522 | 0.33321 | 1.3043
1 | 2025 | 2025-01-27 | 0.37451 | 1.5217 | 0.32902 | 1.7171 | 0.40936 | 2.0244 | 0.55767 | 2.8907 | 0.44358 | 2.4544 | 0.39014 | 2.3872 | 0.37017 | 1.6514 | 0.32962 | 2.3001 | 0.32131 | 1.5497 | 0.34441 | 1.351
1 | 2025 | 2025-01-28 | 0.37498 | 1.5239 | 0.32826 | 1.7123 | 0.40988 | 2.0273 | 0.55286 | 2.8673 | 0.43966 | 2.4324 | 0.38713 | 2.3694 | 0.3597 | 1.605 | 0.33451 | 2.3323 | 0.32878 | 1.5846 | 0.34124 | 1.3388
1 | 2025 | 2025-01-29 | 0.37015 | 1.5054 | 0.33521 | 1.7467 | 0.40912 | 2.0224 | 0.5526 | 2.8645 | 0.43921 | 2.4312 | 0.38645 | 2.363 | 0.36534 | 1.6294 | 0.33129 | 2.3088 | 0.32598 | 1.5702 | 0.35966 | 1.4111
1 | 2025 | 2025-01-30 | 0.35871 | 1.4614 | 0.32883 | 1.7144 | 0.41261 | 2.0393 | 0.55149 | 2.858 | 0.4381 | 2.426 | 0.38537 | 2.355 | 0.35645 | 1.5903 | 0.3261 | 2.2735 | 0.3214 | 1.548 | 0.34509 | 1.3546
1 | 2025 | 2025-01-31 | 0.36412 | 1.4828 | 0.3282 | 1.7115 | 0.40114 | 1.9851 | 0.5483 | 2.8369 | 0.43591 | 2.4173 | 0.38154 | 2.3253 | 0.35135 | 1.5672 | 0.32336 | 2.2541 | 0.31947 | 1.5381 | 0.34438 | 1.3521
2 | 2025 | 2025-02-01 | 0.37261 | 1.5292 | 0.31749 | 1.6689 | 0.38277 | 1.9084 | 0.50591 | 2.6516 | 0.41443 | 2.3665 | 0.37905 | 2.3416 | 0.3515 | 1.5679 | 0.28221 | 2.0001 | 0.29691 | 1.424 | 0.32404 | 1.3036
2 | 2025 | 2025-02-02 | 0.37436 | 1.5364 | 0.31882 | 1.6755 | 0.39015 | 1.9435 | 0.50277 | 2.636 | 0.41181 | 2.3515 | 0.37666 | 2.3271 | 0.35555 | 1.5858 | 0.28722 | 2.0355 | 0.30415 | 1.4587 | 0.34128 | 1.373
2 | 2025 | 2025-02-03 | 0.37218 | 1.5304 | 0.33061 | 1.7463 | 0.37897 | 1.8964 | 0.52024 | 2.7362 | 0.42498 | 2.4327 | 0.38565 | 2.3865 | 0.36038 | 1.6115 | 0.31209 | 2.2201 | 0.31778 | 1.5273 | 0.35673 | 1.4347
2 | 2025 | 2025-02-04 | 0.37482 | 1.5416 | 0.32986 | 1.7423 | 0.39489 | 1.9751 | 0.51421 | 2.7012 | 0.41925 | 2.4031 | 0.38235 | 2.3644 | 0.35601 | 1.5922 | 0.30915 | 2.1998 | 0.31632 | 1.5198 | 0.36721 | 1.4773
2 | 2025 | 2025-02-05 | 0.37261 | 1.5338 | 0.31859 | 1.6838 | 0.36458 | 1.828 | 0.50794 | 2.6707 | 0.41423 | 2.3725 | 0.37771 | 2.3373 | 0.35248 | 1.5768 | 0.30183 | 2.1483 | 0.30864 | 1.4829 | 0.35093 | 1.4114
2 | 2025 | 2025-02-06 | 0.37429 | 1.5405 | 0.31144 | 1.6466 | 0.36399 | 1.8248 | 0.49861 | 2.6227 | 0.40635 | 2.3263 | 0.37151 | 2.3002 | 0.35194 | 1.5744 | 0.29639 | 2.1099 | 0.30277 | 1.4549 | 0.33779 | 1.3589
2 | 2025 | 2025-02-07 | 0.3667 | 1.5107 | 0.31566 | 1.6681 | 0.35853 | 1.798 | 0.49794 | 2.618 | 0.40563 | 2.3247 | 0.371 | 2.2961 | 0.3426 | 1.5326 | 0.29261 | 2.0836 | 0.29996 | 1.441 | 0.32491 | 1.3074
2 | 2025 | 2025-02-08 | 0.36114 | 1.4874 | 0.30501 | 1.6027 | 0.35496 | 1.7728 | 0.48138 | 2.5224 | 0.39327 | 2.2516 | 0.36195 | 2.2351 | 0.33497 | 1.4955 | 0.2609 | 1.8511 | 0.28086 | 1.3458 | 0.32141 | 1.2923
2 | 2025 | 2025-02-09 | 0.35654 | 1.4694 | 0.2966 | 1.5589 | 0.34756 | 1.7369 | 0.47708 | 2.5011 | 0.38983 | 2.2315 | 0.3587 | 2.2159 | 0.32965 | 1.4716 | 0.26579 | 1.886 | 0.28825 | 1.3812 | 0.31319 | 1.2599
2 | 2025 | 2025-02-10 | 0.35515 | 1.466 | 0.29321 | 1.5512 | 0.33565 | 1.6857 | 0.48073 | 2.5336 | 0.39192 | 2.2424 | 0.35816 | 2.2213 | 0.33078 | 1.4801 | 0.28963 | 2.0629 | 0.29887 | 1.4362 | 0.3116 | 1.2543
2 | 2025 | 2025-02-11 | 0.35751 | 1.4764 | 0.28605 | 1.514 | 0.3377 | 1.6963 | 0.4731 | 2.4961 | 0.38582 | 2.2054 | 0.35259 | 2.189 | 0.32157 | 1.4393 | 0.28511 | 2.0314 | 0.29488 | 1.4168 | 0.32179 | 1.2949
2 | 2025 | 2025-02-12 | 0.34725 | 1.4363 | 0.27705 | 1.4672 | 0.32624 | 1.6416 | 0.46321 | 2.4454 | 0.3776 | 2.1568 | 0.34589 | 2.1494 | 0.3085 | 1.3813 | 0.28388 | 2.0239 | 0.29701 | 1.4259 | 0.31513 | 1.2694
2 | 2025 | 2025-02-13 | 0.33588 | 1.3911 | 0.27053 | 1.4332 | 0.30062 | 1.516 | 0.45764 | 2.416 | 0.3729 | 2.1305 | 0.34209 | 2.1264 | 0.30346 | 1.3593 | 0.27859 | 1.9862 | 0.29003 | 1.3932 | 0.30974 | 1.2472
2 | 2025 | 2025-02-14 | 0.35592 | 1.4715 | 0.27512 | 1.4567 | 0.31847 | 1.6032 | 0.45532 | 2.4038 | 0.37106 | 2.1211 | 0.34021 | 2.115 | 0.30665 | 1.3739 | 0.27824 | 1.9843 | 0.29143 | 1.3995 | 0.30471 | 1.2269
2 | 2025 | 2025-02-15 | 0.34335 | 1.42 | 0.26687 | 1.4036 | 0.31526 | 1.5803 | 0.43866 | 2.3081 | 0.35878 | 2.0481 | 0.33092 | 2.0531 | 0.29189 | 1.3044 | 0.25789 | 1.8331 | 0.28868 | 1.3816 | 0.30942 | 1.2448
2 | 2025 | 2025-02-16 | 0.35386 | 1.4624 | 0.27605 | 1.451 | 0.32206 | 1.6144 | 0.44705 | 2.3451 | 0.36515 | 2.0939 | 0.33698 | 2.0857 | 0.28967 | 1.2946 | 0.26742 | 1.9007 | 0.30136 | 1.4424 | 0.31554 | 1.2708
2 | 2025 | 2025-02-17 | 0.36151 | 1.495 | 0.29068 | 1.5364 | 0.34668 | 1.7408 | 0.46145 | 2.4289 | 0.37583 | 2.1606 | 0.34394 | 2.1335 | 0.30805 | 1.3807 | 0.28865 | 2.0589 | 0.3077 | 1.4775 | 0.33557 | 1.3535
2 | 2025 | 2025-02-18 | 0.36008 | 1.4899 | 0.28967 | 1.5308 | 0.34993 | 1.7563 | 0.44722 | 2.3573 | 0.36422 | 2.09 | 0.33411 | 2.0763 | 0.30482 | 1.3666 | 0.29579 | 2.1098 | 0.31798 | 1.5265 | 0.34027 | 1.3713
2 | 2025 | 2025-02-19 | 0.35675 | 1.4768 | 0.2833 | 1.4976 | 0.33398 | 1.6782 | 0.44229 | 2.3321 | 0.36029 | 2.0674 | 0.33041 | 2.0545 | 0.29961 | 1.3437 | 0.28617 | 2.0414 | 0.30529 | 1.4667 | 0.32918 | 1.3273
2 | 2025 | 2025-02-20 | 0.34522 | 1.4314 | 0.27116 | 1.4345 | 0.32247 | 1.6217 | 0.4284 | 2.2623 | 0.349 | 1.9988 | 0.32073 | 1.9983 | 0.28679 | 1.2865 | 0.27298 | 1.9482 | 0.28921 | 1.39 | 0.31041 | 1.2529
2 | 2025 | 2025-02-21 | 0.34229 | 1.4201 | 0.27278 | 1.4426 | 0.3155 | 1.5889 | 0.42273 | 2.2327 | 0.34438 | 1.9724 | 0.31665 | 1.9741 | 0.2841 | 1.2748 | 0.27183 | 1.9412 | 0.2907 | 1.3963 | 0.31521 | 1.2713
2 | 2025 | 2025-02-22 | 0.32875 | 1.3655 | 0.26431 | 1.3885 | 0.30993 | 1.555 | 0.41077 | 2.1552 | 0.33526 | 1.9239 | 0.31141 | 1.9333 | 0.27179 | 1.2169 | 0.25403 | 1.8072 | 0.28899 | 1.3843 | 0.29963 | 1.2083
2 | 2025 | 2025-02-23 | 0.327 | 1.3585 | 0.26114 | 1.3718 | 0.31516 | 1.5801 | 0.4018 | 2.1127 | 0.32848 | 1.8806 | 0.30438 | 1.8936 | 0.27314 | 1.2227 | 0.25356 | 1.8042 | 0.28925 | 1.3856 | 0.31517 | 1.27
2 | 2025 | 2025-02-24 | 0.33464 | 1.3912 | 0.26949 | 1.4247 | 0.31858 | 1.6031 | 0.42274 | 2.2286 | 0.34456 | 1.9812 | 0.31564 | 1.9662 | 0.28798 | 1.2928 | 0.27593 | 1.9704 | 0.29677 | 1.4264 | 0.32514 | 1.3103
2 | 2025 | 2025-02-25 | 0.33721 | 1.4019 | 0.26389 | 1.3954 | 0.30226 | 1.5237 | 0.4212 | 2.2162 | 0.34286 | 1.9762 | 0.31491 | 1.9598 | 0.29128 | 1.3078 | 0.26634 | 1.9028 | 0.2854 | 1.3722 | 0.30096 | 1.2145
2 | 2025 | 2025-02-26 | 0.32533 | 1.3545 | 0.24845 | 1.315 | 0.29542 | 1.4885 | 0.40495 | 2.1398 | 0.33049 | 1.8956 | 0.30249 | 1.8902 | 0.27082 | 1.2167 | 0.26841 | 1.9174 | 0.28797 | 1.385 | 0.30848 | 1.2443
2 | 2025 | 2025-02-27 | 0.32834 | 1.3671 | 0.25038 | 1.3247 | 0.29714 | 1.4983 | 0.4048 | 2.1348 | 0.33002 | 1.8977 | 0.30256 | 1.8887 | 0.27586 | 1.2395 | 0.27 | 1.9287 | 0.29017 | 1.3959 | 0.30365 | 1.2263
2 | 2025 | 2025-02-28 | 0.32407 | 1.3509 | 0.24349 | 1.2888 | 0.29964 | 1.5111 | 0.39849 | 2.1018 | 0.32489 | 1.8682 | 0.29799 | 1.8615 | 0.27785 | 1.2494 | 0.26632 | 1.9038 | 0.28846 | 1.3868 | 0.30646 | 1.2355
3 | 2025 | 2025-03-01 | 0.30819 | 1.3001 | 0.23601 | 1.258 | 0.27468 | 1.4388 | 0.42446 | 2.2429 | 0.32252 | 1.8457 | 0.2985 | 1.925 | 0.25684 | 1.1577 | 0.23304 | 1.636 | 0.27638 | 1.3611 | 0.29174 | 1.2069
3 | 2025 | 2025-03-02 | 0.30778 | 1.299 | 0.23105 | 1.2319 | 0.2624 | 1.3746 | 0.41744 | 2.2064 | 0.31803 | 1.8209 | 0.29365 | 1.8945 | 0.2551 | 1.1501 | 0.23807 | 1.6711 | 0.28813 | 1.4195 | 0.30323 | 1.2547
3 | 2025 | 2025-03-03 | 0.31113 | 1.315 | 0.24476 | 1.3123 | 0.27304 | 1.434 | 0.43278 | 2.2948 | 0.3298 | 1.896 | 0.30054 | 1.9428 | 0.25782 | 1.1663 | 0.25497 | 1.7995 | 0.28624 | 1.4134 | 0.29203 | 1.2078
3 | 2025 | 2025-03-04 | 0.29833 | 1.2632 | 0.23947 | 1.2837 | 0.25281 | 1.3281 | 0.41742 | 2.2158 | 0.31832 | 1.824 | 0.29127 | 1.8842 | 0.24727 | 1.1189 | 0.23762 | 1.6795 | 0.25854 | 1.2763 | 0.28626 | 1.1839
3 | 2025 | 2025-03-05 | 0.28308 | 1.2028 | 0.22462 | 1.2059 | 0.24188 | 1.271 | 0.40794 | 2.167 | 0.31269 | 1.7928 | 0.28485 | 1.8436 | 0.24845 | 1.1242 | 0.23816 | 1.6835 | 0.26242 | 1.2958 | 0.26861 | 1.11
3 | 2025 | 2025-03-06 | 0.28659 | 1.2168 | 0.22677 | 1.2166 | 0.24981 | 1.3126 | 0.4105 | 2.1783 | 0.31371 | 1.8012 | 0.28562 | 1.8493 | 0.24907 | 1.1273 | 0.24136 | 1.7053 | 0.2649 | 1.3088 | 0.27387 | 1.1332
3 | 2025 | 2025-03-07 | 0.28791 | 1.2223 | 0.22347 | 1.1984 | 0.24738 | 1.2999 | 0.40488 | 2.1483 | 0.30916 | 1.774 | 0.28176 | 1.8253 | 0.24237 | 1.0976 | 0.24242 | 1.7123 | 0.26408 | 1.3054 | 0.26374 | 1.0912
3 | 2025 | 2025-03-08 | 0.27767 | 1.1803 | 0.21395 | 1.1389 | 0.23481 | 1.2304 | 0.37859 | 2.0023 | 0.29028 | 1.6606 | 0.26688 | 1.7271 | 0.23342 | 1.054 | 0.21342 | 1.5004 | 0.25039 | 1.2349 | 0.2541 | 1.0518
3 | 2025 | 2025-03-09 | 0.27375 | 1.1651 | 0.20939 | 1.1151 | 0.23578 | 1.2356 | 0.37943 | 2.0052 | 0.291 | 1.6686 | 0.26644 | 1.7248 | 0.22743 | 1.0272 | 0.2066 | 1.4534 | 0.24201 | 1.1936 | 0.25465 | 1.0535
3 | 2025 | 2025-03-10 | 0.26719 | 1.1396 | 0.22053 | 1.1826 | 0.24516 | 1.2886 | 0.38774 | 2.058 | 0.29808 | 1.7139 | 0.26925 | 1.7468 | 0.23211 | 1.0522 | 0.23074 | 1.6319 | 0.2528 | 1.2504 | 0.25139 | 1.0393
3 | 2025 | 2025-03-11 | 0.27783 | 1.1828 | 0.21709 | 1.1634 | 0.23582 | 1.2398 | 0.39544 | 2.0948 | 0.30162 | 1.7365 | 0.27313 | 1.7726 | 0.23553 | 1.0678 | 0.23951 | 1.692 | 0.26269 | 1.3004 | 0.25917 | 1.0721
3 | 2025 | 2025-03-12 | 0.28487 | 1.2119 | 0.2312 | 1.239 | 0.25084 | 1.3186 | 0.3971 | 2.1016 | 0.30243 | 1.7443 | 0.27324 | 1.7739 | 0.23867 | 1.0819 | 0.23919 | 1.6896 | 0.26171 | 1.2961 | 0.26942 | 1.116
3 | 2025 | 2025-03-13 | 0.27929 | 1.1894 | 0.22479 | 1.2041 | 0.25472 | 1.3391 | 0.39276 | 2.0783 | 0.29933 | 1.7273 | 0.2699 | 1.753 | 0.23696 | 1.0743 | 0.23951 | 1.6917 | 0.26369 | 1.3064 | 0.2834 | 1.1748
3 | 2025 | 2025-03-14 | 0.28728 | 1.2227 | 0.22388 | 1.1996 | 0.25431 | 1.3371 | 0.38855 | 2.0557 | 0.29678 | 1.7147 | 0.26651 | 1.7317 | 0.23643 | 1.0721 | 0.24369 | 1.7207 | 0.27236 | 1.3498 | 0.2931 | 1.2162
3 | 2025 | 2025-03-15 | 0.27765 | 1.1823 | 0.21114 | 1.1226 | 0.25219 | 1.3224 | 0.37759 | 1.9866 | 0.28785 | 1.6637 | 0.26038 | 1.6894 | 0.22608 | 1.0226 | 0.2219 | 1.5582 | 0.26684 | 1.3202 | 0.27594 | 1.1453
3 | 2025 | 2025-03-16 | 0.26834 | 1.1446 | 0.20585 | 1.0947 | 0.23826 | 1.2498 | 0.36872 | 1.9404 | 0.28164 | 1.6269 | 0.25446 | 1.6519 | 0.21964 | 0.99377 | 0.21641 | 1.5196 | 0.25264 | 1.2508 | 0.24303 | 1.0083
3 | 2025 | 2025-03-17 | 0.26523 | 1.1335 | 0.21206 | 1.1368 | 0.2311 | 1.2165 | 0.36379 | 1.9265 | 0.27946 | 1.6125 | 0.2498 | 1.6258 | 0.22387 | 1.0161 | 0.23367 | 1.6505 | 0.25335 | 1.2576 | 0.25503 | 1.0584
3 | 2025 | 2025-03-18 | 0.25714 | 1.1002 | 0.20184 | 1.0817 | 0.22396 | 1.1794 | 0.35658 | 1.8886 | 0.27431 | 1.5822 | 0.24483 | 1.5943 | 0.21851 | 0.99217 | 0.22796 | 1.6107 | 0.24263 | 1.2051 | 0.24136 | 1.0019
3 | 2025 | 2025-03-19 | 0.25949 | 1.1101 | 0.19505 | 1.0449 | 0.21424 | 1.1288 | 0.34957 | 1.8516 | 0.26897 | 1.5501 | 0.24005 | 1.5641 | 0.21147 | 0.96054 | 0.23011 | 1.6254 | 0.24605 | 1.2227 | 0.24835 | 1.0311
3 | 2025 | 2025-03-20 | 0.25932 | 1.1099 | 0.19603 | 1.0501 | 0.21629 | 1.14 | 0.34943 | 1.8495 | 0.26894 | 1.5531 | 0.23899 | 1.5576 | 0.20976 | 0.95272 | 0.23008 | 1.6251 | 0.24831 | 1.2343 | 0.23581 | 0.97857
3 | 2025 | 2025-03-21 | 0.25018 | 1.073 | 0.20172 | 1.0806 | 0.22412 | 1.1813 | 0.34697 | 1.8353 | 0.26628 | 1.5373 | 0.23689 | 1.5446 | 0.20639 | 0.93772 | 0.22659 | 1.6006 | 0.24107 | 1.1992 | 0.23917 | 0.99364
3 | 2025 | 2025-03-22 | 0.24878 | 1.0664 | 0.17711 | 0.94108 | 0.20693 | 1.0879 | 0.3345 | 1.7587 | 0.25642 | 1.4806 | 0.22986 | 1.4963 | 0.19716 | 0.89317 | 0.20724 | 1.455 | 0.23997 | 1.1915 | 0.2336 | 0.97094
3 | 2025 | 2025-03-23 | 0.25218 | 1.0804 | 0.17998 | 0.95623 | 0.21388 | 1.1247 | 0.33571 | 1.7633 | 0.25709 | 1.4876 | 0.22962 | 1.4951 | 0.19688 | 0.89175 | 0.20544 | 1.4423 | 0.23613 | 1.1732 | 0.23791 | 0.99002
3 | 2025 | 2025-03-24 | 0.25885 | 1.1089 | 0.19628 | 1.0512 | 0.22293 | 1.1764 | 0.33859 | 1.7887 | 0.26002 | 1.5054 | 0.22942 | 1.4974 | 0.19907 | 0.9048 | 0.22295 | 1.5747 | 0.2356 | 1.174 | 0.23692 | 0.98569
3 | 2025 | 2025-03-25 | 0.26794 | 1.1452 | 0.19634 | 1.0509 | 0.22728 | 1.1997 | 0.33275 | 1.7575 | 0.25514 | 1.4756 | 0.22538 | 1.4718 | 0.20359 | 0.92528 | 0.23161 | 1.6343 | 0.24903 | 1.2414 | 0.24435 | 1.0171
3 | 2025 | 2025-03-26 | 0.25738 | 1.1028 | 0.1926 | 1.0308 | 0.2281 | 1.2045 | 0.32456 | 1.7148 | 0.24924 | 1.4404 | 0.21986 | 1.4366 | 0.20506 | 0.93231 | 0.22682 | 1.6008 | 0.24029 | 1.1988 | 0.24683 | 1.0283
3 | 2025 | 2025-03-27 | 0.26487 | 1.1337 | 0.18983 | 1.0176 | 0.2192 | 1.1586 | 0.32489 | 1.7152 | 0.24971 | 1.4469 | 0.21903 | 1.4314 | 0.20216 | 0.9189 | 0.22636 | 1.5977 | 0.24285 | 1.2119 | 0.24945 | 1.0389
3 | 2025 | 2025-03-28 | 0.2687 | 1.149 | 0.19124 | 1.0236 | 0.22402 | 1.1844 | 0.32389 | 1.709 | 0.2495 | 1.4493 | 0.2174 | 1.4209 | 0.20977 | 0.953 | 0.22064 | 1.5579 | 0.23438 | 1.1705 | 0.25478 | 1.0613
3 | 2025 | 2025-03-29 | 0.25037 | 1.0742 | 0.17441 | 0.92618 | 0.20739 | 1.0942 | 0.29533 | 1.5515 | 0.22877 | 1.3234 | 0.20125 | 1.314 | 0.19803 | 0.89672 | 0.19628 | 1.3777 | 0.2258 | 1.1256 | 0.22527 | 0.93917
3 | 2025 | 2025-03-30 | 0.23114 | 0.9957 | 0.16296 | 0.86569 | 0.19706 | 1.0408 | 0.29194 | 1.5331 | 0.22624 | 1.3098 | 0.19844 | 1.2961 | 0.18499 | 0.83801 | 0.19228 | 1.3497 | 0.21861 | 1.0907 | 0.20839 | 0.86915
3 | 2025 | 2025-03-31 | 0.23407 | 1.009 | 0.17072 | 0.91597 | 0.19195 | 1.0187 | 0.29063 | 1.5376 | 0.22644 | 1.3103 | 0.19586 | 1.283 | 0.1845 | 0.83903 | 0.21452 | 1.5146 | 0.2223 | 1.1129 | 0.22004 | 0.91782
4 | 2025 | 2025-04-01 | 0.21572 | 0.93569 | 0.15555 | 0.82545 | 0.18052 | 0.9434 | 0.2421 | 1.2856 | 0.21556 | 1.1891 | 0.1861 | 1.1904 | 0.16852 | 0.74195 | 0.18427 | 1.3266 | 0.19654 | 0.99381 | 0.21255 | 0.89011
4 | 2025 | 2025-04-02 | 0.21002 | 0.91221 | 0.15252 | 0.80917 | 0.17107 | 0.89574 | 0.23642 | 1.2565 | 0.21033 | 1.1605 | 0.18094 | 1.1589 | 0.16777 | 0.73846 | 0.18484 | 1.3302 | 0.19628 | 0.99336 | 0.20451 | 0.85643
4 | 2025 | 2025-04-03 | 0.21199 | 0.92017 | 0.14775 | 0.78487 | 0.1628 | 0.855 | 0.23111 | 1.2298 | 0.20569 | 1.1349 | 0.17604 | 1.1287 | 0.16281 | 0.71719 | 0.18212 | 1.3123 | 0.19761 | 1.0005 | 0.21363 | 0.89552
4 | 2025 | 2025-04-04 | 0.21099 | 0.91649 | 0.15075 | 0.80063 | 0.16731 | 0.87859 | 0.2298 | 1.2217 | 0.20498 | 1.1313 | 0.175 | 1.1213 | 0.16234 | 0.7149 | 0.18084 | 1.3021 | 0.19295 | 0.97791 | 0.20953 | 0.87875
4 | 2025 | 2025-04-05 | 0.1964 | 0.85633 | 0.13553 | 0.71169 | 0.15788 | 0.82709 | 0.20955 | 1.1062 | 0.18866 | 1.0368 | 0.16271 | 1.0407 | 0.14654 | 0.64161 | 0.15168 | 1.0886 | 0.17991 | 0.91039 | 0.19294 | 0.81035
4 | 2025 | 2025-04-06 | 0.1989 | 0.86693 | 0.1341 | 0.70412 | 0.15278 | 0.80159 | 0.20958 | 1.1052 | 0.18955 | 1.0417 | 0.16286 | 1.0401 | 0.15028 | 0.65704 | 0.1551 | 1.1116 | 0.18072 | 0.91565 | 0.18739 | 0.78735
4 | 2025 | 2025-04-07 | 0.20536 | 0.89481 | 0.14211 | 0.75542 | 0.14921 | 0.7891 | 0.2166 | 1.1498 | 0.1918 | 1.0624 | 0.16387 | 1.0536 | 0.15462 | 0.68123 | 0.1823 | 1.3117 | 0.19335 | 0.98251 | 0.20203 | 0.84885
4 | 2025 | 2025-04-08 | 0.1906 | 0.83436 | 0.13821 | 0.7351 | 0.1544 | 0.81693 | 0.21826 | 1.1581 | 0.19492 | 1.0786 | 0.16531 | 1.0601 | 0.15218 | 0.67052 | 0.17641 | 1.2692 | 0.18423 | 0.93714 | 0.19513 | 0.81984
4 | 2025 | 2025-04-09 | 0.18935 | 0.82902 | 0.14328 | 0.76165 | 0.15546 | 0.82321 | 0.21235 | 1.1274 | 0.1891 | 1.0474 | 0.16013 | 1.0288 | 0.14969 | 0.65962 | 0.17838 | 1.2822 | 0.18384 | 0.93624 | 0.19758 | 0.83075
4 | 2025 | 2025-04-10 | 0.1847 | 0.81096 | 0.13331 | 0.70968 | 0.14868 | 0.78873 | 0.20536 | 1.09 | 0.18155 | 1.0079 | 0.15425 | 0.9939 | 0.14646 | 0.6457 | 0.16864 | 1.2157 | 0.18033 | 0.91842 | 0.20778 | 0.8748
4 | 2025 | 2025-04-11 | 0.17926 | 0.78804 | 0.13357 | 0.71088 | 0.14548 | 0.77344 | 0.20126 | 1.0687 | 0.17784 | 0.98804 | 0.1507 | 0.97195 | 0.14204 | 0.62661 | 0.16803 | 1.209 | 0.17261 | 0.88062 | 0.1944 | 0.81833
4 | 2025 | 2025-04-12 | 0.17262 | 0.76047 | 0.11121 | 0.58508 | 0.12631 | 0.6719 | 0.18022 | 0.95139 | 0.16133 | 0.8913 | 0.13743 | 0.88513 | 0.12634 | 0.55371 | 0.14637 | 1.049 | 0.16968 | 0.8645 | 0.18264 | 0.77031
4 | 2025 | 2025-04-13 | 0.17698 | 0.77889 | 0.10992 | 0.57844 | 0.13015 | 0.69226 | 0.17716 | 0.93287 | 0.15778 | 0.87404 | 0.1353 | 0.87241 | 0.12432 | 0.5448 | 0.1482 | 1.0631 | 0.17527 | 0.89346 | 0.18662 | 0.78761
4 | 2025 | 2025-04-14 | 0.19593 | 0.85616 | 0.12429 | 0.66318 | 0.13412 | 0.71884 | 0.19067 | 1.0125 | 0.16815 | 0.937 | 0.14185 | 0.91711 | 0.13543 | 0.59755 | 0.17394 | 1.2499 | 0.17717 | 0.9066 | 0.19147 | 0.80752
4 | 2025 | 2025-04-15 | 0.18972 | 0.83005 | 0.13274 | 0.7086 | 0.14946 | 0.79955 | 0.1915 | 1.0189 | 0.1711 | 0.95107 | 0.14226 | 0.91699 | 0.14576 | 0.6408 | 0.17131 | 1.2314 | 0.17466 | 0.89458 | 0.1811 | 0.76376
4 | 2025 | 2025-04-16 | 0.19218 | 0.84022 | 0.13661 | 0.729 | 0.1542 | 0.82401 | 0.19468 | 1.0328 | 0.17498 | 0.97302 | 0.14559 | 0.93543 | 0.14702 | 0.64587 | 0.17356 | 1.2505 | 0.18695 | 0.95712 | 0.18464 | 0.77932
4 | 2025 | 2025-04-17 | 0.1959 | 0.85551 | 0.13702 | 0.73181 | 0.15348 | 0.82208 | 0.19582 | 1.0376 | 0.17694 | 0.98406 | 0.14692 | 0.94196 | 0.14811 | 0.65009 | 0.17071 | 1.2283 | 0.17749 | 0.91034 | 0.17946 | 0.75802
4 | 2025 | 2025-04-18 | 0.19369 | 0.84637 | 0.13991 | 0.7474 | 0.1543 | 0.82758 | 0.19132 | 1.0147 | 0.1728 | 0.96193 | 0.14307 | 0.91843 | 0.14779 | 0.64837 | 0.1752 | 1.2598 | 0.18193 | 0.9339 | 0.17836 | 0.75358
4 | 2025 | 2025-04-19 | 0.18317 | 0.80308 | 0.11869 | 0.62721 | 0.13853 | 0.74401 | 0.16891 | 0.88915 | 0.15403 | 0.8544 | 0.129 | 0.8279 | 0.12815 | 0.55884 | 0.14648 | 1.0479 | 0.16473 | 0.84573 | 0.17139 | 0.72575
4 | 2025 | 2025-04-20 | 0.18064 | 0.79237 | 0.11944 | 0.63158 | 0.13521 | 0.72792 | 0.16691 | 0.87814 | 0.15239 | 0.84624 | 0.12758 | 0.81874 | 0.13078 | 0.56965 | 0.14608 | 1.0446 | 0.16263 | 0.83602 | 0.17377 | 0.73626
4 | 2025 | 2025-04-21 | 0.18951 | 0.83012 | 0.12886 | 0.6906 | 0.14214 | 0.7695 | 0.1793 | 0.95176 | 0.16119 | 0.90137 | 0.13337 | 0.85963 | 0.13761 | 0.60427 | 0.16827 | 1.2099 | 0.171 | 0.88108 | 0.17431 | 0.73801
4 | 2025 | 2025-04-22 | 0.18291 | 0.8034 | 0.12215 | 0.65652 | 0.13275 | 0.72324 | 0.17263 | 0.91794 | 0.15448 | 0.86569 | 0.12769 | 0.82584 | 0.13588 | 0.5966 | 0.16612 | 1.1969 | 0.1751 | 0.90219 | 0.17956 | 0.76078
4 | 2025 | 2025-04-23 | 0.17266 | 0.76231 | 0.11894 | 0.64024 | 0.13503 | 0.73587 | 0.16977 | 0.90273 | 0.15184 | 0.85228 | 0.12555 | 0.81271 | 0.13264 | 0.58266 | 0.16178 | 1.166 | 0.16919 | 0.87305 | 0.16613 | 0.70442
4 | 2025 | 2025-04-24 | 0.17234 | 0.76104 | 0.11701 | 0.63083 | 0.12538 | 0.68796 | 0.16673 | 0.88758 | 0.14935 | 0.83908 | 0.12311 | 0.79755 | 0.12625 | 0.55534 | 0.15361 | 1.1073 | 0.15705 | 0.81232 | 0.16625 | 0.70529
4 | 2025 | 2025-04-25 | 0.17098 | 0.75558 | 0.1119 | 0.60488 | 0.12196 | 0.67207 | 0.16709 | 0.88876 | 0.15038 | 0.84535 | 0.12387 | 0.80124 | 0.1341 | 0.58821 | 0.15384 | 1.1076 | 0.15318 | 0.79389 | 0.16971 | 0.72042
4 | 2025 | 2025-04-26 | 0.16086 | 0.71349 | 0.10504 | 0.55996 | 0.11652 | 0.63998 | 0.14526 | 0.76645 | 0.13224 | 0.74134 | 0.11045 | 0.71471 | 0.1177 | 0.51246 | 0.13329 | 0.95722 | 0.15625 | 0.80791 | 0.15968 | 0.67955
4 | 2025 | 2025-04-27 | 0.16511 | 0.73093 | 0.10712 | 0.57145 | 0.11843 | 0.6511 | 0.14586 | 0.76803 | 0.13318 | 0.74775 | 0.11162 | 0.7212 | 0.12059 | 0.52437 | 0.133 | 0.95542 | 0.15636 | 0.80933 | 0.15691 | 0.66832
4 | 2025 | 2025-04-28 | 0.15951 | 0.70906 | 0.11099 | 0.60214 | 0.12889 | 0.7112 | 0.152 | 0.81252 | 0.13565 | 0.7678 | 0.11156 | 0.72798 | 0.12214 | 0.53689 | 0.15511 | 1.1176 | 0.15644 | 0.81298 | 0.16067 | 0.6833
4 | 2025 | 2025-04-29 | 0.15588 | 0.69525 | 0.10546 | 0.574 | 0.11861 | 0.66061 | 0.1469 | 0.78459 | 0.12976 | 0.73825 | 0.10783 | 0.70673 | 0.12073 | 0.53065 | 0.14544 | 1.0497 | 0.14672 | 0.76424 | 0.15302 | 0.65139
4 | 2025 | 2025-04-30 | 0.14736 | 0.66045 | 0.096686 | 0.52919 | 0.10835 | 0.60959 | 0.13929 | 0.74728 | 0.12228 | 0.6981 | 0.10129 | 0.66808 | 0.11004 | 0.48531 | 0.14046 | 1.0136 | 0.13776 | 0.7198 | 0.1406 | 0.59934
5 | 2025 | 2025-05-01 | 0.13156 | 0.59829 | 0.076508 | 0.42915 | 0.090553 | 0.54294 | 0.11528 | 0.63268 | 0.10611 | 0.61749 | 0.082971 | 0.56504 | 0.081091 | 0.37003 | 0.13031 | 0.92963 | 0.11246 | 0.60626 | 0.11718 | 0.50687
5 | 2025 | 2025-05-02 | 0.12779 | 0.58309 | 0.078115 | 0.43876 | 0.090278 | 0.54367 | 0.1132 | 0.6237 | 0.10572 | 0.6184 | 0.082115 | 0.56139 | 0.08218 | 0.37497 | 0.1325 | 0.94553 | 0.11689 | 0.63136 | 0.11852 | 0.51312
5 | 2025 | 2025-05-03 | 0.12767 | 0.58221 | 0.066534 | 0.37099 | 0.083233 | 0.50704 | 0.09647 | 0.52981 | 0.095361 | 0.56024 | 0.07423 | 0.51011 | 0.076462 | 0.34575 | 0.11441 | 0.8103 | 0.11755 | 0.63724 | 0.11145 | 0.48536
5 | 2025 | 2025-05-04 | 0.13209 | 0.60074 | 0.071553 | 0.39972 | 0.088665 | 0.54241 | 0.095252 | 0.52435 | 0.097047 | 0.57323 | 0.074785 | 0.51495 | 0.0813 | 0.36741 | 0.11326 | 0.80144 | 0.11703 | 0.63553 | 0.11401 | 0.4975
5 | 2025 | 2025-05-05 | 0.14614 | 0.65976 | 0.082183 | 0.46568 | 0.094086 | 0.57414 | 0.10798 | 0.60006 | 0.10622 | 0.62983 | 0.080974 | 0.55822 | 0.095678 | 0.43552 | 0.13517 | 0.96567 | 0.1242 | 0.67421 | 0.123 | 0.53444
5 | 2025 | 2025-05-06 | 0.1437 | 0.64969 | 0.078323 | 0.44653 | 0.093021 | 0.57068 | 0.10535 | 0.58722 | 0.10316 | 0.6134 | 0.078787 | 0.54506 | 0.095579 | 0.43521 | 0.13127 | 0.9395 | 0.11879 | 0.6458 | 0.12061 | 0.5242
5 | 2025 | 2025-05-07 | 0.14072 | 0.63762 | 0.075541 | 0.43202 | 0.089406 | 0.55078 | 0.10235 | 0.57161 | 0.098351 | 0.58548 | 0.075705 | 0.52535 | 0.089028 | 0.40584 | 0.13186 | 0.94519 | 0.12059 | 0.65653 | 0.12204 | 0.53118
5 | 2025 | 2025-05-08 | 0.14331 | 0.64862 | 0.076411 | 0.43599 | 0.08704 | 0.53739 | 0.10051 | 0.56177 | 0.097043 | 0.57905 | 0.074746 | 0.51942 | 0.087519 | 0.39932 | 0.13064 | 0.93607 | 0.12008 | 0.65484 | 0.11612 | 0.50492
5 | 2025 | 2025-05-09 | 0.138 | 0.62701 | 0.073973 | 0.42408 | 0.087729 | 0.54385 | 0.09923 | 0.55504 | 0.09756 | 0.58402 | 0.074874 | 0.52077 | 0.087654 | 0.40008 | 0.12748 | 0.91464 | 0.11612 | 0.63434 | 0.11617 | 0.50536
5 | 2025 | 2025-05-10 | 0.13138 | 0.5988 | 0.063024 | 0.36107 | 0.07783 | 0.49045 | 0.081656 | 0.45598 | 0.083417 | 0.50175 | 0.065051 | 0.45623 | 0.079421 | 0.35951 | 0.10061 | 0.71756 | 0.10299 | 0.56526 | 0.10756 | 0.47119
5 | 2025 | 2025-05-11 | 0.12973 | 0.59253 | 0.062402 | 0.35913 | 0.079826 | 0.50515 | 0.079608 | 0.44433 | 0.080753 | 0.48633 | 0.063467 | 0.44566 | 0.078238 | 0.35462 | 0.098037 | 0.6985 | 0.10052 | 0.55296 | 0.10574 | 0.46321
5 | 2025 | 2025-05-12 | 0.14087 | 0.63939 | 0.07593 | 0.44159 | 0.090989 | 0.57222 | 0.092105 | 0.5208 | 0.089622 | 0.54231 | 0.069427 | 0.48901 | 0.085764 | 0.3919 | 0.12112 | 0.86977 | 0.11018 | 0.60521 | 0.11569 | 0.50465
5 | 2025 | 2025-05-13 | 0.13575 | 0.61846 | 0.07194 | 0.42002 | 0.08478 | 0.53556 | 0.09012 | 0.51096 | 0.087786 | 0.53305 | 0.068198 | 0.48196 | 0.080212 | 0.3672 | 0.11803 | 0.84824 | 0.10661 | 0.58683 | 0.11581 | 0.50537
5 | 2025 | 2025-05-14 | 0.12236 | 0.56344 | 0.06747 | 0.39586 | 0.077862 | 0.49514 | 0.087559 | 0.49685 | 0.083283 | 0.50633 | 0.065579 | 0.46479 | 0.075632 | 0.34705 | 0.11167 | 0.80462 | 0.097582 | 0.53879 | 0.097014 | 0.42234
5 | 2025 | 2025-05-15 | 0.1255 | 0.57699 | 0.067282 | 0.39525 | 0.075454 | 0.48197 | 0.085546 | 0.48335 | 0.079205 | 0.48061 | 0.063514 | 0.44955 | 0.074775 | 0.34354 | 0.11188 | 0.80519 | 0.099661 | 0.55119 | 0.09611 | 0.41726
5 | 2025 | 2025-05-16 | 0.11879 | 0.54978 | 0.066105 | 0.38873 | 0.075348 | 0.48297 | 0.084234 | 0.47466 | 0.077932 | 0.47307 | 0.062984 | 0.44531 | 0.076544 | 0.35183 | 0.11379 | 0.82056 | 0.10374 | 0.57437 | 0.10591 | 0.46148
5 | 2025 | 2025-05-17 | 0.11143 | 0.51913 | 0.054937 | 0.32341 | 0.066776 | 0.43639 | 0.068303 | 0.38536 | 0.069062 | 0.42415 | 0.056297 | 0.40241 | 0.06164 | 0.28191 | 0.088918 | 0.63825 | 0.093786 | 0.52254 | 0.098365 | 0.43221
5 | 2025 | 2025-05-18 | 0.1042 | 0.48966 | 0.054732 | 0.32453 | 0.066178 | 0.43483 | 0.065989 | 0.37338 | 0.065413 | 0.40326 | 0.054167 | 0.38919 | 0.059555 | 0.27305 | 0.086672 | 0.62422 | 0.091245 | 0.50973 | 0.09296 | 0.4087
5 | 2025 | 2025-05-19 | 0.10196 | 0.48114 | 0.06362 | 0.38253 | 0.073116 | 0.47665 | 0.078857 | 0.45196 | 0.074857 | 0.46277 | 0.060607 | 0.43595 | 0.067355 | 0.31187 | 0.1065 | 0.77355 | 0.09553 | 0.53277 | 0.10313 | 0.45103
5 | 2025 | 2025-05-20 | 0.11025 | 0.51562 | 0.06274 | 0.37957 | 0.07205 | 0.47209 | 0.077244 | 0.44495 | 0.073983 | 0.45994 | 0.059993 | 0.43374 | 0.066058 | 0.30648 | 0.10692 | 0.7768 | 0.097722 | 0.54576 | 0.10097 | 0.44139
5 | 2025 | 2025-05-21 | 0.1096 | 0.51352 | 0.063724 | 0.38529 | 0.071033 | 0.46693 | 0.076082 | 0.43975 | 0.07416 | 0.46322 | 0.060086 | 0.43577 | 0.06892 | 0.31969 | 0.10439 | 0.75799 | 0.095496 | 0.5348 | 0.10204 | 0.44622
5 | 2025 | 2025-05-22 | 0.10999 | 0.51541 | 0.064856 | 0.3935 | 0.075857 | 0.49882 | 0.074845 | 0.43242 | 0.073021 | 0.45706 | 0.059636 | 0.43291 | 0.071526 | 0.33179 | 0.10402 | 0.75648 | 0.096192 | 0.53964 | 0.103 | 0.45063
5 | 2025 | 2025-05-23 | 0.10334 | 0.48877 | 0.063157 | 0.38315 | 0.069288 | 0.45956 | 0.072629 | 0.41996 | 0.068587 | 0.43047 | 0.057264 | 0.4174 | 0.064131 | 0.29935 | 0.1041 | 0.75751 | 0.097766 | 0.54928 | 0.10076 | 0.44032
5 | 2025 | 2025-05-24 | 0.088752 | 0.42816 | 0.048811 | 0.30061 | 0.058424 | 0.39864 | 0.056175 | 0.32665 | 0.05655 | 0.36085 | 0.049 | 0.36327 | 0.0518 | 0.24109 | 0.076424 | 0.55605 | 0.08318 | 0.47231 | 0.089967 | 0.39649
5 | 2025 | 2025-05-25 | 0.095341 | 0.45593 | 0.048477 | 0.30005 | 0.056922 | 0.39144 | 0.054576 | 0.31897 | 0.054756 | 0.35167 | 0.048022 | 0.35816 | 0.051668 | 0.24112 | 0.075243 | 0.54745 | 0.082938 | 0.47213 | 0.081898 | 0.36144
5 | 2025 | 2025-05-26 | 0.10489 | 0.49643 | 0.060893 | 0.37598 | 0.067882 | 0.45668 | 0.068325 | 0.39939 | 0.064741 | 0.41238 | 0.055247 | 0.40805 | 0.061325 | 0.28859 | 0.095921 | 0.70229 | 0.0887 | 0.50327 | 0.093576 | 0.41008
5 | 2025 | 2025-05-27 | 0.10505 | 0.49713 | 0.061199 | 0.37997 | 0.069689 | 0.46986 | 0.066447 | 0.39281 | 0.063229 | 0.40674 | 0.054144 | 0.40413 | 0.067333 | 0.31605 | 0.099454 | 0.72834 | 0.095604 | 0.54189 | 0.10434 | 0.45778
5 | 2025 | 2025-05-28 | 0.1105 | 0.51987 | 0.065 | 0.40369 | 0.077169 | 0.51828 | 0.066035 | 0.39516 | 0.067057 | 0.43507 | 0.056045 | 0.42097 | 0.068727 | 0.32284 | 0.10093 | 0.73978 | 0.099218 | 0.56264 | 0.1032 | 0.4529
5 | 2025 | 2025-05-29 | 0.10573 | 0.50105 | 0.063308 | 0.39516 | 0.070279 | 0.47698 | 0.064641 | 0.38744 | 0.064851 | 0.42244 | 0.055013 | 0.41471 | 0.06721 | 0.31669 | 0.10068 | 0.73908 | 0.10003 | 0.56815 | 0.10719 | 0.47072
5 | 2025 | 2025-05-30 | 0.10209 | 0.48601 | 0.059274 | 0.37507 | 0.064462 | 0.44313 | 0.062446 | 0.37602 | 0.060207 | 0.39503 | 0.052492 | 0.39905 | 0.068007 | 0.32089 | 0.095519 | 0.70415 | 0.09284 | 0.53019 | 0.099381 | 0.43743
5 | 2025 | 2025-05-31 | 0.088142 | 0.42834 | 0.046358 | 0.29886 | 0.056492 | 0.39946 | 0.046419 | 0.28006 | 0.04604 | 0.30852 | 0.043668 | 0.33752 | 0.048341 | 0.2301 | 0.068908 | 0.50849 | 0.08031 | 0.46453 | 0.086265 | 0.38268
6 | 2025 | 2025-06-01 | 0.087273 | 0.42353 | 0.040809 | 0.28083 | 0.05089 | 0.37644 | 0.046471 | 0.30016 | 0.045205 | 0.31772 | 0.04041 | 0.32564 | 0.036751 | 0.18182 | 0.066314 | 0.50856 | 0.070769 | 0.42428 | 0.078597 | 0.35542
6 | 2025 | 2025-06-02 | 0.09653 | 0.46283 | 0.052969 | 0.35646 | 0.061828 | 0.44334 | 0.060841 | 0.38989 | 0.057576 | 0.39963 | 0.048458 | 0.38551 | 0.046099 | 0.22718 | 0.088881 | 0.67735 | 0.079645 | 0.47282 | 0.086684 | 0.38804
6 | 2025 | 2025-06-03 | 0.089591 | 0.43404 | 0.051793 | 0.35021 | 0.058755 | 0.42356 | 0.059193 | 0.37784 | 0.054734 | 0.37899 | 0.047412 | 0.37733 | 0.045387 | 0.2239 | 0.085361 | 0.64986 | 0.075785 | 0.4498 | 0.082091 | 0.36732
6 | 2025 | 2025-06-04 | 0.088811 | 0.43119 | 0.051767 | 0.3519 | 0.057255 | 0.41496 | 0.058089 | 0.37211 | 0.053674 | 0.37358 | 0.047059 | 0.37621 | 0.046004 | 0.22796 | 0.08347 | 0.63589 | 0.073865 | 0.439 | 0.082103 | 0.36758
6 | 2025 | 2025-06-05 | 0.085184 | 0.41622 | 0.050017 | 0.34148 | 0.057272 | 0.41659 | 0.057134 | 0.36629 | 0.052193 | 0.36374 | 0.046477 | 0.37235 | 0.044144 | 0.21915 | 0.082407 | 0.62878 | 0.072916 | 0.43431 | 0.0785 | 0.35132
6 | 2025 | 2025-06-06 | 0.079074 | 0.39147 | 0.049779 | 0.34146 | 0.055722 | 0.40793 | 0.056342 | 0.36202 | 0.051114 | 0.3572 | 0.046058 | 0.37006 | 0.042877 | 0.21412 | 0.082043 | 0.62757 | 0.072998 | 0.43615 | 0.080342 | 0.36045
6 | 2025 | 2025-06-07 | 0.073529 | 0.36791 | 0.038285 | 0.27362 | 0.046095 | 0.3537 | 0.041578 | 0.27858 | 0.04072 | 0.29786 | 0.038648 | 0.32112 | 0.032797 | 0.16604 | 0.058546 | 0.45486 | 0.064339 | 0.39165 | 0.0695 | 0.31622
6 | 2025 | 2025-06-08 | 0.07488 | 0.37459 | 0.036184 | 0.26104 | 0.044846 | 0.34634 | 0.040415 | 0.27205 | 0.039625 | 0.29217 | 0.038409 | 0.32088 | 0.032304 | 0.16469 | 0.057229 | 0.44608 | 0.064001 | 0.39101 | 0.069011 | 0.31426
6 | 2025 | 2025-06-09 | 0.084069 | 0.4137 | 0.049911 | 0.34745 | 0.053365 | 0.39611 | 0.05514 | 0.3615 | 0.051231 | 0.36567 | 0.046153 | 0.37646 | 0.042802 | 0.21636 | 0.080523 | 0.62096 | 0.073976 | 0.44661 | 0.078469 | 0.35291
6 | 2025 | 2025-06-10 | 0.081506 | 0.40413 | 0.049743 | 0.34825 | 0.053371 | 0.39729 | 0.054244 | 0.3574 | 0.050756 | 0.36501 | 0.046165 | 0.37858 | 0.043529 | 0.22167 | 0.079211 | 0.61198 | 0.07321 | 0.44324 | 0.080643 | 0.36329
6 | 2025 | 2025-06-11 | 0.0792 | 0.39477 | 0.048539 | 0.34133 | 0.053453 | 0.39901 | 0.053376 | 0.35205 | 0.049599 | 0.35783 | 0.04586 | 0.37713 | 0.042587 | 0.21755 | 0.078354 | 0.60569 | 0.07089 | 0.42973 | 0.079091 | 0.35647
6 | 2025 | 2025-06-12 | 0.075689 | 0.38028 | 0.0494 | 0.34849 | 0.053232 | 0.3992 | 0.052997 | 0.35035 | 0.049001 | 0.35449 | 0.045667 | 0.37645 | 0.04252 | 0.21777 | 0.078654 | 0.60987 | 0.071632 | 0.43581 | 0.078733 | 0.35542
6 | 2025 | 2025-06-13 | 0.071363 | 0.36182 | 0.049643 | 0.35091 | 0.053075 | 0.40033 | 0.053027 | 0.35215 | 0.0491 | 0.35651 | 0.045682 | 0.37764 | 0.040588 | 0.20878 | 0.077172 | 0.59844 | 0.068731 | 0.41872 | 0.078565 | 0.35558
6 | 2025 | 2025-06-14 | 0.062737 | 0.32707 | 0.035482 | 0.26586 | 0.043215 | 0.34228 | 0.037056 | 0.25745 | 0.036665 | 0.28121 | 0.037882 | 0.32477 | 0.029465 | 0.15711 | 0.052266 | 0.4152 | 0.060824 | 0.37951 | 0.069172 | 0.31703
6 | 2025 | 2025-06-15 | 0.063593 | 0.33074 | 0.035405 | 0.2671 | 0.043004 | 0.34138 | 0.036479 | 0.25447 | 0.036117 | 0.27883 | 0.037842 | 0.32568 | 0.030715 | 0.16392 | 0.050638 | 0.40292 | 0.058463 | 0.36598 | 0.067188 | 0.30848
6 | 2025 | 2025-06-16 | 0.069045 | 0.35453 | 0.048333 | 0.34776 | 0.052743 | 0.39958 | 0.052169 | 0.35023 | 0.048607 | 0.35772 | 0.045799 | 0.3823 | 0.041087 | 0.21531 | 0.074854 | 0.58463 | 0.068079 | 0.41919 | 0.076467 | 0.34706
6 | 2025 | 2025-06-17 | 0.068928 | 0.35441 | 0.047048 | 0.34001 | 0.051433 | 0.39163 | 0.051624 | 0.34702 | 0.047941 | 0.35408 | 0.045722 | 0.38264 | 0.040034 | 0.21081 | 0.075191 | 0.58882 | 0.068404 | 0.42265 | 0.074285 | 0.33732
6 | 2025 | 2025-06-18 | 0.069134 | 0.35597 | 0.047023 | 0.34088 | 0.050864 | 0.38865 | 0.050799 | 0.34173 | 0.047038 | 0.349 | 0.045645 | 0.38316 | 0.038987 | 0.20634 | 0.075042 | 0.58938 | 0.068968 | 0.42779 | 0.076819 | 0.34928
6 | 2025 | 2025-06-19 | 0.073198 | 0.37333 | 0.046948 | 0.34203 | 0.051069 | 0.39089 | 0.050616 | 0.3422 | 0.04734 | 0.3534 | 0.045929 | 0.38705 | 0.039768 | 0.2121 | 0.073888 | 0.5813 | 0.067768 | 0.42175 | 0.078758 | 0.35842
6 | 2025 | 2025-06-20 | 0.071382 | 0.36678 | 0.047616 | 0.34835 | 0.051386 | 0.3935 | 0.050376 | 0.34122 | 0.047091 | 0.35277 | 0.045979 | 0.38838 | 0.040735 | 0.21771 | 0.07424 | 0.58582 | 0.06856 | 0.42829 | 0.078256 | 0.35668
6 | 2025 | 2025-06-21 | 0.061624 | 0.32669 | 0.033415 | 0.26207 | 0.041117 | 0.33323 | 0.034848 | 0.24842 | 0.034695 | 0.2764 | 0.03813 | 0.33421 | 0.030419 | 0.16984 | 0.049394 | 0.40229 | 0.059336 | 0.38069 | 0.066128 | 0.30647
6 | 2025 | 2025-06-22 | 0.061963 | 0.32849 | 0.03501 | 0.27395 | 0.041531 | 0.33702 | 0.035033 | 0.25141 | 0.035375 | 0.28325 | 0.038492 | 0.33852 | 0.030753 | 0.17271 | 0.049702 | 0.40602 | 0.059263 | 0.38168 | 0.066699 | 0.30978
6 | 2025 | 2025-06-23 | 0.064462 | 0.3393 | 0.045649 | 0.33856 | 0.04967 | 0.3839 | 0.050534 | 0.34376 | 0.046927 | 0.35369 | 0.046141 | 0.39154 | 0.039829 | 0.21621 | 0.07223 | 0.57327 | 0.066135 | 0.41763 | 0.076534 | 0.35029
6 | 2025 | 2025-06-24 | 0.060774 | 0.32469 | 0.044827 | 0.33433 | 0.049135 | 0.38042 | 0.049973 | 0.33874 | 0.045645 | 0.34415 | 0.045839 | 0.3891 | 0.039084 | 0.2142 | 0.071175 | 0.56568 | 0.064472 | 0.40866 | 0.077351 | 0.35432
6 | 2025 | 2025-06-25 | 0.06507 | 0.34365 | 0.044537 | 0.33377 | 0.048634 | 0.37719 | 0.049576 | 0.33668 | 0.045466 | 0.34452 | 0.046014 | 0.39171 | 0.038204 | 0.21062 | 0.071495 | 0.56971 | 0.064861 | 0.41269 | 0.074735 | 0.34301
6 | 2025 | 2025-06-26 | 0.06299 | 0.3354 | 0.043903 | 0.33068 | 0.048528 | 0.37711 | 0.049113 | 0.33313 | 0.044729 | 0.3398 | 0.045947 | 0.39169 | 0.038832 | 0.21584 | 0.070872 | 0.56556 | 0.063452 | 0.40531 | 0.074703 | 0.34355
6 | 2025 | 2025-06-27 | 0.059138 | 0.31921 | 0.043784 | 0.33101 | 0.048487 | 0.37753 | 0.050071 | 0.34032 | 0.045546 | 0.34564 | 0.046114 | 0.39312 | 0.03757 | 0.21007 | 0.070212 | 0.56114 | 0.062066 | 0.3981 | 0.072482 | 0.33391
6 | 2025 | 2025-06-28 | 0.048666 | 0.27577 | 0.032478 | 0.26394 | 0.039926 | 0.32934 | 0.035617 | 0.25633 | 0.034882 | 0.28239 | 0.038741 | 0.34307 | 0.026544 | 0.15699 | 0.047597 | 0.39491 | 0.05317 | 0.35225 | 0.064498 | 0.30292
6 | 2025 | 2025-06-29 | 0.048586 | 0.27605 | 0.032083 | 0.26245 | 0.039691 | 0.32813 | 0.035356 | 0.25434 | 0.034454 | 0.27996 | 0.03875 | 0.34368 | 0.026815 | 0.15999 | 0.047276 | 0.39371 | 0.05298 | 0.35273 | 0.063391 | 0.29859
6 | 2025 | 2025-06-30 | 0.055932 | 0.30775 | 0.043294 | 0.33096 | 0.047847 | 0.37444 | 0.049917 | 0.33925 | 0.045008 | 0.34357 | 0.046272 | 0.39586 | 0.037116 | 0.21089 | 0.070231 | 0.56461 | 0.060579 | 0.39339 | 0.071787 | 0.33298
7 | 2025 | 2025-07-01 | 0.051722 | 0.30203 | 0.040253 | 0.32347 | 0.046351 | 0.37142 | 0.055858 | 0.38507 | 0.044607 | 0.35187 | 0.04733 | 0.42783 | 0.033761 | 0.20873 | 0.065512 | 0.52807 | 0.058695 | 0.38938 | 0.069192 | 0.31902
7 | 2025 | 2025-07-02 | 0.050462 | 0.29653 | 0.040038 | 0.32467 | 0.046457 | 0.37546 | 0.057467 | 0.39739 | 0.04526 | 0.35847 | 0.047666 | 0.43424 | 0.033986 | 0.20654 | 0.065526 | 0.52941 | 0.058383 | 0.38892 | 0.0683 | 0.31528
7 | 2025 | 2025-07-03 | 0.050921 | 0.29975 | 0.039821 | 0.3248 | 0.046205 | 0.37366 | 0.058936 | 0.40858 | 0.045858 | 0.36447 | 0.047965 | 0.43994 | 0.033926 | 0.20772 | 0.065558 | 0.53082 | 0.058005 | 0.38826 | 0.06858 | 0.31764
7 | 2025 | 2025-07-04 | 0.049904 | 0.29521 | 0.039608 | 0.32181 | 0.045766 | 0.3688 | 0.056467 | 0.38926 | 0.044816 | 0.35451 | 0.047524 | 0.43031 | 0.033799 | 0.20964 | 0.065851 | 0.53512 | 0.05826 | 0.39182 | 0.069103 | 0.32104
7 | 2025 | 2025-07-05 | 0.043133 | 0.26779 | 0.027738 | 0.25125 | 0.037084 | 0.31939 | 0.042222 | 0.30652 | 0.034068 | 0.29073 | 0.040112 | 0.38048 | 0.023702 | 0.15969 | 0.0429 | 0.36719 | 0.049839 | 0.35086 | 0.05951 | 0.28303
7 | 2025 | 2025-07-06 | 0.042593 | 0.26597 | 0.027512 | 0.2508 | 0.036873 | 0.31827 | 0.041838 | 0.30328 | 0.033897 | 0.28911 | 0.04003 | 0.37854 | 0.023878 | 0.15954 | 0.042652 | 0.36533 | 0.048642 | 0.34404 | 0.05903 | 0.28133
7 | 2025 | 2025-07-07 | 0.048133 | 0.28878 | 0.038927 | 0.32074 | 0.045255 | 0.36747 | 0.057369 | 0.39545 | 0.045159 | 0.35796 | 0.047658 | 0.4324 | 0.034183 | 0.21023 | 0.065892 | 0.53802 | 0.056351 | 0.38489 | 0.067595 | 0.31586
7 | 2025 | 2025-07-08 | 0.047225 | 0.28431 | 0.038698 | 0.31829 | 0.044899 | 0.36402 | 0.057163 | 0.39357 | 0.045062 | 0.35699 | 0.047581 | 0.43081 | 0.034327 | 0.21131 | 0.065939 | 0.53958 | 0.056004 | 0.38282 | 0.067532 | 0.31647
7 | 2025 | 2025-07-09 | 0.047368 | 0.28648 | 0.038457 | 0.31915 | 0.044866 | 0.36586 | 0.058073 | 0.40031 | 0.045429 | 0.36048 | 0.047694 | 0.43336 | 0.034055 | 0.21142 | 0.06608 | 0.54177 | 0.055491 | 0.3816 | 0.067039 | 0.31476
7 | 2025 | 2025-07-10 | 0.046809 | 0.28443 | 0.038213 | 0.32026 | 0.04472 | 0.36591 | 0.060253 | 0.4169 | 0.046324 | 0.36907 | 0.048028 | 0.44065 | 0.033648 | 0.21165 | 0.06637 | 0.54576 | 0.055461 | 0.38289 | 0.067881 | 0.31973
7 | 2025 | 2025-07-11 | 0.045974 | 0.28036 | 0.037974 | 0.31724 | 0.044293 | 0.36138 | 0.057849 | 0.39801 | 0.045306 | 0.35911 | 0.047497 | 0.43013 | 0.033756 | 0.2121 | 0.066662 | 0.54961 | 0.055282 | 0.38377 | 0.068573 | 0.32421
7 | 2025 | 2025-07-12 | 0.039221 | 0.25342 | 0.02608 | 0.24627 | 0.035604 | 0.31202 | 0.042331 | 0.3054 | 0.03402 | 0.28992 | 0.039745 | 0.37428 | 0.023151 | 0.16214 | 0.043492 | 0.37902 | 0.046095 | 0.33664 | 0.056496 | 0.274
7 | 2025 | 2025-07-13 | 0.039235 | 0.25413 | 0.025832 | 0.24472 | 0.035373 | 0.31077 | 0.043785 | 0.31641 | 0.034604 | 0.29548 | 0.039895 | 0.37832 | 0.023129 | 0.16267 | 0.043817 | 0.38326 | 0.045992 | 0.33764 | 0.056641 | 0.27552
7 | 2025 | 2025-07-14 | 0.045276 | 0.27913 | 0.037227 | 0.31334 | 0.043547 | 0.35677 | 0.05855 | 0.40273 | 0.045533 | 0.361 | 0.047269 | 0.42816 | 0.03306 | 0.21317 | 0.067152 | 0.55671 | 0.053595 | 0.37794 | 0.066218 | 0.31509
7 | 2025 | 2025-07-15 | 0.045306 | 0.28069 | 0.036964 | 0.31601 | 0.043431 | 0.35747 | 0.060097 | 0.41453 | 0.046149 | 0.36688 | 0.047402 | 0.43229 | 0.032727 | 0.21248 | 0.067599 | 0.56214 | 0.053601 | 0.38045 | 0.065987 | 0.31489
7 | 2025 | 2025-07-16 | 0.045904 | 0.28473 | 0.036714 | 0.31178 | 0.043094 | 0.35462 | 0.06053 | 0.41777 | 0.046296 | 0.36824 | 0.047312 | 0.432 | 0.032782 | 0.2135 | 0.067724 | 0.56414 | 0.05295 | 0.3773 | 0.065793 | 0.31491
7 | 2025 | 2025-07-17 | 0.045157 | 0.28131 | 0.036451 | 0.31264 | 0.043002 | 0.35579 | 0.061431 | 0.42467 | 0.046634 | 0.37147 | 0.04729 | 0.43339 | 0.032345 | 0.21338 | 0.068158 | 0.56912 | 0.052609 | 0.37883 | 0.066217 | 0.3177
7 | 2025 | 2025-07-18 | 0.044634 | 0.27901 | 0.03619 | 0.31171 | 0.042721 | 0.35392 | 0.061532 | 0.42544 | 0.046634 | 0.37144 | 0.047104 | 0.43159 | 0.032446 | 0.21351 | 0.068331 | 0.57199 | 0.052345 | 0.37661 | 0.066355 | 0.31925
7 | 2025 | 2025-07-19 | 0.037226 | 0.24826 | 0.024281 | 0.24134 | 0.034089 | 0.30575 | 0.046352 | 0.33574 | 0.035459 | 0.30345 | 0.039294 | 0.37615 | 0.022146 | 0.16302 | 0.045201 | 0.4016 | 0.042905 | 0.32857 | 0.054132 | 0.26832
7 | 2025 | 2025-07-20 | 0.036608 | 0.24557 | 0.02402 | 0.23965 | 0.033941 | 0.30614 | 0.046113 | 0.33402 | 0.035307 | 0.30203 | 0.039011 | 0.37284 | 0.021706 | 0.16275 | 0.045339 | 0.40367 | 0.04213 | 0.32495 | 0.052842 | 0.26298
7 | 2025 | 2025-07-21 | 0.043543 | 0.27548 | 0.035403 | 0.30867 | 0.041969 | 0.35004 | 0.0605 | 0.41781 | 0.046046 | 0.3659 | 0.046195 | 0.42043 | 0.032153 | 0.21273 | 0.068767 | 0.57871 | 0.050301 | 0.36649 | 0.063272 | 0.30694
7 | 2025 | 2025-07-22 | 0.042863 | 0.27206 | 0.035142 | 0.30694 | 0.041692 | 0.34839 | 0.06134 | 0.42459 | 0.046332 | 0.36882 | 0.046078 | 0.4211 | 0.031718 | 0.21237 | 0.069254 | 0.58469 | 0.050345 | 0.36885 | 0.063363 | 0.30824
7 | 2025 | 2025-07-23 | 0.042839 | 0.27276 | 0.034882 | 0.30506 | 0.041321 | 0.34524 | 0.060741 | 0.4203 | 0.046013 | 0.36592 | 0.045678 | 0.41615 | 0.031602 | 0.21177 | 0.069397 | 0.58689 | 0.049568 | 0.36512 | 0.063033 | 0.30753
7 | 2025 | 2025-07-24 | 0.042678 | 0.27255 | 0.034622 | 0.30375 | 0.04104 | 0.3436 | 0.061072 | 0.42332 | 0.046077 | 0.36679 | 0.045434 | 0.41472 | 0.031615 | 0.21186 | 0.069537 | 0.58906 | 0.048764 | 0.36129 | 0.062259 | 0.3047
7 | 2025 | 2025-07-25 | 0.042578 | 0.2727 | 0.034362 | 0.30288 | 0.040728 | 0.34146 | 0.061227 | 0.42506 | 0.046061 | 0.36694 | 0.045142 | 0.41255 | 0.031232 | 0.21101 | 0.069821 | 0.59318 | 0.048592 | 0.36039 | 0.06176 | 0.30307
7 | 2025 | 2025-07-26 | 0.035062 | 0.24077 | 0.022459 | 0.23158 | 0.032144 | 0.29431 | 0.047039 | 0.34366 | 0.035262 | 0.30295 | 0.037403 | 0.36043 | 0.02049 | 0.16008 | 0.046715 | 0.42346 | 0.03938 | 0.31271 | 0.050601 | 0.25732
7 | 2025 | 2025-07-27 | 0.034985 | 0.24099 | 0.022203 | 0.2313 | 0.031892 | 0.29321 | 0.04826 | 0.35386 | 0.035679 | 0.30744 | 0.03728 | 0.36229 | 0.020161 | 0.15925 | 0.046969 | 0.4271 | 0.038933 | 0.31103 | 0.050496 | 0.25781
7 | 2025 | 2025-07-28 | 0.041752 | 0.26958 | 0.033605 | 0.2971 | 0.039834 | 0.33589 | 0.060458 | 0.42137 | 0.045467 | 0.3625 | 0.043953 | 0.40107 | 0.03068 | 0.20948 | 0.070595 | 0.60434 | 0.047393 | 0.35572 | 0.060701 | 0.30049
7 | 2025 | 2025-07-29 | 0.04165 | 0.26957 | 0.033358 | 0.29613 | 0.039645 | 0.33584 | 0.061318 | 0.42899 | 0.045723 | 0.36555 | 0.043736 | 0.4015 | 0.030576 | 0.20905 | 0.070824 | 0.60763 | 0.046758 | 0.3535 | 0.060178 | 0.29868
7 | 2025 | 2025-07-30 | 0.041661 | 0.27023 | 0.033112 | 0.29722 | 0.039504 | 0.33657 | 0.061521 | 0.43165 | 0.045701 | 0.36599 | 0.043386 | 0.3994 | 0.030069 | 0.20812 | 0.071047 | 0.6109 | 0.04613 | 0.35127 | 0.059703 | 0.29712
7 | 2025 | 2025-07-31 | 0.041386 | 0.26904 | 0.032879 | 0.29424 | 0.039117 | 0.33328 | 0.061383 | 0.43178 | 0.045532 | 0.36507 | 0.042961 | 0.39599 | 0.029634 | 0.20685 | 0.071292 | 0.61479 | 0.045847 | 0.34992 | 0.05965 | 0.29783
8 | 2025 | 2025-08-01 | 0.04523 | 0.29154 | 0.032945 | 0.29025 | 0.037641 | 0.31616 | 0.046627 | 0.31571 | 0.042137 | 0.34838 | 0.030062 | 0.24388 | 0.030452 | 0.21165 | 0.069403 | 0.61258 | 0.046997 | 0.36785 | 0.060967 | 0.31594
8 | 2025 | 2025-08-02 | 0.038285 | 0.26287 | 0.021155 | 0.22081 | 0.028897 | 0.26702 | 0.031164 | 0.22489 | 0.031075 | 0.28396 | 0.020976 | 0.17709 | 0.019672 | 0.16163 | 0.046931 | 0.44545 | 0.037851 | 0.31554 | 0.049936 | 0.26913
8 | 2025 | 2025-08-03 | 0.037122 | 0.25726 | 0.020846 | 0.2177 | 0.028698 | 0.26564 | 0.032383 | 0.23655 | 0.030855 | 0.27952 | 0.02283 | 0.19845 | 0.019426 | 0.15954 | 0.046908 | 0.44816 | 0.037486 | 0.31555 | 0.049459 | 0.26549
8 | 2025 | 2025-08-04 | 0.045134 | 0.29264 | 0.032279 | 0.28698 | 0.036896 | 0.31264 | 0.046675 | 0.32087 | 0.041687 | 0.34629 | 0.029134 | 0.23892 | 0.029549 | 0.20786 | 0.070386 | 0.62457 | 0.045759 | 0.36016 | 0.06004 | 0.31147
8 | 2025 | 2025-08-05 | 0.045384 | 0.29399 | 0.032114 | 0.2869 | 0.036636 | 0.31164 | 0.046144 | 0.31834 | 0.041538 | 0.34701 | 0.027911 | 0.22771 | 0.029177 | 0.20737 | 0.071009 | 0.62964 | 0.045326 | 0.35533 | 0.059608 | 0.31367
8 | 2025 | 2025-08-06 | 0.04418 | 0.28707 | 0.031881 | 0.2851 | 0.036415 | 0.31056 | 0.046118 | 0.32012 | 0.041346 | 0.34604 | 0.027633 | 0.22661 | 0.028902 | 0.20533 | 0.071427 | 0.63398 | 0.044932 | 0.35196 | 0.059077 | 0.30834
8 | 2025 | 2025-08-07 | 0.04466 | 0.29066 | 0.031727 | 0.28496 | 0.036172 | 0.30966 | 0.046066 | 0.32183 | 0.041141 | 0.34501 | 0.027346 | 0.2255 | 0.02855 | 0.20433 | 0.071017 | 0.63529 | 0.044662 | 0.35463 | 0.058867 | 0.31012
8 | 2025 | 2025-08-08 | 0.044258 | 0.28799 | 0.031569 | 0.28452 | 0.035949 | 0.30876 | 0.045989 | 0.32347 | 0.040926 | 0.34394 | 0.027053 | 0.22438 | 0.028208 | 0.20309 | 0.071299 | 0.63912 | 0.044312 | 0.35217 | 0.058497 | 0.30805
8 | 2025 | 2025-08-09 | 0.037066 | 0.25758 | 0.019734 | 0.21288 | 0.027295 | 0.25979 | 0.030984 | 0.23739 | 0.029738 | 0.27717 | 0.019047 | 0.16959 | 0.017522 | 0.15088 | 0.048373 | 0.47034 | 0.035306 | 0.30288 | 0.047842 | 0.26347
8 | 2025 | 2025-08-10 | 0.038016 | 0.26338 | 0.019604 | 0.21267 | 0.027083 | 0.25906 | 0.030964 | 0.23976 | 0.029496 | 0.2757 | 0.018934 | 0.17053 | 0.017155 | 0.1499 | 0.048246 | 0.47267 | 0.03504 | 0.30336 | 0.047225 | 0.26038
8 | 2025 | 2025-08-11 | 0.045364 | 0.29498 | 0.031125 | 0.28267 | 0.035341 | 0.30646 | 0.045399 | 0.3262 | 0.040231 | 0.34118 | 0.025763 | 0.21707 | 0.027198 | 0.19881 | 0.071462 | 0.64811 | 0.043439 | 0.34961 | 0.057868 | 0.30627
8 | 2025 | 2025-08-12 | 0.044487 | 0.28978 | 0.030976 | 0.28156 | 0.035172 | 0.30579 | 0.045332 | 0.32844 | 0.039973 | 0.33966 | 0.025647 | 0.21809 | 0.026864 | 0.19731 | 0.071452 | 0.65046 | 0.043304 | 0.34969 | 0.057239 | 0.30238
8 | 2025 | 2025-08-13 | 0.044673 | 0.29088 | 0.030869 | 0.28115 | 0.035002 | 0.30525 | 0.04503 | 0.32887 | 0.03972 | 0.33879 | 0.02515 | 0.21511 | 0.026554 | 0.19545 | 0.071881 | 0.65481 | 0.043012 | 0.34601 | 0.05698 | 0.30152
8 | 2025 | 2025-08-14 | 0.044685 | 0.29138 | 0.03083 | 0.28209 | 0.034818 | 0.30492 | 0.044177 | 0.32486 | 0.039493 | 0.33957 | 0.023701 | 0.20205 | 0.026182 | 0.19453 | 0.072008 | 0.65765 | 0.042894 | 0.34505 | 0.056997 | 0.30154
8 | 2025 | 2025-08-15 | 0.04406 | 0.28849 | 0.030712 | 0.2809 | 0.0347 | 0.30446 | 0.043941 | 0.32605 | 0.039226 | 0.33837 | 0.023402 | 0.20126 | 0.026032 | 0.19488 | 0.07199 | 0.66036 | 0.042699 | 0.34464 | 0.056835 | 0.30226
8 | 2025 | 2025-08-16 | 0.037482 | 0.2605 | 0.019041 | 0.21129 | 0.026118 | 0.25611 | 0.029102 | 0.24219 | 0.027977 | 0.27052 | 0.015973 | 0.15297 | 0.015146 | 0.1412 | 0.048726 | 0.49031 | 0.033859 | 0.29771 | 0.045722 | 0.25534
8 | 2025 | 2025-08-17 | 0.03739 | 0.25977 | 0.018988 | 0.21102 | 0.026008 | 0.25593 | 0.028935 | 0.24418 | 0.027701 | 0.26902 | 0.015878 | 0.15443 | 0.015119 | 0.14439 | 0.04916 | 0.49545 | 0.033411 | 0.29296 | 0.04648 | 0.26105
8 | 2025 | 2025-08-18 | 0.04413 | 0.28836 | 0.030607 | 0.28133 | 0.034365 | 0.30395 | 0.043656 | 0.33379 | 0.038386 | 0.3332 | 0.0235 | 0.2097 | 0.025228 | 0.1927 | 0.071964 | 0.66854 | 0.04223 | 0.34322 | 0.056302 | 0.30121
8 | 2025 | 2025-08-19 | 0.046124 | 0.29954 | 0.030661 | 0.28288 | 0.03428 | 0.30402 | 0.041867 | 0.32256 | 0.038205 | 0.33672 | 0.020563 | 0.18098 | 0.024897 | 0.19167 | 0.072248 | 0.67271 | 0.041961 | 0.34014 | 0.055743 | 0.29652
8 | 2025 | 2025-08-20 | 0.045739 | 0.2969 | 0.030653 | 0.28268 | 0.034226 | 0.30414 | 0.042295 | 0.32973 | 0.037899 | 0.33334 | 0.021648 | 0.19505 | 0.024696 | 0.19113 | 0.072037 | 0.67468 | 0.041897 | 0.34122 | 0.055597 | 0.29574
8 | 2025 | 2025-08-21 | 0.046682 | 0.30123 | 0.030762 | 0.28483 | 0.034152 | 0.30455 | 0.040695 | 0.32022 | 0.037716 | 0.33629 | 0.019122 | 0.17071 | 0.024035 | 0.18414 | 0.072425 | 0.67923 | 0.04166 | 0.33743 | 0.055845 | 0.29844
8 | 2025 | 2025-08-22 | 0.044994 | 0.29259 | 0.030731 | 0.28336 | 0.034152 | 0.30484 | 0.041952 | 0.3344 | 0.037375 | 0.3304 | 0.021767 | 0.20138 | 0.024141 | 0.18847 | 0.072458 | 0.68168 | 0.041726 | 0.33734 | 0.055469 | 0.29669
8 | 2025 | 2025-08-23 | 0.037979 | 0.26306 | 0.019225 | 0.2152 | 0.025687 | 0.2573 | 0.026602 | 0.24689 | 0.026181 | 0.2642 | 0.013671 | 0.14608 | 0.013757 | 0.13981 | 0.049191 | 0.51158 | 0.033045 | 0.29066 | 0.04508 | 0.25331
8 | 2025 | 2025-08-24 | 0.038517 | 0.26481 | 0.019311 | 0.21568 | 0.025728 | 0.25784 | 0.024557 | 0.23388 | 0.026052 | 0.2687 | 0.01044 | 0.11423 | 0.013411 | 0.13789 | 0.049569 | 0.51608 | 0.032883 | 0.28714 | 0.044962 | 0.25146
8 | 2025 | 2025-08-25 | 0.045395 | 0.29388 | 0.031042 | 0.28606 | 0.034268 | 0.30649 | 0.040172 | 0.33135 | 0.036738 | 0.33037 | 0.019903 | 0.18908 | 0.023414 | 0.18262 | 0.072674 | 0.68983 | 0.041943 | 0.33606 | 0.055375 | 0.29197
8 | 2025 | 2025-08-26 | 0.046186 | 0.29939 | 0.031221 | 0.28788 | 0.034335 | 0.30738 | 0.040035 | 0.33419 | 0.036528 | 0.32913 | 0.020157 | 0.19425 | 0.023293 | 0.1825 | 0.072308 | 0.69162 | 0.041932 | 0.33818 | 0.0555 | 0.29474
8 | 2025 | 2025-08-27 | 0.046787 | 0.30136 | 0.031389 | 0.28905 | 0.03441 | 0.30846 | 0.039263 | 0.3318 | 0.036372 | 0.32998 | 0.019294 | 0.1875 | 0.023433 | 0.18564 | 0.072079 | 0.6927 | 0.042278 | 0.34092 | 0.056206 | 0.30013
8 | 2025 | 2025-08-28 | 0.046754 | 0.29996 | 0.031673 | 0.29248 | 0.034526 | 0.3096 | 0.038708 | 0.33121 | 0.036225 | 0.33031 | 0.018842 | 0.18507 | 0.023381 | 0.18751 | 0.072632 | 0.69824 | 0.042081 | 0.33598 | 0.055247 | 0.29253
8 | 2025 | 2025-08-29 | 0.048719 | 0.31045 | 0.031833 | 0.2926 | 0.034664 | 0.3109 | 0.036462 | 0.31665 | 0.036197 | 0.33605 | 0.015369 | 0.15045 | 0.022818 | 0.18164 | 0.071392 | 0.69484 | 0.042849 | 0.34741 | 0.055939 | 0.30171
8 | 2025 | 2025-08-30 | 0.039548 | 0.27047 | 0.020565 | 0.22701 | 0.026355 | 0.26434 | 0.023038 | 0.24522 | 0.025019 | 0.26473 | 0.010903 | 0.1335 | 0.012502 | 0.13228 | 0.049223 | 0.53034 | 0.033742 | 0.29134 | 0.044974 | 0.25212
8 | 2025 | 2025-08-31 | 0.039665 | 0.27074 | 0.020734 | 0.22645 | 0.026566 | 0.26583 | 0.0223 | 0.2431 | 0.024957 | 0.26616 | 0.010172 | 0.12791 | 0.012526 | 0.13438 | 0.049202 | 0.533 | 0.033938 | 0.29204 | 0.045422 | 0.25477
9 | 2025 | 2025-09-01 | 0.051725 | 0.33366 | 0.032307 | 0.30637 | 0.03566 | 0.3276 | 0.043821 | 0.39369 | 0.034777 | 0.3418 | 0.032831 | 0.34985 | 0.026494 | 0.20152 | 0.073794 | 0.72207 | 0.047097 | 0.37096 | 0.062365 | 0.32792
9 | 2025 | 2025-09-02 | 0.051478 | 0.33454 | 0.032627 | 0.31134 | 0.035927 | 0.32986 | 0.043615 | 0.39659 | 0.034632 | 0.34724 | 0.033481 | 0.35997 | 0.026213 | 0.19874 | 0.073233 | 0.72158 | 0.047562 | 0.37452 | 0.060471 | 0.31536
9 | 2025 | 2025-09-03 | 0.051592 | 0.33333 | 0.032998 | 0.31023 | 0.036181 | 0.32935 | 0.043474 | 0.40027 | 0.034774 | 0.35273 | 0.033906 | 0.36735 | 0.026056 | 0.19711 | 0.073716 | 0.72588 | 0.047243 | 0.36844 | 0.06043 | 0.31396
9 | 2025 | 2025-09-04 | 0.051561 | 0.33328 | 0.033386 | 0.31202 | 0.036498 | 0.33123 | 0.042806 | 0.39709 | 0.034765 | 0.34677 | 0.033033 | 0.35824 | 0.026234 | 0.19821 | 0.073527 | 0.72999 | 0.048797 | 0.38214 | 0.061362 | 0.31852
9 | 2025 | 2025-09-05 | 0.051092 | 0.32711 | 0.0338 | 0.31471 | 0.036884 | 0.33592 | 0.042466 | 0.39786 | 0.03487 | 0.34751 | 0.032981 | 0.35921 | 0.02532 | 0.19024 | 0.073588 | 0.73096 | 0.048244 | 0.37404 | 0.060316 | 0.3115
9 | 2025 | 2025-09-06 | 0.049705 | 0.32878 | 0.022597 | 0.24675 | 0.028776 | 0.288 | 0.027628 | 0.31552 | 0.024431 | 0.28686 | 0.025656 | 0.31169 | 0.015933 | 0.1478 | 0.050531 | 0.5644 | 0.040951 | 0.33901 | 0.051365 | 0.27653
9 | 2025 | 2025-09-07 | 0.053067 | 0.3462 | 0.023051 | 0.25374 | 0.029212 | 0.29209 | 0.027819 | 0.32266 | 0.025149 | 0.29628 | 0.026256 | 0.32081 | 0.016548 | 0.15196 | 0.050898 | 0.57 | 0.041692 | 0.34324 | 0.053725 | 0.28944
9 | 2025 | 2025-09-08 | 0.059537 | 0.37337 | 0.035185 | 0.32993 | 0.038159 | 0.34596 | 0.042258 | 0.40906 | 0.035859 | 0.36334 | 0.034302 | 0.3795 | 0.028269 | 0.21165 | 0.074207 | 0.74428 | 0.05028 | 0.38557 | 0.065551 | 0.33957
9 | 2025 | 2025-09-09 | 0.060216 | 0.37363 | 0.035725 | 0.33 | 0.03862 | 0.34766 | 0.041984 | 0.40953 | 0.035903 | 0.36452 | 0.034617 | 0.38386 | 0.029004 | 0.21672 | 0.074169 | 0.74879 | 0.051764 | 0.39764 | 0.064307 | 0.33044
9 | 2025 | 2025-09-10 | 0.061043 | 0.37868 | 0.03628 | 0.33372 | 0.039117 | 0.34973 | 0.042491 | 0.41977 | 0.036908 | 0.37856 | 0.035735 | 0.39881 | 0.028921 | 0.21452 | 0.074552 | 0.75463 | 0.052687 | 0.40331 | 0.067867 | 0.35001
9 | 2025 | 2025-09-11 | 0.065051 | 0.39843 | 0.037996 | 0.34974 | 0.040465 | 0.35964 | 0.042862 | 0.42801 | 0.03809 | 0.38822 | 0.03618 | 0.40524 | 0.028841 | 0.21259 | 0.07455 | 0.75714 | 0.053245 | 0.40573 | 0.064985 | 0.33134
9 | 2025 | 2025-09-12 | 0.067863 | 0.41325 | 0.038805 | 0.35404 | 0.040776 | 0.36092 | 0.043454 | 0.43871 | 0.03949 | 0.40136 | 0.036938 | 0.41542 | 0.031102 | 0.22971 | 0.074527 | 0.76524 | 0.056429 | 0.4346 | 0.070755 | 0.36368
9 | 2025 | 2025-09-13 | 0.067112 | 0.41439 | 0.027238 | 0.28109 | 0.032353 | 0.30917 | 0.028717 | 0.35519 | 0.028958 | 0.34019 | 0.030117 | 0.37188 | 0.021052 | 0.18134 | 0.052495 | 0.59856 | 0.04642 | 0.36976 | 0.05848 | 0.30799
9 | 2025 | 2025-09-14 | 0.066904 | 0.41422 | 0.027725 | 0.28215 | 0.033262 | 0.3149 | 0.029414 | 0.36636 | 0.030471 | 0.35392 | 0.030996 | 0.38295 | 0.022443 | 0.19049 | 0.052948 | 0.60376 | 0.047006 | 0.37147 | 0.064929 | 0.3444
9 | 2025 | 2025-09-15 | 0.074811 | 0.44858 | 0.039681 | 0.35635 | 0.042449 | 0.37043 | 0.042559 | 0.43329 | 0.039836 | 0.39384 | 0.037329 | 0.41666 | 0.033791 | 0.24597 | 0.076593 | 0.78216 | 0.056778 | 0.42448 | 0.072443 | 0.36876
9 | 2025 | 2025-09-16 | 0.075455 | 0.44896 | 0.040788 | 0.36502 | 0.043427 | 0.37665 | 0.043276 | 0.44371 | 0.041251 | 0.40701 | 0.038394 | 0.42917 | 0.033516 | 0.24178 | 0.07708 | 0.79419 | 0.06045 | 0.45712 | 0.072701 | 0.36867
9 | 2025 | 2025-09-17 | 0.073221 | 0.43686 | 0.04136 | 0.36702 | 0.043897 | 0.37818 | 0.043152 | 0.44258 | 0.041363 | 0.40622 | 0.039 | 0.4343 | 0.034503 | 0.24724 | 0.077044 | 0.78972 | 0.05819 | 0.43055 | 0.075142 | 0.38127
9 | 2025 | 2025-09-18 | 0.069628 | 0.41356 | 0.041961 | 0.3689 | 0.044389 | 0.37916 | 0.043702 | 0.44974 | 0.042542 | 0.41503 | 0.039898 | 0.44367 | 0.033515 | 0.23648 | 0.077499 | 0.79543 | 0.059177 | 0.43596 | 0.073951 | 0.37176
9 | 2025 | 2025-09-19 | 0.070054 | 0.41426 | 0.043532 | 0.3818 | 0.046021 | 0.39151 | 0.043397 | 0.44505 | 0.042149 | 0.41068 | 0.040711 | 0.45003 | 0.034448 | 0.24101 | 0.07823 | 0.80029 | 0.059029 | 0.42944 | 0.074223 | 0.37073
9 | 2025 | 2025-09-20 | 0.06393 | 0.38924 | 0.031979 | 0.30709 | 0.038383 | 0.34643 | 0.028841 | 0.36034 | 0.032237 | 0.34518 | 0.033305 | 0.39695 | 0.023199 | 0.1813 | 0.054871 | 0.62751 | 0.050346 | 0.37938 | 0.062226 | 0.31733
9 | 2025 | 2025-09-21 | 0.062013 | 0.37431 | 0.032861 | 0.30967 | 0.038392 | 0.34028 | 0.029085 | 0.36175 | 0.033126 | 0.34549 | 0.033648 | 0.3978 | 0.024734 | 0.19069 | 0.055192 | 0.63143 | 0.051032 | 0.38176 | 0.062484 | 0.31769
9 | 2025 | 2025-09-22 | 0.072664 | 0.42402 | 0.045585 | 0.38968 | 0.048103 | 0.40093 | 0.045152 | 0.46233 | 0.045535 | 0.43151 | 0.043636 | 0.47683 | 0.037412 | 0.25596 | 0.079267 | 0.81757 | 0.063377 | 0.45963 | 0.081763 | 0.41012
9 | 2025 | 2025-09-23 | 0.0766 | 0.44176 | 0.04782 | 0.41217 | 0.049295 | 0.40714 | 0.046044 | 0.47079 | 0.047081 | 0.44143 | 0.044778 | 0.48729 | 0.038625 | 0.26284 | 0.080213 | 0.82313 | 0.063102 | 0.4513 | 0.077476 | 0.3821
9 | 2025 | 2025-09-24 | 0.081277 | 0.46417 | 0.049529 | 0.42548 | 0.050243 | 0.41083 | 0.047975 | 0.49205 | 0.050031 | 0.46734 | 0.046727 | 0.50864 | 0.041351 | 0.28177 | 0.081635 | 0.8378 | 0.06563 | 0.47054 | 0.082415 | 0.40788
9 | 2025 | 2025-09-25 | 0.081688 | 0.46648 | 0.050882 | 0.43584 | 0.053199 | 0.43712 | 0.049532 | 0.50756 | 0.051949 | 0.48834 | 0.049147 | 0.53435 | 0.041144 | 0.27628 | 0.081764 | 0.84232 | 0.067311 | 0.4831 | 0.084226 | 0.41603
9 | 2025 | 2025-09-26 | 0.085869 | 0.48707 | 0.051328 | 0.43371 | 0.054498 | 0.44478 | 0.04918 | 0.49763 | 0.051622 | 0.47502 | 0.049382 | 0.53025 | 0.042503 | 0.28319 | 0.082138 | 0.84601 | 0.067953 | 0.4848 | 0.083803 | 0.41133
9 | 2025 | 2025-09-27 | 0.083456 | 0.48405 | 0.041456 | 0.38005 | 0.046275 | 0.39414 | 0.037251 | 0.44177 | 0.043932 | 0.45106 | 0.045896 | 0.52461 | 0.03554 | 0.25758 | 0.059729 | 0.6846 | 0.062002 | 0.46067 | 0.076699 | 0.38496
9 | 2025 | 2025-09-28 | 0.091387 | 0.5251 | 0.045893 | 0.42614 | 0.05045 | 0.43374 | 0.040419 | 0.47598 | 0.047995 | 0.49505 | 0.04951 | 0.56568 | 0.036491 | 0.26082 | 0.061115 | 0.70545 | 0.067602 | 0.51092 | 0.08773 | 0.44786
9 | 2025 | 2025-09-29 | 0.10058 | 0.56577 | 0.058971 | 0.51297 | 0.06175 | 0.50898 | 0.057327 | 0.58233 | 0.061336 | 0.58741 | 0.060098 | 0.64952 | 0.049566 | 0.32861 | 0.086146 | 0.89314 | 0.078211 | 0.56969 | 0.10008 | 0.49953
9 | 2025 | 2025-09-30 | 0.093801 | 0.52739 | 0.057827 | 0.49004 | 0.059759 | 0.47776 | 0.057151 | 0.57176 | 0.061736 | 0.56952 | 0.05942 | 0.63268 | 0.04943 | 0.32226 | 0.086902 | 0.90098 | 0.07981 | 0.58047 | 0.10074 | 0.49921
10 | 2025 | 2025-10-01 | 0.10438 | 0.51181 | 0.066853 | 0.51397 | 0.068788 | 0.5076 | 0.058583 | 0.61493 | 0.068912 | 0.56762 | 0.059538 | 0.64482 | 0.076008 | 0.39704 | 0.09764 | 0.95789 | 0.098765 | 0.61581 | 0.11066 | 0.49129
10 | 2025 | 2025-10-02 | 0.10213 | 0.50228 | 0.066743 | 0.51115 | 0.067325 | 0.49604 | 0.056698 | 0.58012 | 0.065502 | 0.53166 | 0.056484 | 0.59979 | 0.077321 | 0.39964 | 0.095018 | 0.93292 | 0.089865 | 0.55992 | 0.10631 | 0.47157
10 | 2025 | 2025-10-03 | 0.10889 | 0.52885 | 0.069106 | 0.52602 | 0.069345 | 0.50657 | 0.060588 | 0.61542 | 0.070879 | 0.57169 | 0.061822 | 0.65342 | 0.075049 | 0.39082 | 0.098132 | 0.96047 | 0.098686 | 0.61231 | 0.11926 | 0.52531
10 | 2025 | 2025-10-04 | 0.10992 | 0.53083 | 0.062421 | 0.48949 | 0.065365 | 0.4853 | 0.048811 | 0.55603 | 0.063991 | 0.53528 | 0.058212 | 0.6408 | 0.071458 | 0.37157 | 0.080418 | 0.83509 | 0.099705 | 0.62093 | 0.11146 | 0.49129
10 | 2025 | 2025-10-05 | 0.11442 | 0.54797 | 0.064356 | 0.50099 | 0.071698 | 0.52285 | 0.051777 | 0.57571 | 0.067726 | 0.55956 | 0.062115 | 0.67455 | 0.072442 | 0.37757 | 0.079264 | 0.82335 | 0.095817 | 0.59605 | 0.10745 | 0.47249
10 | 2025 | 2025-10-06 | 0.12581 | 0.5949 | 0.076335 | 0.57224 | 0.074081 | 0.53089 | 0.066564 | 0.66104 | 0.078282 | 0.61872 | 0.068707 | 0.7151 | 0.088158 | 0.44949 | 0.10744 | 1.0392 | 0.11857 | 0.72658 | 0.13337 | 0.58076
10 | 2025 | 2025-10-07 | 0.1248 | 0.59079 | 0.079583 | 0.59415 | 0.082362 | 0.58255 | 0.06837 | 0.67564 | 0.080415 | 0.63192 | 0.070497 | 0.73139 | 0.087389 | 0.44646 | 0.10573 | 1.021 | 0.1103 | 0.67383 | 0.12828 | 0.55759
10 | 2025 | 2025-10-08 | 0.1318 | 0.61752 | 0.077122 | 0.57298 | 0.079807 | 0.56171 | 0.072038 | 0.69974 | 0.084947 | 0.66161 | 0.075236 | 0.77236 | 0.09027 | 0.45951 | 0.1076 | 1.035 | 0.1116 | 0.67885 | 0.13211 | 0.57234
10 | 2025 | 2025-10-09 | 0.12784 | 0.60125 | 0.076446 | 0.56489 | 0.080048 | 0.56007 | 0.073937 | 0.69498 | 0.086497 | 0.66306 | 0.077452 | 0.77824 | 0.09212 | 0.46527 | 0.10718 | 1.0275 | 0.10533 | 0.63753 | 0.13595 | 0.58702
10 | 2025 | 2025-10-10 | 0.12134 | 0.5741 | 0.078744 | 0.57933 | 0.072489 | 0.51067 | 0.074956 | 0.69946 | 0.08725 | 0.66398 | 0.077796 | 0.77773 | 0.091216 | 0.46208 | 0.10636 | 1.0187 | 0.10402 | 0.6295 | 0.12648 | 0.54624
10 | 2025 | 2025-10-11 | 0.1091 | 0.52329 | 0.067877 | 0.51272 | 0.068917 | 0.49087 | 0.062324 | 0.62445 | 0.078532 | 0.60967 | 0.072361 | 0.74103 | 0.079158 | 0.40527 | 0.088794 | 0.89402 | 0.10651 | 0.64803 | 0.12277 | 0.52972
10 | 2025 | 2025-10-12 | 0.12252 | 0.57584 | 0.072276 | 0.5402 | 0.078831 | 0.5507 | 0.06757 | 0.66017 | 0.085033 | 0.65376 | 0.079186 | 0.80148 | 0.084577 | 0.42982 | 0.089934 | 0.90135 | 0.10737 | 0.65154 | 0.12985 | 0.55835
10 | 2025 | 2025-10-13 | 0.13766 | 0.63787 | 0.085837 | 0.62193 | 0.084348 | 0.57763 | 0.082652 | 0.74586 | 0.095565 | 0.71133 | 0.085574 | 0.83855 | 0.10542 | 0.52381 | 0.11691 | 1.1053 | 0.12658 | 0.76106 | 0.14532 | 0.62167
10 | 2025 | 2025-10-14 | 0.14338 | 0.66025 | 0.089277 | 0.64397 | 0.086652 | 0.58894 | 0.089006 | 0.80336 | 0.1039 | 0.77388 | 0.093613 | 0.9201 | 0.10111 | 0.50646 | 0.11925 | 1.122 | 0.12772 | 0.76482 | 0.15702 | 0.66972
10 | 2025 | 2025-10-15 | 0.16118 | 0.73148 | 0.097503 | 0.70001 | 0.099656 | 0.66911 | 0.096409 | 0.87568 | 0.11384 | 0.85099 | 0.10304 | 1.0197 | 0.11531 | 0.57093 | 0.12488 | 1.1697 | 0.14152 | 0.84709 | 0.16194 | 0.68928
10 | 2025 | 2025-10-16 | 0.16104 | 0.72982 | 0.10028 | 0.71749 | 0.1112 | 0.74014 | 0.098982 | 0.88599 | 0.11624 | 0.86165 | 0.10534 | 1.0334 | 0.12268 | 0.60435 | 0.12711 | 1.1854 | 0.14324 | 0.85497 | 0.15822 | 0.67214
10 | 2025 | 2025-10-17 | 0.1545 | 0.70223 | 0.10122 | 0.72115 | 0.10861 | 0.72028 | 0.10078 | 0.88639 | 0.11738 | 0.86124 | 0.10641 | 1.0324 | 0.12455 | 0.6142 | 0.12565 | 1.1683 | 0.1364 | 0.81201 | 0.14883 | 0.63091
10 | 2025 | 2025-10-18 | 0.14911 | 0.67853 | 0.091519 | 0.66117 | 0.10055 | 0.67089 | 0.090055 | 0.82927 | 0.11101 | 0.82531 | 0.10315 | 1.0186 | 0.11121 | 0.55006 | 0.10491 | 1.0143 | 0.13123 | 0.78532 | 0.1494 | 0.63323
10 | 2025 | 2025-10-19 | 0.15339 | 0.69575 | 0.090719 | 0.65394 | 0.10349 | 0.68766 | 0.093492 | 0.84046 | 0.11426 | 0.84017 | 0.10663 | 1.0393 | 0.12171 | 0.59645 | 0.10731 | 1.0317 | 0.13442 | 0.8029 | 0.15759 | 0.66643
10 | 2025 | 2025-10-20 | 0.16365 | 0.73699 | 0.10867 | 0.76541 | 0.1194 | 0.7804 | 0.11083 | 0.93096 | 0.12715 | 0.91061 | 0.11612 | 1.0968 | 0.13245 | 0.64772 | 0.13389 | 1.2295 | 0.14878 | 0.88163 | 0.16876 | 0.71112
10 | 2025 | 2025-10-21 | 0.1762 | 0.78644 | 0.11168 | 0.78374 | 0.1228 | 0.79905 | 0.11817 | 0.99088 | 0.1363 | 0.97684 | 0.12508 | 1.1832 | 0.13703 | 0.66915 | 0.1393 | 1.2747 | 0.16285 | 0.96648 | 0.18364 | 0.77347
10 | 2025 | 2025-10-22 | 0.19155 | 0.84711 | 0.12207 | 0.85504 | 0.13518 | 0.8748 | 0.12394 | 1.0457 | 0.1434 | 1.0299 | 0.1313 | 1.2485 | 0.14753 | 0.71668 | 0.14378 | 1.3078 | 0.16547 | 0.97745 | 0.18297 | 0.76815
10 | 2025 | 2025-10-23 | 0.19503 | 0.85996 | 0.12477 | 0.87026 | 0.14079 | 0.90561 | 0.13042 | 1.0939 | 0.15107 | 1.083 | 0.13882 | 1.3175 | 0.15101 | 0.73244 | 0.14496 | 1.3128 | 0.16343 | 0.96266 | 0.18544 | 0.77753
10 | 2025 | 2025-10-24 | 0.2022 | 0.88789 | 0.12738 | 0.88559 | 0.15391 | 0.98589 | 0.13689 | 1.1446 | 0.15875 | 1.1368 | 0.14616 | 1.3865 | 0.15864 | 0.76706 | 0.14882 | 1.3427 | 0.17071 | 1.0054 | 0.19246 | 0.80666
10 | 2025 | 2025-10-25 | 0.18961 | 0.83559 | 0.11732 | 0.8247 | 0.13875 | 0.89292 | 0.12469 | 1.0658 | 0.14961 | 1.0755 | 0.14009 | 1.3382 | 0.15014 | 0.72377 | 0.12517 | 1.1627 | 0.16045 | 0.95 | 0.17949 | 0.75168
10 | 2025 | 2025-10-26 | 0.1885 | 0.83032 | 0.11924 | 0.8342 | 0.13974 | 0.89521 | 0.12687 | 1.0563 | 0.15036 | 1.0669 | 0.14112 | 1.3274 | 0.14775 | 0.71337 | 0.12607 | 1.1657 | 0.15998 | 0.94612 | 0.16847 | 0.7033
10 | 2025 | 2025-10-27 | 0.198 | 0.86914 | 0.12904 | 0.88781 | 0.14151 | 0.89684 | 0.14326 | 1.1363 | 0.16143 | 1.1217 | 0.14847 | 1.3619 | 0.17207 | 0.82485 | 0.15092 | 1.3457 | 0.16638 | 0.97553 | 0.18037 | 0.75182
10 | 2025 | 2025-10-28 | 0.20256 | 0.88673 | 0.1304 | 0.89386 | 0.15068 | 0.95289 | 0.1485 | 1.1752 | 0.16709 | 1.1591 | 0.15352 | 1.4073 | 0.17206 | 0.82526 | 0.15457 | 1.3727 | 0.17185 | 1.0069 | 0.18876 | 0.78633
10 | 2025 | 2025-10-29 | 0.21101 | 0.91869 | 0.13738 | 0.94003 | 0.15606 | 0.98251 | 0.15405 | 1.2094 | 0.17292 | 1.1953 | 0.15915 | 1.453 | 0.16957 | 0.81531 | 0.15683 | 1.3858 | 0.1706 | 0.99615 | 0.19803 | 0.82353
10 | 2025 | 2025-10-30 | 0.20716 | 0.90323 | 0.1451 | 0.99231 | 0.16872 | 1.0606 | 0.15907 | 1.2397 | 0.17795 | 1.2253 | 0.16383 | 1.4898 | 0.18463 | 0.88254 | 0.16232 | 1.4314 | 0.18641 | 1.0929 | 0.20107 | 0.83535
10 | 2025 | 2025-10-31 | 0.21778 | 0.94484 | 0.14816 | 1.0107 | 0.16998 | 1.0654 | 0.1661 | 1.2977 | 0.18612 | 1.2835 | 0.17131 | 1.5621 | 0.18325 | 0.87483 | 0.16413 | 1.4405 | 0.18446 | 1.0784 | 0.19601 | 0.81308
11 | 2025 | 2025-11-01 | 0.25513 | 1.018 | 0.15506 | 0.92325 | 0.21807 | 1.1365 | 0.20673 | 1.2358 | 0.21356 | 1.2907 | 0.16971 | 1.3461 | 0.2224 | 0.91079 | 0.18913 | 1.5532 | 0.21281 | 1.0392 | 0.22432 | 0.85451
11 | 2025 | 2025-11-02 | 0.2541 | 1.0143 | 0.15581 | 0.92555 | 0.20225 | 1.059 | 0.20843 | 1.2423 | 0.21491 | 1.2961 | 0.1712 | 1.3531 | 0.23123 | 0.94079 | 0.19089 | 1.5632 | 0.21196 | 1.0362 | 0.2219 | 0.84489
11 | 2025 | 2025-11-03 | 0.25062 | 1.01 | 0.16123 | 0.96425 | 0.22015 | 1.1544 | 0.22641 | 1.3488 | 0.22824 | 1.3732 | 0.18263 | 1.4319 | 0.23859 | 0.98698 | 0.20706 | 1.6813 | 0.20507 | 1.0125 | 0.22042 | 0.84355
11 | 2025 | 2025-11-04 | 0.25174 | 1.0114 | 0.1671 | 0.99403 | 0.22283 | 1.1652 | 0.23522 | 1.3956 | 0.23601 | 1.4143 | 0.18983 | 1.4825 | 0.24213 | 1.0029 | 0.20824 | 1.687 | 0.20326 | 1.0051 | 0.21373 | 0.81835
11 | 2025 | 2025-11-05 | 0.25761 | 1.034 | 0.17133 | 1.0155 | 0.21968 | 1.1529 | 0.23541 | 1.4 | 0.23549 | 1.4093 | 0.19172 | 1.4943 | 0.24141 | 1.0027 | 0.21546 | 1.7362 | 0.21236 | 1.0461 | 0.21971 | 0.83997
11 | 2025 | 2025-11-06 | 0.28059 | 1.1168 | 0.18399 | 1.0813 | 0.24484 | 1.2685 | 0.25651 | 1.5059 | 0.25503 | 1.5157 | 0.20619 | 1.5971 | 0.25324 | 1.0473 | 0.21991 | 1.7646 | 0.21905 | 1.074 | 0.23368 | 0.89057
11 | 2025 | 2025-11-07 | 0.2846 | 1.1313 | 0.18766 | 1.0999 | 0.25127 | 1.2948 | 0.26888 | 1.5599 | 0.26674 | 1.5781 | 0.21299 | 1.6399 | 0.275 | 1.1228 | 0.22997 | 1.8347 | 0.23166 | 1.1319 | 0.24589 | 0.93507
11 | 2025 | 2025-11-08 | 0.29061 | 1.1497 | 0.18701 | 1.087 | 0.26699 | 1.362 | 0.26188 | 1.512 | 0.26262 | 1.5477 | 0.21129 | 1.627 | 0.27174 | 1.1034 | 0.2137 | 1.7098 | 0.2307 | 1.122 | 0.24641 | 0.93173
11 | 2025 | 2025-11-09 | 0.2962 | 1.1693 | 0.20009 | 1.154 | 0.28622 | 1.4495 | 0.26817 | 1.5431 | 0.268 | 1.5751 | 0.21608 | 1.6581 | 0.27133 | 1.1016 | 0.21759 | 1.735 | 0.23286 | 1.133 | 0.25079 | 0.94748
11 | 2025 | 2025-11-10 | 0.30427 | 1.2032 | 0.20133 | 1.1693 | 0.28213 | 1.4393 | 0.29019 | 1.6715 | 0.28486 | 1.6716 | 0.23044 | 1.7582 | 0.2903 | 1.1863 | 0.24427 | 1.9279 | 0.24741 | 1.2019 | 0.26522 | 1.0047
11 | 2025 | 2025-11-11 | 0.3162 | 1.2431 | 0.20971 | 1.2099 | 0.28235 | 1.4377 | 0.29385 | 1.68 | 0.28827 | 1.6876 | 0.23117 | 1.7551 | 0.29776 | 1.2122 | 0.25586 | 2.0086 | 0.26307 | 1.2731 | 0.28432 | 1.0744
11 | 2025 | 2025-11-12 | 0.31188 | 1.2282 | 0.21713 | 1.2471 | 0.30182 | 1.5237 | 0.29912 | 1.7049 | 0.29268 | 1.7093 | 0.23501 | 1.7784 | 0.30859 | 1.2535 | 0.25986 | 2.0334 | 0.26935 | 1.2988 | 0.29149 | 1.1001
11 | 2025 | 2025-11-13 | 0.31117 | 1.226 | 0.21177 | 1.2187 | 0.29064 | 1.4702 | 0.30071 | 1.6945 | 0.2946 | 1.7166 | 0.23224 | 1.7459 | 0.30811 | 1.2556 | 0.25172 | 1.9704 | 0.25354 | 1.2268 | 0.28361 | 1.0707
11 | 2025 | 2025-11-14 | 0.32115 | 1.2591 | 0.2072 | 1.1916 | 0.2916 | 1.4722 | 0.30313 | 1.7156 | 0.29558 | 1.7197 | 0.23685 | 1.7789 | 0.30964 | 1.2596 | 0.25256 | 1.9731 | 0.25072 | 1.2153 | 0.28252 | 1.0664
11 | 2025 | 2025-11-15 | 0.33113 | 1.2905 | 0.21159 | 1.2008 | 0.29573 | 1.4766 | 0.30642 | 1.7165 | 0.30121 | 1.7431 | 0.24097 | 1.8068 | 0.31107 | 1.2537 | 0.24061 | 1.8787 | 0.25912 | 1.2454 | 0.27378 | 1.0292
11 | 2025 | 2025-11-16 | 0.33213 | 1.2931 | 0.22042 | 1.2483 | 0.32847 | 1.631 | 0.31209 | 1.7483 | 0.30557 | 1.7647 | 0.24623 | 1.8421 | 0.32369 | 1.3005 | 0.24381 | 1.8976 | 0.26397 | 1.2648 | 0.29764 | 1.1164
11 | 2025 | 2025-11-17 | 0.34019 | 1.3255 | 0.23553 | 1.3356 | 0.34081 | 1.6948 | 0.33643 | 1.8676 | 0.32573 | 1.8784 | 0.25678 | 1.9047 | 0.33745 | 1.3656 | 0.27287 | 2.1084 | 0.27902 | 1.3395 | 0.30102 | 1.1334
11 | 2025 | 2025-11-18 | 0.35404 | 1.3766 | 0.23973 | 1.3581 | 0.34858 | 1.7332 | 0.34536 | 1.9259 | 0.33251 | 1.9139 | 0.26664 | 1.9778 | 0.3418 | 1.3814 | 0.27801 | 2.1427 | 0.28186 | 1.3551 | 0.3139 | 1.1805
11 | 2025 | 2025-11-19 | 0.35501 | 1.379 | 0.23982 | 1.3575 | 0.34165 | 1.7013 | 0.34999 | 1.9449 | 0.33629 | 1.9318 | 0.26927 | 1.9904 | 0.34305 | 1.3845 | 0.2784 | 2.1417 | 0.2798 | 1.3456 | 0.31837 | 1.1966
11 | 2025 | 2025-11-20 | 0.34342 | 1.3403 | 0.22754 | 1.2922 | 0.31197 | 1.5636 | 0.34679 | 1.9306 | 0.33223 | 1.9064 | 0.26835 | 1.9792 | 0.33758 | 1.3673 | 0.27844 | 2.1377 | 0.27855 | 1.3384 | 0.31165 | 1.1715
11 | 2025 | 2025-11-21 | 0.33645 | 1.3136 | 0.22672 | 1.2842 | 0.31494 | 1.5714 | 0.35173 | 1.9635 | 0.33548 | 1.9219 | 0.27425 | 2.0208 | 0.32323 | 1.3191 | 0.2741 | 2.102 | 0.26989 | 1.2981 | 0.29852 | 1.1228
11 | 2025 | 2025-11-22 | 0.32378 | 1.26 | 0.20417 | 1.1534 | 0.29527 | 1.4683 | 0.33335 | 1.8555 | 0.32037 | 1.8298 | 0.26428 | 1.9444 | 0.31379 | 1.2691 | 0.2485 | 1.9084 | 0.2557 | 1.2264 | 0.29866 | 1.1183
11 | 2025 | 2025-11-23 | 0.33646 | 1.3071 | 0.20641 | 1.1641 | 0.29932 | 1.4844 | 0.33574 | 1.8539 | 0.32252 | 1.8382 | 0.26306 | 1.9244 | 0.31625 | 1.2848 | 0.2562 | 1.9606 | 0.26533 | 1.2702 | 0.30298 | 1.1342
11 | 2025 | 2025-11-24 | 0.35166 | 1.3671 | 0.22701 | 1.28 | 0.31291 | 1.5546 | 0.36436 | 2.014 | 0.3454 | 1.9678 | 0.28107 | 2.0494 | 0.33834 | 1.3789 | 0.28448 | 2.166 | 0.27861 | 1.3377 | 0.31147 | 1.1698
11 | 2025 | 2025-11-25 | 0.34399 | 1.3413 | 0.22639 | 1.2757 | 0.31123 | 1.5513 | 0.37293 | 2.0596 | 0.35238 | 2.0037 | 0.28784 | 2.0948 | 0.33767 | 1.3732 | 0.28139 | 2.1398 | 0.27073 | 1.3023 | 0.29713 | 1.1172
11 | 2025 | 2025-11-26 | 0.34631 | 1.3474 | 0.22344 | 1.2585 | 0.30428 | 1.5157 | 0.37261 | 2.0591 | 0.35099 | 1.9931 | 0.2885 | 2.0945 | 0.34355 | 1.3924 | 0.28637 | 2.1713 | 0.27949 | 1.3388 | 0.31671 | 1.1887
11 | 2025 | 2025-11-27 | 0.3651 | 1.4148 | 0.23054 | 1.2936 | 0.31459 | 1.5608 | 0.3775 | 2.0637 | 0.35586 | 2.0164 | 0.28721 | 2.0711 | 0.3482 | 1.4174 | 0.28565 | 2.1624 | 0.27575 | 1.3219 | 0.30104 | 1.1311
11 | 2025 | 2025-11-28 | 0.38112 | 1.4746 | 0.2452 | 1.3708 | 0.33858 | 1.6736 | 0.39529 | 2.1646 | 0.371 | 2.0982 | 0.30211 | 2.1799 | 0.36133 | 1.466 | 0.2933 | 2.2152 | 0.2822 | 1.3547 | 0.30805 | 1.1571
11 | 2025 | 2025-11-29 | 0.36469 | 1.4135 | 0.23797 | 1.3231 | 0.33698 | 1.6604 | 0.38944 | 2.1337 | 0.36679 | 2.0674 | 0.30362 | 2.1935 | 0.35185 | 1.4202 | 0.27173 | 2.0504 | 0.27718 | 1.3224 | 0.3157 | 1.1802
11 | 2025 | 2025-11-30 | 0.36035 | 1.3946 | 0.24102 | 1.3367 | 0.34404 | 1.6871 | 0.39468 | 2.155 | 0.37102 | 2.0878 | 0.30623 | 2.2049 | 0.36233 | 1.4568 | 0.27469 | 2.0677 | 0.28194 | 1.3417 | 0.30325 | 1.1344
12 | 2025 | 2025-12-01 | 0.34802 | 1.4245 | 0.27909 | 1.53 | 0.33968 | 1.7238 | 0.45161 | 2.4101 | 0.38824 | 2.1942 | 0.31887 | 2.0917 | 0.33058 | 1.4766 | 0.32674 | 2.3741 | 0.30245 | 1.4836 | 0.32156 | 1.2496
12 | 2025 | 2025-12-02 | 0.34919 | 1.4286 | 0.28724 | 1.5692 | 0.35127 | 1.7786 | 0.46151 | 2.4534 | 0.39629 | 2.2369 | 0.32293 | 2.1073 | 0.32962 | 1.4724 | 0.32657 | 2.3696 | 0.30124 | 1.477 | 0.31432 | 1.2214
12 | 2025 | 2025-12-03 | 0.35566 | 1.4535 | 0.28901 | 1.5773 | 0.36815 | 1.8575 | 0.46788 | 2.4862 | 0.40017 | 2.2549 | 0.32845 | 2.1402 | 0.34229 | 1.5257 | 0.32673 | 2.3667 | 0.30164 | 1.4772 | 0.33757 | 1.3121
12 | 2025 | 2025-12-04 | 0.37391 | 1.5247 | 0.29485 | 1.6066 | 0.36674 | 1.8507 | 0.48341 | 2.5613 | 0.41118 | 2.3132 | 0.33807 | 2.1918 | 0.34574 | 1.54 | 0.33098 | 2.3931 | 0.30512 | 1.4941 | 0.31689 | 1.2313
12 | 2025 | 2025-12-05 | 0.36832 | 1.5022 | 0.30061 | 1.6363 | 0.37373 | 1.8842 | 0.49082 | 2.5955 | 0.41665 | 2.341 | 0.3422 | 2.2116 | 0.34963 | 1.5556 | 0.34049 | 2.4547 | 0.31655 | 1.5481 | 0.33862 | 1.3157
12 | 2025 | 2025-12-06 | 0.3621 | 1.4752 | 0.29307 | 1.585 | 0.3759 | 1.887 | 0.48412 | 2.5448 | 0.41199 | 2.3078 | 0.3384 | 2.1753 | 0.34332 | 1.5226 | 0.31553 | 2.267 | 0.30572 | 1.4906 | 0.33969 | 1.3175
12 | 2025 | 2025-12-07 | 0.37397 | 1.5214 | 0.29704 | 1.6033 | 0.38004 | 1.9054 | 0.47765 | 2.5169 | 0.40616 | 2.2715 | 0.33724 | 2.1739 | 0.34959 | 1.549 | 0.31449 | 2.2587 | 0.30007 | 1.4656 | 0.32593 | 1.2636
12 | 2025 | 2025-12-08 | 0.37898 | 1.5427 | 0.29835 | 1.6204 | 0.37788 | 1.9015 | 0.49727 | 2.6313 | 0.41925 | 2.3454 | 0.35046 | 2.262 | 0.36226 | 1.6082 | 0.33414 | 2.4027 | 0.30441 | 1.489 | 0.3397 | 1.3197
12 | 2025 | 2025-12-09 | 0.36736 | 1.4966 | 0.29859 | 1.6189 | 0.37009 | 1.8619 | 0.50287 | 2.6568 | 0.42334 | 2.3656 | 0.35347 | 2.2754 | 0.35349 | 1.5704 | 0.33071 | 2.3761 | 0.29948 | 1.4645 | 0.32009 | 1.2434
12 | 2025 | 2025-12-10 | 0.37379 | 1.5215 | 0.30711 | 1.662 | 0.40089 | 2.0104 | 0.51793 | 2.7282 | 0.43423 | 2.4238 | 0.36192 | 2.318 | 0.35906 | 1.593 | 0.33923 | 2.43 | 0.3121 | 1.5226 | 0.33455 | 1.3
12 | 2025 | 2025-12-11 | 0.3901 | 1.5852 | 0.32358 | 1.7431 | 0.42347 | 2.117 | 0.52439 | 2.7601 | 0.43837 | 2.4439 | 0.36657 | 2.3432 | 0.36684 | 1.6265 | 0.33897 | 2.4255 | 0.31076 | 1.5158 | 0.32471 | 1.2617
12 | 2025 | 2025-12-12 | 0.37931 | 1.5424 | 0.30199 | 1.6301 | 0.38319 | 1.9194 | 0.51071 | 2.6877 | 0.42954 | 2.3931 | 0.35606 | 2.2772 | 0.3599 | 1.5954 | 0.33269 | 2.3793 | 0.30286 | 1.4767 | 0.32334 | 1.2566
12 | 2025 | 2025-12-13 | 0.36598 | 1.4876 | 0.29075 | 1.5615 | 0.35177 | 1.7596 | 0.49966 | 2.6175 | 0.42125 | 2.3396 | 0.35041 | 2.2324 | 0.34839 | 1.5402 | 0.30817 | 2.1968 | 0.28962 | 1.4104 | 0.30817 | 1.1951
12 | 2025 | 2025-12-14 | 0.38312 | 1.5546 | 0.30925 | 1.6574 | 0.39562 | 1.9725 | 0.50952 | 2.6645 | 0.42815 | 2.3756 | 0.35619 | 2.2614 | 0.34982 | 1.546 | 0.31072 | 2.2113 | 0.29265 | 1.4242 | 0.3098 | 1.2013
12 | 2025 | 2025-12-15 | 0.39149 | 1.5893 | 0.32561 | 1.7506 | 0.41206 | 2.0599 | 0.53398 | 2.8017 | 0.44478 | 2.4698 | 0.3717 | 2.3601 | 0.3796 | 1.6776 | 0.34195 | 2.4358 | 0.3106 | 1.5144 | 0.33717 | 1.3105
12 | 2025 | 2025-12-16 | 0.38627 | 1.5685 | 0.32803 | 1.7602 | 0.40938 | 2.0455 | 0.53128 | 2.7819 | 0.44399 | 2.4642 | 0.36707 | 2.3244 | 0.38006 | 1.6799 | 0.33108 | 2.3597 | 0.29477 | 1.439 | 0.32699 | 1.2711
12 | 2025 | 2025-12-17 | 0.39472 | 1.6015 | 0.32296 | 1.7317 | 0.39522 | 1.9758 | 0.53012 | 2.7778 | 0.44234 | 2.4522 | 0.36762 | 2.3282 | 0.3796 | 1.6774 | 0.33382 | 2.374 | 0.30148 | 1.4679 | 0.32911 | 1.2797
12 | 2025 | 2025-12-18 | 0.39951 | 1.62 | 0.32376 | 1.7349 | 0.41777 | 2.084 | 0.54213 | 2.8345 | 0.4509 | 2.4979 | 0.37418 | 2.36 | 0.37967 | 1.6765 | 0.34352 | 2.437 | 0.31513 | 1.5318 | 0.33359 | 1.2972
12 | 2025 | 2025-12-19 | 0.40827 | 1.6542 | 0.32867 | 1.7568 | 0.41519 | 2.0651 | 0.54585 | 2.8555 | 0.4524 | 2.5032 | 0.3783 | 2.385 | 0.38835 | 1.7135 | 0.34591 | 2.4504 | 0.31888 | 1.5486 | 0.348 | 1.3538
12 | 2025 | 2025-12-20 | 0.39771 | 1.6104 | 0.32764 | 1.7367 | 0.41369 | 2.048 | 0.52366 | 2.7189 | 0.43897 | 2.4241 | 0.35948 | 2.2509 | 0.38753 | 1.7035 | 0.32329 | 2.2798 | 0.31143 | 1.5078 | 0.33339 | 1.2943
12 | 2025 | 2025-12-21 | 0.6441 | 2.578 | 0.53985 | 2.8378 | 0.78272 | 3.8544 | 0.73898 | 3.7691 | 0.59251 | 3.278 | 0.48718 | 2.9449 | 0.56413 | 2.4494 | 0.4722 | 3.2895 | 0.51284 | 2.4659 | 0.56184 | 2.1803
12 | 2025 | 2025-12-22 | 0.40207 | 1.6293 | 0.32153 | 1.7194 | 0.40751 | 2.0313 | 0.55286 | 2.8883 | 0.45629 | 2.5186 | 0.38271 | 2.4021 | 0.38333 | 1.6892 | 0.3373 | 2.3854 | 0.30656 | 1.4889 | 0.34166 | 1.3293
12 | 2025 | 2025-12-23 | 0.39789 | 1.6128 | 0.31678 | 1.6913 | 0.39542 | 1.9693 | 0.54862 | 2.8611 | 0.45429 | 2.5067 | 0.3771 | 2.3608 | 0.38138 | 1.6805 | 0.33562 | 2.3718 | 0.30456 | 1.4787 | 0.31495 | 1.2255
12 | 2025 | 2025-12-24 | 0.40295 | 1.6325 | 0.31912 | 1.704 | 0.39467 | 1.9697 | 0.55676 | 2.9035 | 0.45898 | 2.5304 | 0.38358 | 2.3979 | 0.37742 | 1.6625 | 0.34072 | 2.406 | 0.30874 | 1.5004 | 0.32877 | 1.2791
12 | 2025 | 2025-12-25 | 0.40463 | 1.639 | 0.31846 | 1.7015 | 0.40708 | 2.0299 | 0.56984 | 2.9681 | 0.46764 | 2.5766 | 0.39199 | 2.4429 | 0.37636 | 1.6571 | 0.34172 | 2.4107 | 0.31027 | 1.5072 | 0.3499 | 1.3613
12 | 2025 | 2025-12-26 | 0.40203 | 1.6288 | 0.31543 | 1.6853 | 0.40254 | 2.0064 | 0.56404 | 2.9371 | 0.4636 | 2.5528 | 0.3874 | 2.4123 | 0.37191 | 1.6372 | 0.33888 | 2.3875 | 0.3103 | 1.5042 | 0.34262 | 1.3338
12 | 2025 | 2025-12-27 | 0.3927 | 1.59 | 0.31185 | 1.6509 | 0.39665 | 1.9665 | 0.54395 | 2.8264 | 0.44788 | 2.4582 | 0.37794 | 2.3506 | 0.3608 | 1.5838 | 0.31429 | 2.2041 | 0.30048 | 1.4524 | 0.33324 | 1.2947
12 | 2025 | 2025-12-28 | 0.38544 | 1.5614 | 0.30179 | 1.5994 | 0.36745 | 1.8263 | 0.54336 | 2.8229 | 0.44705 | 2.452 | 0.37751 | 2.3456 | 0.35768 | 1.5695 | 0.31643 | 2.2159 | 0.30552 | 1.4746 | 0.33803 | 1.3136
12 | 2025 | 2025-12-29 | 0.40351 | 1.6345 | 0.31489 | 1.6737 | 0.38367 | 1.9105 | 0.55079 | 2.8594 | 0.45567 | 2.5063 | 0.37324 | 2.3109 | 0.37325 | 1.6411 | 0.33767 | 2.373 | 0.31182 | 1.5087 | 0.35413 | 1.3792
12 | 2025 | 2025-12-30 | 0.41121 | 1.6647 | 0.31439 | 1.6727 | 0.37243 | 1.8572 | 0.55211 | 2.8668 | 0.45586 | 2.5056 | 0.37469 | 2.3181 | 0.37866 | 1.6632 | 0.33258 | 2.3368 | 0.30544 | 1.478 | 0.33193 | 1.293
12 | 2025 | 2025-12-31 | 0.41524 | 1.6806 | 0.33015 | 1.7544 | 0.398 | 1.9814 | 0.55835 | 2.9025 | 0.45852 | 2.518 | 0.38131 | 2.3594 | 0.37862 | 1.6618 | 0.33765 | 2.3695 | 0.31318 | 1.5142 | 0.34293 | 1.3359
1 | 2026 | 2026-01-01 | 0.39513 | 1.5959 | 0.34997 | 1.8384 | 0.42553 | 2.106 | 0.58277 | 3.0128 | 0.47401 | 2.6382 | 0.40694 | 2.5267 | 0.40801 | 1.8305 | 0.36846 | 2.5897 | 0.32716 | 1.595 | 0.35745 | 1.3945
1 | 2026 | 2026-01-02 | 0.38653 | 1.5625 | 0.33348 | 1.7539 | 0.40868 | 2.0233 | 0.58422 | 3.0243 | 0.47417 | 2.635 | 0.4093 | 2.5439 | 0.40211 | 1.8035 | 0.36112 | 2.5353 | 0.318 | 1.5492 | 0.3569 | 1.3932
1 | 2026 | 2026-01-03 | 0.38089 | 1.5382 | 0.31665 | 1.6565 | 0.40504 | 1.9975 | 0.56052 | 2.8926 | 0.45638 | 2.5298 | 0.39568 | 2.4526 | 0.38613 | 1.7273 | 0.32864 | 2.297 | 0.29866 | 1.451 | 0.33516 | 1.3065
1 | 2026 | 2026-01-04 | 0.36472 | 1.4753 | 0.30929 | 1.6185 | 0.38403 | 1.8962 | 0.55116 | 2.8511 | 0.44868 | 2.4823 | 0.39118 | 2.4299 | 0.37639 | 1.6835 | 0.327 | 2.2834 | 0.29745 | 1.444 | 0.32661 | 1.2732
1 | 2026 | 2026-01-05 | 0.37487 | 1.5173 | 0.32672 | 1.7171 | 0.39787 | 1.9698 | 0.57338 | 2.9736 | 0.46461 | 2.5756 | 0.40316 | 2.5045 | 0.39583 | 1.7735 | 0.35284 | 2.4735 | 0.31119 | 1.514 | 0.34167 | 1.3343
1 | 2026 | 2026-01-06 | 0.38462 | 1.5555 | 0.34088 | 1.7882 | 0.4242 | 2.097 | 0.58134 | 3.0137 | 0.4698 | 2.6032 | 0.40851 | 2.5349 | 0.40141 | 1.7977 | 0.35714 | 2.5021 | 0.31814 | 1.5469 | 0.33974 | 1.3269
1 | 2026 | 2026-01-07 | 0.38333 | 1.5507 | 0.33362 | 1.7506 | 0.42327 | 2.0918 | 0.57973 | 3.0007 | 0.46864 | 2.5987 | 0.40575 | 2.51 | 0.39547 | 1.771 | 0.36118 | 2.528 | 0.32445 | 1.5762 | 0.32998 | 1.2892
1 | 2026 | 2026-01-08 | 0.39442 | 1.5939 | 0.34473 | 1.8058 | 0.42248 | 2.0877 | 0.58597 | 3.0318 | 0.47263 | 2.6201 | 0.40985 | 2.5326 | 0.39647 | 1.7743 | 0.36053 | 2.5245 | 0.3261 | 1.5844 | 0.35148 | 1.3733
1 | 2026 | 2026-01-09 | 0.38777 | 1.5682 | 0.3514 | 1.8388 | 0.43087 | 2.1278 | 0.59366 | 3.0692 | 0.47775 | 2.6485 | 0.41456 | 2.5575 | 0.40057 | 1.792 | 0.35602 | 2.4925 | 0.32201 | 1.5641 | 0.36349 | 1.4207
1 | 2026 | 2026-01-10 | 0.40307 | 1.6259 | 0.34773 | 1.8081 | 0.43932 | 2.1611 | 0.58599 | 3.0118 | 0.47201 | 2.6147 | 0.40966 | 2.5118 | 0.39346 | 1.7558 | 0.34159 | 2.3776 | 0.32533 | 1.5742 | 0.36718 | 1.4331
1 | 2026 | 2026-01-11 | 0.39015 | 1.5756 | 0.33538 | 1.7447 | 0.42811 | 2.1067 | 0.57539 | 2.9584 | 0.46398 | 2.5695 | 0.4024 | 2.4656 | 0.38804 | 1.7308 | 0.33598 | 2.3383 | 0.31998 | 1.5479 | 0.34839 | 1.3596
1 | 2026 | 2026-01-12 | 0.39437 | 1.5946 | 0.34917 | 1.8253 | 0.44241 | 2.183 | 0.58977 | 3.0463 | 0.47386 | 2.6269 | 0.41065 | 2.5239 | 0.3931 | 1.7572 | 0.35914 | 2.5096 | 0.33025 | 1.6009 | 0.35141 | 1.374
1 | 2026 | 2026-01-13 | 0.38585 | 1.5619 | 0.33258 | 1.741 | 0.41065 | 2.0302 | 0.58236 | 3.0145 | 0.46759 | 2.5882 | 0.40738 | 2.5088 | 0.38194 | 1.708 | 0.3508 | 2.4518 | 0.3216 | 1.5589 | 0.35115 | 1.3735
1 | 2026 | 2026-01-14 | 0.38212 | 1.5476 | 0.33275 | 1.7418 | 0.40173 | 1.988 | 0.5882 | 3.039 | 0.47173 | 2.6137 | 0.40968 | 2.5152 | 0.39437 | 1.7624 | 0.35276 | 2.466 | 0.32648 | 1.5823 | 0.35474 | 1.3874
1 | 2026 | 2026-01-15 | 0.38745 | 1.5687 | 0.33906 | 1.773 | 0.42767 | 2.1125 | 0.58741 | 3.0391 | 0.47032 | 2.6031 | 0.41042 | 2.5229 | 0.4051 | 1.8091 | 0.35029 | 2.4495 | 0.32568 | 1.5784 | 0.34823 | 1.3624
1 | 2026 | 2026-01-16 | 0.37554 | 1.5225 | 0.32961 | 1.7242 | 0.40648 | 2.0101 | 0.58617 | 3.0299 | 0.46926 | 2.5987 | 0.40854 | 2.5062 | 0.38832 | 1.7346 | 0.35235 | 2.4581 | 0.32794 | 1.5865 | 0.34689 | 1.3576
1 | 2026 | 2026-01-17 | 0.37868 | 1.5323 | 0.31342 | 1.6303 | 0.38217 | 1.8853 | 0.55759 | 2.8786 | 0.44753 | 2.4697 | 0.39326 | 2.4118 | 0.38943 | 1.7342 | 0.32429 | 2.2531 | 0.31564 | 1.5231 | 0.33671 | 1.3164
1 | 2026 | 2026-01-18 | 0.38103 | 1.542 | 0.31661 | 1.6462 | 0.38946 | 1.9204 | 0.5598 | 2.8884 | 0.44879 | 2.4775 | 0.39423 | 2.4145 | 0.37669 | 1.6779 | 0.33105 | 2.2985 | 0.32585 | 1.5713 | 0.35562 | 1.3902
1 | 2026 | 2026-01-19 | 0.37952 | 1.5389 | 0.32309 | 1.6901 | 0.39832 | 1.9715 | 0.57452 | 2.9725 | 0.45946 | 2.5431 | 0.40089 | 2.4568 | 0.38051 | 1.6989 | 0.34316 | 2.3979 | 0.3239 | 1.5673 | 0.35725 | 1.3987
1 | 2026 | 2026-01-20 | 0.3845 | 1.5588 | 0.32842 | 1.7168 | 0.40604 | 2.0088 | 0.57707 | 2.9876 | 0.46061 | 2.548 | 0.40334 | 2.4733 | 0.39605 | 1.7671 | 0.35141 | 2.4523 | 0.33541 | 1.6212 | 0.36497 | 1.4289
1 | 2026 | 2026-01-21 | 0.37142 | 1.5079 | 0.3303 | 1.7254 | 0.39585 | 1.9581 | 0.57367 | 2.9705 | 0.45774 | 2.5321 | 0.40097 | 2.4577 | 0.37921 | 1.692 | 0.34249 | 2.3903 | 0.32587 | 1.5747 | 0.34723 | 1.3604
1 | 2026 | 2026-01-22 | 0.35727 | 1.4532 | 0.30113 | 1.5774 | 0.38146 | 1.8882 | 0.56333 | 2.9202 | 0.44975 | 2.4868 | 0.39451 | 2.4194 | 0.35519 | 1.5854 | 0.3353 | 2.3396 | 0.3183 | 1.5374 | 0.33336 | 1.3065
1 | 2026 | 2026-01-23 | 0.35641 | 1.4502 | 0.29717 | 1.5573 | 0.35376 | 1.7556 | 0.55433 | 2.8777 | 0.44264 | 2.4457 | 0.38931 | 2.3902 | 0.35489 | 1.5837 | 0.32636 | 2.2776 | 0.30876 | 1.4909 | 0.33835 | 1.3261
1 | 2026 | 2026-01-24 | 0.34918 | 1.4201 | 0.28097 | 1.4636 | 0.35326 | 1.7455 | 0.52828 | 2.7359 | 0.42305 | 2.3311 | 0.37465 | 2.2961 | 0.35361 | 1.5741 | 0.29732 | 2.0658 | 0.2951 | 1.4209 | 0.31288 | 1.2247
1 | 2026 | 2026-01-25 | 0.34266 | 1.3952 | 0.28242 | 1.4705 | 0.35151 | 1.7386 | 0.52139 | 2.7034 | 0.41751 | 2.2992 | 0.37068 | 2.2738 | 0.34613 | 1.5412 | 0.29498 | 2.0515 | 0.29494 | 1.4206 | 0.31406 | 1.2292
1 | 2026 | 2026-01-26 | 0.35627 | 1.4509 | 0.30093 | 1.5752 | 0.36272 | 1.8001 | 0.53939 | 2.8012 | 0.43082 | 2.3816 | 0.37865 | 2.3212 | 0.35796 | 1.5973 | 0.31138 | 2.1757 | 0.29623 | 1.4301 | 0.32214 | 1.2634
1 | 2026 | 2026-01-27 | 0.36903 | 1.5011 | 0.30145 | 1.5776 | 0.36816 | 1.8254 | 0.53907 | 2.8021 | 0.42994 | 2.3754 | 0.37924 | 2.3272 | 0.35994 | 1.6059 | 0.32101 | 2.241 | 0.30996 | 1.4953 | 0.33106 | 1.2987
1 | 2026 | 2026-01-28 | 0.35925 | 1.4632 | 0.31454 | 1.6429 | 0.38025 | 1.8841 | 0.54341 | 2.8224 | 0.43277 | 2.3924 | 0.38163 | 2.3393 | 0.35632 | 1.59 | 0.31859 | 2.223 | 0.30819 | 1.4858 | 0.32996 | 1.2945
1 | 2026 | 2026-01-29 | 0.35511 | 1.4474 | 0.31639 | 1.6515 | 0.37833 | 1.8737 | 0.53099 | 2.7616 | 0.42333 | 2.3394 | 0.37377 | 2.2932 | 0.35698 | 1.5923 | 0.31455 | 2.1939 | 0.30436 | 1.4664 | 0.33596 | 1.3185
1 | 2026 | 2026-01-30 | 0.33957 | 1.3875 | 0.30418 | 1.5897 | 0.37835 | 1.8737 | 0.52305 | 2.7225 | 0.41718 | 2.3051 | 0.36867 | 2.2629 | 0.34934 | 1.5587 | 0.31342 | 2.1864 | 0.30492 | 1.4689 | 0.33795 | 1.3265
1 | 2026 | 2026-01-31 | 0.3379 | 1.3789 | 0.27953 | 1.4539 | 0.34801 | 1.7211 | 0.51726 | 2.6729 | 0.41302 | 2.2823 | 0.36451 | 2.2213 | 0.33696 | 1.4994 | 0.29301 | 2.0329 | 0.30153 | 1.4478 | 0.31736 | 1.2441
2 | 2026 | 2026-02-01 | 0.35003 | 1.4404 | 0.28941 | 1.5238 | 0.33302 | 1.666 | 0.48782 | 2.5627 | 0.39974 | 2.273 | 0.36684 | 2.2719 | 0.33493 | 1.4941 | 0.26898 | 1.9065 | 0.28006 | 1.3434 | 0.30728 | 1.2351
2 | 2026 | 2026-02-02 | 0.36533 | 1.5032 | 0.30908 | 1.6352 | 0.34216 | 1.7165 | 0.50506 | 2.6615 | 0.41265 | 2.3529 | 0.37576 | 2.3307 | 0.34687 | 1.5509 | 0.29207 | 2.0778 | 0.28942 | 1.3925 | 0.31717 | 1.2751
2 | 2026 | 2026-02-03 | 0.36577 | 1.5056 | 0.31442 | 1.6627 | 0.35709 | 1.7898 | 0.50404 | 2.6567 | 0.41183 | 2.349 | 0.37472 | 2.3241 | 0.36201 | 1.6188 | 0.29809 | 2.1211 | 0.3 | 1.4422 | 0.33998 | 1.3662
2 | 2026 | 2026-02-04 | 0.38941 | 1.6002 | 0.31887 | 1.6855 | 0.3641 | 1.825 | 0.5098 | 2.6797 | 0.4157 | 2.3801 | 0.37941 | 2.3478 | 0.37207 | 1.6637 | 0.29891 | 2.1274 | 0.30321 | 1.4571 | 0.35047 | 1.4088
2 | 2026 | 2026-02-05 | 0.39366 | 1.618 | 0.32765 | 1.7307 | 0.37839 | 1.8953 | 0.51223 | 2.6921 | 0.41774 | 2.3942 | 0.38066 | 2.3545 | 0.37231 | 1.6651 | 0.2991 | 2.129 | 0.30486 | 1.4648 | 0.34474 | 1.3858
2 | 2026 | 2026-02-06 | 0.36547 | 1.5062 | 0.31531 | 1.6666 | 0.36107 | 1.8106 | 0.49982 | 2.6289 | 0.40735 | 2.332 | 0.37236 | 2.3054 | 0.35545 | 1.59 | 0.29366 | 2.0906 | 0.29899 | 1.4368 | 0.32949 | 1.3247
2 | 2026 | 2026-02-07 | 0.35403 | 1.4593 | 0.29229 | 1.5372 | 0.34827 | 1.7411 | 0.47816 | 2.5069 | 0.39063 | 2.2326 | 0.36015 | 2.2256 | 0.3263 | 1.4562 | 0.26727 | 1.8964 | 0.28847 | 1.3818 | 0.31132 | 1.2511
2 | 2026 | 2026-02-08 | 0.35879 | 1.4788 | 0.29107 | 1.5306 | 0.33977 | 1.6987 | 0.46461 | 2.4402 | 0.37965 | 2.1648 | 0.35064 | 2.1705 | 0.33284 | 1.486 | 0.25364 | 1.7998 | 0.2715 | 1.301 | 0.3089 | 1.241
2 | 2026 | 2026-02-09 | 0.35885 | 1.4811 | 0.29504 | 1.561 | 0.33748 | 1.6946 | 0.47326 | 2.4966 | 0.38567 | 2.2012 | 0.35366 | 2.1959 | 0.34231 | 1.5317 | 0.27962 | 1.9918 | 0.28474 | 1.3687 | 0.32074 | 1.2908
2 | 2026 | 2026-02-10 | 0.35281 | 1.4574 | 0.30526 | 1.6136 | 0.36173 | 1.8127 | 0.4764 | 2.5126 | 0.38841 | 2.2195 | 0.35527 | 2.205 | 0.33304 | 1.4901 | 0.27785 | 1.9795 | 0.28391 | 1.3646 | 0.33178 | 1.3361
2 | 2026 | 2026-02-11 | 0.35679 | 1.4743 | 0.30107 | 1.5917 | 0.35709 | 1.7907 | 0.46567 | 2.4598 | 0.37979 | 2.1666 | 0.34762 | 2.1607 | 0.31881 | 1.427 | 0.27633 | 1.9693 | 0.28366 | 1.3631 | 0.32194 | 1.2952
2 | 2026 | 2026-02-12 | 0.35945 | 1.4854 | 0.29504 | 1.5603 | 0.34005 | 1.7089 | 0.45766 | 2.4184 | 0.37309 | 2.1276 | 0.34218 | 2.1283 | 0.31955 | 1.4304 | 0.27133 | 1.9352 | 0.28113 | 1.3498 | 0.30475 | 1.2268
2 | 2026 | 2026-02-13 | 0.3497 | 1.4467 | 0.28926 | 1.5302 | 0.32558 | 1.6375 | 0.45953 | 2.4256 | 0.37445 | 2.1397 | 0.34343 | 2.1342 | 0.31701 | 1.4196 | 0.26979 | 1.924 | 0.27882 | 1.3395 | 0.31412 | 1.2646
2 | 2026 | 2026-02-14 | 0.35055 | 1.4491 | 0.28147 | 1.4795 | 0.3517 | 1.7582 | 0.44429 | 2.3359 | 0.36316 | 2.0738 | 0.3353 | 2.0785 | 0.31733 | 1.4176 | 0.25135 | 1.7861 | 0.27811 | 1.3314 | 0.30907 | 1.2436
2 | 2026 | 2026-02-15 | 0.33698 | 1.3955 | 0.27225 | 1.4315 | 0.32683 | 1.6367 | 0.43747 | 2.3025 | 0.35781 | 2.0413 | 0.33017 | 2.049 | 0.31611 | 1.4122 | 0.24532 | 1.7442 | 0.27281 | 1.3056 | 0.30222 | 1.2151
2 | 2026 | 2026-02-16 | 0.336 | 1.3941 | 0.2723 | 1.4417 | 0.31421 | 1.583 | 0.44206 | 2.3348 | 0.36001 | 2.0573 | 0.33116 | 2.0611 | 0.30797 | 1.3798 | 0.27143 | 1.937 | 0.28574 | 1.3719 | 0.31469 | 1.2675
2 | 2026 | 2026-02-17 | 0.34304 | 1.4225 | 0.27232 | 1.4415 | 0.32369 | 1.6287 | 0.43547 | 2.3014 | 0.35469 | 2.0261 | 0.32641 | 2.0332 | 0.30842 | 1.3823 | 0.27156 | 1.938 | 0.28624 | 1.3747 | 0.31151 | 1.2552
2 | 2026 | 2026-02-18 | 0.34888 | 1.4462 | 0.2713 | 1.4359 | 0.31355 | 1.579 | 0.43737 | 2.3091 | 0.35619 | 2.0386 | 0.3275 | 2.0386 | 0.29577 | 1.3263 | 0.27342 | 1.9516 | 0.28999 | 1.3925 | 0.31622 | 1.2731
2 | 2026 | 2026-02-19 | 0.33667 | 1.3979 | 0.27311 | 1.445 | 0.30876 | 1.5553 | 0.4343 | 2.2931 | 0.35378 | 2.0256 | 0.32507 | 2.0241 | 0.29871 | 1.3396 | 0.27507 | 1.9629 | 0.29131 | 1.3997 | 0.31672 | 1.2763
2 | 2026 | 2026-02-20 | 0.34452 | 1.4294 | 0.27433 | 1.4509 | 0.31955 | 1.6075 | 0.43592 | 2.2996 | 0.35512 | 2.0368 | 0.3259 | 2.0281 | 0.28526 | 1.2796 | 0.27917 | 1.9919 | 0.29669 | 1.4258 | 0.31905 | 1.2876
2 | 2026 | 2026-02-21 | 0.33289 | 1.3818 | 0.26727 | 1.4041 | 0.33089 | 1.6569 | 0.41608 | 2.1864 | 0.34003 | 1.9476 | 0.31473 | 1.9547 | 0.27656 | 1.2374 | 0.24714 | 1.7585 | 0.28021 | 1.3417 | 0.29852 | 1.2024
2 | 2026 | 2026-02-22 | 0.3329 | 1.3827 | 0.26377 | 1.3858 | 0.31258 | 1.5679 | 0.41085 | 2.156 | 0.33532 | 1.9236 | 0.31155 | 1.9342 | 0.28093 | 1.2575 | 0.23764 | 1.6914 | 0.26848 | 1.286 | 0.29563 | 1.1916
2 | 2026 | 2026-02-23 | 0.33177 | 1.38 | 0.26706 | 1.4125 | 0.3207 | 1.6139 | 0.41668 | 2.2002 | 0.33951 | 1.9464 | 0.31204 | 1.9463 | 0.28953 | 1.2995 | 0.26353 | 1.8828 | 0.28113 | 1.351 | 0.31119 | 1.254
2 | 2026 | 2026-02-24 | 0.33476 | 1.3924 | 0.27415 | 1.4489 | 0.31678 | 1.5943 | 0.41911 | 2.2111 | 0.34159 | 1.9618 | 0.31327 | 1.9528 | 0.28518 | 1.2803 | 0.26855 | 1.9182 | 0.28748 | 1.3819 | 0.31376 | 1.2636
2 | 2026 | 2026-02-25 | 0.33087 | 1.3775 | 0.27599 | 1.4581 | 0.33057 | 1.6616 | 0.41757 | 2.1987 | 0.3399 | 1.9568 | 0.31255 | 1.9465 | 0.28221 | 1.2673 | 0.27099 | 1.9356 | 0.29105 | 1.3992 | 0.30119 | 1.215
2 | 2026 | 2026-02-26 | 0.3319 | 1.3813 | 0.26277 | 1.3892 | 0.29696 | 1.496 | 0.41312 | 2.1804 | 0.33712 | 1.9369 | 0.30811 | 1.9226 | 0.2812 | 1.2629 | 0.26328 | 1.8811 | 0.28149 | 1.3539 | 0.30975 | 1.2491
2 | 2026 | 2026-02-27 | 0.33006 | 1.3747 | 0.25505 | 1.3489 | 0.2998 | 1.5112 | 0.40118 | 2.1174 | 0.32705 | 1.8784 | 0.30021 | 1.8754 | 0.2787 | 1.2521 | 0.25659 | 1.8339 | 0.27343 | 1.3157 | 0.29755 | 1.2011
2 | 2026 | 2026-02-28 | 0.3276 | 1.3639 | 0.23949 | 1.2581 | 0.28938 | 1.4542 | 0.38442 | 2.019 | 0.31449 | 1.8052 | 0.29106 | 1.8134 | 0.27029 | 1.2119 | 0.23933 | 1.7049 | 0.2752 | 1.319 | 0.29824 | 1.201
3 | 2026 | 2026-03-01 | 0.30448 | 1.2859 | 0.227 | 1.2104 | 0.25904 | 1.3568 | 0.42353 | 2.2386 | 0.32204 | 1.8421 | 0.29814 | 1.9224 | 0.25053 | 1.1292 | 0.2265 | 1.5909 | 0.268 | 1.3192 | 0.28435 | 1.1752
3 | 2026 | 2026-03-02 | 0.30045 | 1.2714 | 0.23937 | 1.2847 | 0.25622 | 1.3459 | 0.42635 | 2.264 | 0.32537 | 1.8636 | 0.29794 | 1.9252 | 0.25498 | 1.1527 | 0.2409 | 1.703 | 0.27064 | 1.3347 | 0.3026 | 1.2506
3 | 2026 | 2026-03-03 | 0.30004 | 1.2729 | 0.22722 | 1.2197 | 0.25856 | 1.3578 | 0.40623 | 2.1618 | 0.31304 | 1.7905 | 0.28539 | 1.8452 | 0.25091 | 1.135 | 0.24442 | 1.7269 | 0.27279 | 1.3462 | 0.29327 | 1.2124
3 | 2026 | 2026-03-04 | 0.29794 | 1.2644 | 0.22619 | 1.2136 | 0.25239 | 1.3256 | 0.40658 | 2.1617 | 0.31154 | 1.781 | 0.28519 | 1.8449 | 0.24819 | 1.123 | 0.23638 | 1.671 | 0.25693 | 1.2682 | 0.27701 | 1.1442
3 | 2026 | 2026-03-05 | 0.28728 | 1.2225 | 0.21988 | 1.181 | 0.23745 | 1.2474 | 0.39792 | 2.117 | 0.30644 | 1.7531 | 0.27925 | 1.8073 | 0.24996 | 1.1309 | 0.23425 | 1.6566 | 0.25744 | 1.2708 | 0.26413 | 1.0905
3 | 2026 | 2026-03-06 | 0.27473 | 1.1717 | 0.21279 | 1.1428 | 0.23132 | 1.2154 | 0.39387 | 2.0951 | 0.30326 | 1.7352 | 0.27621 | 1.7886 | 0.24576 | 1.1123 | 0.22879 | 1.6188 | 0.24893 | 1.229 | 0.25795 | 1.0654
3 | 2026 | 2026-03-07 | 0.27127 | 1.1565 | 0.20779 | 1.1069 | 0.22043 | 1.1547 | 0.37345 | 1.9784 | 0.28774 | 1.6421 | 0.26483 | 1.7129 | 0.23167 | 1.046 | 0.20384 | 1.4343 | 0.23608 | 1.1631 | 0.24394 | 1.008
3 | 2026 | 2026-03-08 | 0.28416 | 1.2093 | 0.20424 | 1.0877 | 0.23742 | 1.2437 | 0.38097 | 2.0146 | 0.29191 | 1.6702 | 0.26845 | 1.737 | 0.2277 | 1.0281 | 0.21083 | 1.4826 | 0.24712 | 1.2184 | 0.24581 | 1.0162
3 | 2026 | 2026-03-09 | 0.30184 | 1.2828 | 0.22768 | 1.2206 | 0.25689 | 1.3495 | 0.4057 | 2.1499 | 0.30937 | 1.7803 | 0.28077 | 1.8202 | 0.24475 | 1.1085 | 0.24267 | 1.714 | 0.26683 | 1.3198 | 0.27505 | 1.1381
3 | 2026 | 2026-03-10 | 0.30119 | 1.28 | 0.24423 | 1.308 | 0.27088 | 1.4228 | 0.41739 | 2.2073 | 0.31703 | 1.8319 | 0.28657 | 1.858 | 0.24505 | 1.1105 | 0.24478 | 1.7285 | 0.27067 | 1.3393 | 0.27935 | 1.1567
3 | 2026 | 2026-03-11 | 0.29501 | 1.2552 | 0.23511 | 1.2587 | 0.25853 | 1.3582 | 0.41022 | 2.1694 | 0.31112 | 1.7954 | 0.28186 | 1.8286 | 0.23702 | 1.0744 | 0.2409 | 1.7016 | 0.26449 | 1.3092 | 0.28808 | 1.1936
3 | 2026 | 2026-03-12 | 0.28982 | 1.2347 | 0.22932 | 1.2291 | 0.26451 | 1.3897 | 0.39865 | 2.1098 | 0.30353 | 1.7506 | 0.27433 | 1.7807 | 0.23955 | 1.0858 | 0.23525 | 1.6625 | 0.25676 | 1.2713 | 0.27546 | 1.1409
3 | 2026 | 2026-03-13 | 0.27965 | 1.1937 | 0.22433 | 1.2017 | 0.25533 | 1.3419 | 0.39679 | 2.0989 | 0.302 | 1.7435 | 0.27243 | 1.7691 | 0.23723 | 1.0755 | 0.23556 | 1.6647 | 0.25874 | 1.2815 | 0.28562 | 1.1835
3 | 2026 | 2026-03-14 | 0.27444 | 1.1723 | 0.2068 | 1.1006 | 0.23843 | 1.2498 | 0.37613 | 1.9813 | 0.28744 | 1.6583 | 0.26057 | 1.69 | 0.22691 | 1.0259 | 0.21639 | 1.5204 | 0.25877 | 1.2793 | 0.27141 | 1.125
3 | 2026 | 2026-03-15 | 0.2696 | 1.1526 | 0.20002 | 1.0639 | 0.22769 | 1.1938 | 0.37666 | 1.9823 | 0.28737 | 1.6602 | 0.26005 | 1.6872 | 0.21792 | 0.98574 | 0.21795 | 1.5311 | 0.26191 | 1.2954 | 0.26958 | 1.1178
3 | 2026 | 2026-03-16 | 0.27195 | 1.1633 | 0.21064 | 1.1288 | 0.24332 | 1.2796 | 0.37514 | 1.9855 | 0.28741 | 1.6598 | 0.25734 | 1.6736 | 0.2297 | 1.0423 | 0.23848 | 1.6839 | 0.25974 | 1.2886 | 0.26154 | 1.0849
3 | 2026 | 2026-03-17 | 0.27476 | 1.1749 | 0.22156 | 1.187 | 0.24278 | 1.2771 | 0.37443 | 1.9803 | 0.28634 | 1.6549 | 0.25615 | 1.6665 | 0.22895 | 1.0389 | 0.23903 | 1.6875 | 0.26026 | 1.2918 | 0.25726 | 1.0672
3 | 2026 | 2026-03-18 | 0.27584 | 1.1787 | 0.21418 | 1.147 | 0.24267 | 1.2768 | 0.36804 | 1.9466 | 0.28171 | 1.628 | 0.25165 | 1.6381 | 0.23141 | 1.0503 | 0.23998 | 1.6935 | 0.258 | 1.2816 | 0.25027 | 1.0389
3 | 2026 | 2026-03-19 | 0.26595 | 1.1391 | 0.21165 | 1.1327 | 0.24199 | 1.2736 | 0.36268 | 1.9179 | 0.27742 | 1.6024 | 0.24783 | 1.614 | 0.22678 | 1.0296 | 0.24147 | 1.7036 | 0.26057 | 1.295 | 0.25821 | 1.0721
3 | 2026 | 2026-03-20 | 0.25813 | 1.108 | 0.20197 | 1.0815 | 0.22899 | 1.2059 | 0.35923 | 1.8991 | 0.27529 | 1.5923 | 0.24487 | 1.5952 | 0.22205 | 1.0081 | 0.23677 | 1.6713 | 0.25692 | 1.2771 | 0.25425 | 1.0558
3 | 2026 | 2026-03-21 | 0.24879 | 1.069 | 0.19317 | 1.0268 | 0.22936 | 1.2044 | 0.33288 | 1.7525 | 0.25588 | 1.4743 | 0.23 | 1.4968 | 0.20769 | 0.9403 | 0.20527 | 1.4415 | 0.23511 | 1.1668 | 0.22893 | 0.9508
3 | 2026 | 2026-03-22 | 0.24988 | 1.0737 | 0.18021 | 0.95752 | 0.21762 | 1.1434 | 0.33273 | 1.7502 | 0.25542 | 1.4738 | 0.22904 | 1.491 | 0.1968 | 0.89153 | 0.20462 | 1.4371 | 0.23675 | 1.1753 | 0.23106 | 0.95963
3 | 2026 | 2026-03-23 | 0.25424 | 1.0928 | 0.19047 | 1.0204 | 0.21997 | 1.1599 | 0.33964 | 1.7959 | 0.26128 | 1.5106 | 0.23107 | 1.5076 | 0.20752 | 0.94293 | 0.22019 | 1.5562 | 0.23395 | 1.1647 | 0.22687 | 0.94182
3 | 2026 | 2026-03-24 | 0.26147 | 1.1223 | 0.18942 | 1.015 | 0.20851 | 1.1005 | 0.32855 | 1.7387 | 0.25376 | 1.4657 | 0.22383 | 1.4614 | 0.20051 | 0.91129 | 0.217 | 1.5339 | 0.22817 | 1.1368 | 0.22485 | 0.93414
3 | 2026 | 2026-03-25 | 0.24686 | 1.0628 | 0.18664 | 0.9997 | 0.20885 | 1.1027 | 0.31444 | 1.666 | 0.24363 | 1.4031 | 0.21501 | 1.4051 | 0.19539 | 0.8883 | 0.22034 | 1.5568 | 0.23483 | 1.1704 | 0.23133 | 0.96147
3 | 2026 | 2026-03-26 | 0.24471 | 1.0544 | 0.17082 | 0.91567 | 0.19359 | 1.0235 | 0.31369 | 1.6606 | 0.24246 | 1.3974 | 0.2138 | 1.3975 | 0.1806 | 0.82197 | 0.22154 | 1.5646 | 0.2337 | 1.1657 | 0.23476 | 0.97673
3 | 2026 | 2026-03-27 | 0.23996 | 1.0358 | 0.18085 | 0.97016 | 0.21282 | 1.1247 | 0.31401 | 1.661 | 0.24293 | 1.4039 | 0.21296 | 1.3923 | 0.18613 | 0.84658 | 0.21842 | 1.5431 | 0.23288 | 1.162 | 0.2412 | 1.0035
3 | 2026 | 2026-03-28 | 0.22448 | 0.97167 | 0.15853 | 0.84201 | 0.19211 | 1.0131 | 0.28416 | 1.4975 | 0.22282 | 1.2845 | 0.1957 | 1.278 | 0.17852 | 0.80882 | 0.18802 | 1.3211 | 0.21408 | 1.0664 | 0.22738 | 0.94597
3 | 2026 | 2026-03-29 | 0.22164 | 0.96081 | 0.14979 | 0.79605 | 0.1749 | 0.92373 | 0.27371 | 1.4433 | 0.21516 | 1.2376 | 0.18897 | 1.235 | 0.17296 | 0.78364 | 0.18968 | 1.3324 | 0.21753 | 1.0842 | 0.21225 | 0.88358
3 | 2026 | 2026-03-30 | 0.2263 | 0.98025 | 0.1706 | 0.91481 | 0.18307 | 0.97096 | 0.28593 | 1.5158 | 0.22412 | 1.2933 | 0.19415 | 1.2718 | 0.18296 | 0.83208 | 0.2057 | 1.4546 | 0.21476 | 1.0739 | 0.20879 | 0.86923
3 | 2026 | 2026-03-31 | 0.23361 | 1.01 | 0.16671 | 0.89477 | 0.1886 | 1.0006 | 0.28884 | 1.529 | 0.22542 | 1.3035 | 0.19503 | 1.2776 | 0.17689 | 0.80471 | 0.20926 | 1.4784 | 0.21573 | 1.0799 | 0.20987 | 0.87429
4 | 2026 | 2026-04-01 | 0.21839 | 0.94938 | 0.15866 | 0.84178 | 0.17794 | 0.92974 | 0.2437 | 1.294 | 0.21716 | 1.1976 | 0.18751 | 1.1989 | 0.16608 | 0.73171 | 0.18594 | 1.3386 | 0.19892 | 1.0057 | 0.21029 | 0.87995
4 | 2026 | 2026-04-02 | 0.21457 | 0.93349 | 0.1602 | 0.84946 | 0.18068 | 0.94434 | 0.24029 | 1.2764 | 0.21453 | 1.183 | 0.18438 | 1.179 | 0.1733 | 0.76188 | 0.18491 | 1.3308 | 0.19646 | 0.9941 | 0.20827 | 0.87169
4 | 2026 | 2026-04-03 | 0.21466 | 0.93384 | 0.15485 | 0.82214 | 0.1773 | 0.9285 | 0.23907 | 1.2704 | 0.21456 | 1.1824 | 0.18312 | 1.1698 | 0.16674 | 0.73387 | 0.18326 | 1.3205 | 0.19926 | 1.0087 | 0.20965 | 0.87809
4 | 2026 | 2026-04-04 | 0.19153 | 0.83937 | 0.13421 | 0.70466 | 0.15547 | 0.81273 | 0.21978 | 1.1594 | 0.19924 | 1.0933 | 0.17172 | 1.0944 | 0.14577 | 0.63881 | 0.15541 | 1.1142 | 0.18157 | 0.91812 | 0.19411 | 0.81407
4 | 2026 | 2026-04-05 | 0.18088 | 0.79643 | 0.12377 | 0.65004 | 0.14312 | 0.7512 | 0.20841 | 1.1008 | 0.18714 | 1.0287 | 0.16167 | 1.0351 | 0.13558 | 0.59542 | 0.14693 | 1.0546 | 0.17353 | 0.87778 | 0.19067 | 0.80015
4 | 2026 | 2026-04-06 | 0.18419 | 0.81157 | 0.13113 | 0.69777 | 0.14404 | 0.76132 | 0.21504 | 1.1451 | 0.18964 | 1.0495 | 0.16203 | 1.0442 | 0.14546 | 0.643 | 0.17209 | 1.2393 | 0.1808 | 0.91764 | 0.19138 | 0.80259
4 | 2026 | 2026-04-07 | 0.20614 | 0.90082 | 0.13607 | 0.7237 | 0.15559 | 0.82111 | 0.22001 | 1.1673 | 0.19547 | 1.082 | 0.16688 | 1.0713 | 0.15323 | 0.67543 | 0.17863 | 1.2855 | 0.18843 | 0.95732 | 0.19718 | 0.82774
4 | 2026 | 2026-04-08 | 0.21645 | 0.94179 | 0.14931 | 0.79327 | 0.16565 | 0.87385 | 0.21939 | 1.164 | 0.19599 | 1.0843 | 0.16629 | 1.066 | 0.16035 | 0.70512 | 0.18134 | 1.3044 | 0.19099 | 0.97125 | 0.2049 | 0.86047
4 | 2026 | 2026-04-09 | 0.20516 | 0.89587 | 0.1498 | 0.79583 | 0.16184 | 0.85523 | 0.21984 | 1.1655 | 0.19745 | 1.0921 | 0.16678 | 1.0673 | 0.16051 | 0.70544 | 0.17526 | 1.2599 | 0.17966 | 0.91476 | 0.19788 | 0.83141
4 | 2026 | 2026-04-10 | 0.19738 | 0.86512 | 0.1444 | 0.76781 | 0.16075 | 0.84981 | 0.21649 | 1.1465 | 0.19405 | 1.0747 | 0.16413 | 1.0511 | 0.15622 | 0.68702 | 0.17143 | 1.2357 | 0.18417 | 0.9377 | 0.20722 | 0.87182
4 | 2026 | 2026-04-11 | 0.19301 | 0.84524 | 0.13187 | 0.6927 | 0.14828 | 0.78229 | 0.19487 | 1.0246 | 0.17626 | 0.97219 | 0.15063 | 0.96347 | 0.14459 | 0.63128 | 0.15338 | 1.0981 | 0.17583 | 0.89495 | 0.18758 | 0.78989
4 | 2026 | 2026-04-12 | 0.1972 | 0.86278 | 0.1343 | 0.70611 | 0.15464 | 0.81598 | 0.19362 | 1.0194 | 0.17642 | 0.97202 | 0.14934 | 0.95391 | 0.14673 | 0.63991 | 0.15831 | 1.1343 | 0.18592 | 0.94678 | 0.19068 | 0.80362
4 | 2026 | 2026-04-13 | 0.19861 | 0.87053 | 0.14294 | 0.76076 | 0.15962 | 0.84705 | 0.20718 | 1.0968 | 0.18592 | 1.0318 | 0.15634 | 1.0021 | 0.15192 | 0.66764 | 0.17383 | 1.2525 | 0.18702 | 0.95474 | 0.20178 | 0.84998
4 | 2026 | 2026-04-14 | 0.18979 | 0.83419 | 0.14223 | 0.75718 | 0.14944 | 0.79651 | 0.19816 | 1.0505 | 0.17649 | 0.98154 | 0.14847 | 0.9555 | 0.14943 | 0.6568 | 0.17084 | 1.2278 | 0.17298 | 0.88509 | 0.19864 | 0.83717
4 | 2026 | 2026-04-15 | 0.17417 | 0.77002 | 0.12668 | 0.67671 | 0.13553 | 0.72781 | 0.19215 | 1.0224 | 0.17164 | 0.95388 | 0.14279 | 0.92035 | 0.14275 | 0.62821 | 0.16715 | 1.2017 | 0.169 | 0.86564 | 0.17621 | 0.74254
4 | 2026 | 2026-04-16 | 0.16848 | 0.74722 | 0.11854 | 0.63416 | 0.13215 | 0.71077 | 0.18669 | 0.99258 | 0.16564 | 0.923 | 0.13841 | 0.89444 | 0.13392 | 0.59062 | 0.15382 | 1.1095 | 0.16014 | 0.82068 | 0.16942 | 0.7145
4 | 2026 | 2026-04-17 | 0.17031 | 0.75489 | 0.11437 | 0.61297 | 0.12981 | 0.70054 | 0.18191 | 0.96738 | 0.16084 | 0.89788 | 0.13445 | 0.87061 | 0.13288 | 0.58585 | 0.15528 | 1.1181 | 0.1565 | 0.80355 | 0.17026 | 0.7186
4 | 2026 | 2026-04-18 | 0.16541 | 0.73358 | 0.10848 | 0.57322 | 0.12543 | 0.67457 | 0.1626 | 0.85773 | 0.14574 | 0.80974 | 0.12308 | 0.79537 | 0.12375 | 0.54074 | 0.1332 | 0.95345 | 0.14792 | 0.75914 | 0.15085 | 0.63786
4 | 2026 | 2026-04-19 | 0.16824 | 0.74554 | 0.11033 | 0.58324 | 0.12623 | 0.68056 | 0.15954 | 0.8419 | 0.14313 | 0.79598 | 0.12058 | 0.77976 | 0.11877 | 0.51928 | 0.14181 | 1.0145 | 0.15834 | 0.81305 | 0.16476 | 0.6972
4 | 2026 | 2026-04-20 | 0.16526 | 0.7343 | 0.12043 | 0.64589 | 0.133 | 0.72083 | 0.17324 | 0.92223 | 0.15349 | 0.85935 | 0.12747 | 0.82686 | 0.12701 | 0.55998 | 0.16047 | 1.1537 | 0.15904 | 0.8194 | 0.16651 | 0.70407
4 | 2026 | 2026-04-21 | 0.16203 | 0.72184 | 0.11706 | 0.62859 | 0.13066 | 0.71019 | 0.16856 | 0.89755 | 0.14872 | 0.83456 | 0.12371 | 0.80439 | 0.12609 | 0.55571 | 0.15609 | 1.1228 | 0.15439 | 0.79649 | 0.15218 | 0.64404
4 | 2026 | 2026-04-22 | 0.1617 | 0.72047 | 0.10578 | 0.57051 | 0.11883 | 0.65148 | 0.16461 | 0.8775 | 0.14512 | 0.81553 | 0.12046 | 0.78452 | 0.11533 | 0.50987 | 0.14804 | 1.0676 | 0.15046 | 0.77681 | 0.15828 | 0.67042
4 | 2026 | 2026-04-23 | 0.17025 | 0.75546 | 0.10771 | 0.58117 | 0.11786 | 0.64749 | 0.16174 | 0.86226 | 0.14248 | 0.80209 | 0.11831 | 0.77134 | 0.11899 | 0.5251 | 0.14532 | 1.0483 | 0.14674 | 0.75877 | 0.15088 | 0.63947
4 | 2026 | 2026-04-24 | 0.17433 | 0.77192 | 0.11377 | 0.61369 | 0.12771 | 0.69919 | 0.16734 | 0.89076 | 0.14986 | 0.84169 | 0.12357 | 0.80042 | 0.1312 | 0.57633 | 0.15219 | 1.0971 | 0.15502 | 0.80182 | 0.151 | 0.64032
4 | 2026 | 2026-04-25 | 0.16964 | 0.75176 | 0.10445 | 0.55638 | 0.12233 | 0.66842 | 0.14972 | 0.78904 | 0.13628 | 0.76248 | 0.11397 | 0.73607 | 0.12068 | 0.5254 | 0.13444 | 0.9627 | 0.14979 | 0.77471 | 0.14905 | 0.63362
4 | 2026 | 2026-04-26 | 0.18102 | 0.79789 | 0.11494 | 0.6117 | 0.13185 | 0.71759 | 0.15133 | 0.79717 | 0.13897 | 0.77725 | 0.11576 | 0.74543 | 0.12956 | 0.56262 | 0.13564 | 0.97396 | 0.15932 | 0.82331 | 0.15991 | 0.67992
4 | 2026 | 2026-04-27 | 0.18231 | 0.80465 | 0.12523 | 0.67547 | 0.14141 | 0.77261 | 0.16353 | 0.86937 | 0.14724 | 0.83016 | 0.1216 | 0.78719 | 0.14284 | 0.62463 | 0.1571 | 1.1338 | 0.16589 | 0.85932 | 0.17545 | 0.74496
4 | 2026 | 2026-04-28 | 0.16775 | 0.74526 | 0.11288 | 0.61186 | 0.12553 | 0.69333 | 0.1535 | 0.82016 | 0.13718 | 0.77585 | 0.11279 | 0.73525 | 0.13187 | 0.57804 | 0.15748 | 1.1344 | 0.15951 | 0.82836 | 0.16433 | 0.69816
4 | 2026 | 2026-04-29 | 0.16725 | 0.74412 | 0.11193 | 0.60767 | 0.12825 | 0.70914 | 0.14885 | 0.79449 | 0.1318 | 0.74904 | 0.10946 | 0.71626 | 0.12515 | 0.54934 | 0.14727 | 1.0627 | 0.14906 | 0.77589 | 0.15237 | 0.64807
4 | 2026 | 2026-04-30 | 0.16375 | 0.7296 | 0.11058 | 0.60179 | 0.12368 | 0.68716 | 0.14624 | 0.78244 | 0.13004 | 0.73943 | 0.10737 | 0.70319 | 0.12402 | 0.54439 | 0.14928 | 1.0765 | 0.14958 | 0.77961 | 0.152 | 0.64685
5 | 2026 | 2026-05-01 | 0.14621 | 0.66146 | 0.084465 | 0.47483 | 0.10216 | 0.6139 | 0.11702 | 0.64759 | 0.11364 | 0.66782 | 0.086782 | 0.59451 | 0.097112 | 0.44159 | 0.13638 | 0.97293 | 0.12179 | 0.65667 | 0.12453 | 0.53884
5 | 2026 | 2026-05-02 | 0.13477 | 0.61393 | 0.070828 | 0.39332 | 0.08599 | 0.52012 | 0.099745 | 0.5478 | 0.099922 | 0.58671 | 0.077262 | 0.53011 | 0.080396 | 0.36333 | 0.11007 | 0.77886 | 0.10946 | 0.59198 | 0.10744 | 0.4666
5 | 2026 | 2026-05-03 | 0.14582 | 0.65978 | 0.069691 | 0.3889 | 0.085912 | 0.52226 | 0.09712 | 0.53353 | 0.096347 | 0.56609 | 0.074858 | 0.51436 | 0.08296 | 0.37476 | 0.11156 | 0.78977 | 0.11281 | 0.61127 | 0.11022 | 0.47925
5 | 2026 | 2026-05-04 | 0.15148 | 0.68417 | 0.082458 | 0.46537 | 0.096327 | 0.58401 | 0.11039 | 0.61168 | 0.10717 | 0.6326 | 0.082034 | 0.56377 | 0.09643 | 0.43865 | 0.13788 | 0.98356 | 0.12743 | 0.6905 | 0.12048 | 0.52229
5 | 2026 | 2026-05-05 | 0.14326 | 0.65077 | 0.080239 | 0.45407 | 0.094281 | 0.57386 | 0.1081 | 0.59835 | 0.10406 | 0.61429 | 0.080064 | 0.55029 | 0.090537 | 0.41254 | 0.12786 | 0.91325 | 0.11244 | 0.61003 | 0.1139 | 0.49342
5 | 2026 | 2026-05-06 | 0.13672 | 0.62386 | 0.074877 | 0.42624 | 0.088749 | 0.54253 | 0.10516 | 0.58235 | 0.099167 | 0.58538 | 0.076981 | 0.53003 | 0.08973 | 0.40907 | 0.12328 | 0.88217 | 0.10594 | 0.57573 | 0.11079 | 0.48
5 | 2026 | 2026-05-07 | 0.13316 | 0.60938 | 0.07359 | 0.42036 | 0.087116 | 0.53499 | 0.10276 | 0.57292 | 0.098005 | 0.58228 | 0.07566 | 0.52428 | 0.090227 | 0.41118 | 0.12559 | 0.90017 | 0.11044 | 0.60112 | 0.11079 | 0.48062
5 | 2026 | 2026-05-08 | 0.13282 | 0.60835 | 0.075054 | 0.42776 | 0.087724 | 0.54016 | 0.10073 | 0.56125 | 0.095645 | 0.56871 | 0.074185 | 0.51427 | 0.08378 | 0.3826 | 0.12368 | 0.88614 | 0.10884 | 0.59354 | 0.10629 | 0.46067
5 | 2026 | 2026-05-09 | 0.12861 | 0.59048 | 0.063064 | 0.35766 | 0.082929 | 0.51712 | 0.084866 | 0.46993 | 0.086493 | 0.51653 | 0.067418 | 0.4689 | 0.07704 | 0.34897 | 0.099232 | 0.70632 | 0.099474 | 0.54491 | 0.093626 | 0.40799
5 | 2026 | 2026-05-10 | 0.12382 | 0.57054 | 0.06106 | 0.34932 | 0.07702 | 0.48391 | 0.081908 | 0.4558 | 0.082266 | 0.49309 | 0.064595 | 0.45193 | 0.071094 | 0.32228 | 0.096752 | 0.68977 | 0.096607 | 0.53034 | 0.09844 | 0.43008
5 | 2026 | 2026-05-11 | 0.12224 | 0.56532 | 0.070284 | 0.40726 | 0.084494 | 0.52809 | 0.094348 | 0.52776 | 0.088734 | 0.53119 | 0.069631 | 0.48592 | 0.0796 | 0.36434 | 0.12062 | 0.86597 | 0.10765 | 0.59017 | 0.11218 | 0.48788
5 | 2026 | 2026-05-12 | 0.12279 | 0.56784 | 0.071562 | 0.41594 | 0.086206 | 0.54089 | 0.09234 | 0.52052 | 0.088454 | 0.53356 | 0.06895 | 0.48455 | 0.079547 | 0.36408 | 0.12035 | 0.86409 | 0.10866 | 0.59668 | 0.1137 | 0.4952
5 | 2026 | 2026-05-13 | 0.12 | 0.55652 | 0.071463 | 0.41686 | 0.081481 | 0.5135 | 0.090259 | 0.50974 | 0.086088 | 0.52069 | 0.067458 | 0.47542 | 0.078222 | 0.35826 | 0.11623 | 0.8352 | 0.10346 | 0.56947 | 0.10453 | 0.4547
5 | 2026 | 2026-05-14 | 0.11712 | 0.54476 | 0.067888 | 0.39788 | 0.07952 | 0.50403 | 0.088032 | 0.49912 | 0.083665 | 0.50814 | 0.06584 | 0.4662 | 0.074345 | 0.34124 | 0.11468 | 0.82597 | 0.102 | 0.56252 | 0.11001 | 0.47943
5 | 2026 | 2026-05-15 | 0.11034 | 0.51743 | 0.067695 | 0.39723 | 0.076613 | 0.48775 | 0.08618 | 0.48734 | 0.080623 | 0.48946 | 0.064271 | 0.45489 | 0.068901 | 0.31724 | 0.11248 | 0.80934 | 0.10029 | 0.55435 | 0.1041 | 0.45214
5 | 2026 | 2026-05-16 | 0.10998 | 0.51559 | 0.057265 | 0.33426 | 0.068543 | 0.44376 | 0.070189 | 0.39316 | 0.069157 | 0.42121 | 0.056593 | 0.40192 | 0.062386 | 0.28485 | 0.088639 | 0.63436 | 0.091937 | 0.51124 | 0.094048 | 0.41154
5 | 2026 | 2026-05-17 | 0.10853 | 0.51004 | 0.05744 | 0.33747 | 0.0714 | 0.46381 | 0.068745 | 0.38746 | 0.069418 | 0.4258 | 0.056527 | 0.40359 | 0.06528 | 0.29808 | 0.087808 | 0.6301 | 0.091706 | 0.51098 | 0.094213 | 0.41318
5 | 2026 | 2026-05-18 | 0.11306 | 0.52971 | 0.066182 | 0.39328 | 0.079256 | 0.5103 | 0.081345 | 0.46353 | 0.077511 | 0.47617 | 0.062282 | 0.44496 | 0.071827 | 0.33144 | 0.10926 | 0.79166 | 0.098352 | 0.54681 | 0.10294 | 0.4491
5 | 2026 | 2026-05-19 | 0.10724 | 0.5057 | 0.065218 | 0.39135 | 0.074758 | 0.48547 | 0.079406 | 0.45529 | 0.075978 | 0.46964 | 0.061195 | 0.43999 | 0.072047 | 0.33273 | 0.10882 | 0.78994 | 0.098849 | 0.55054 | 0.10254 | 0.44782
5 | 2026 | 2026-05-20 | 0.10209 | 0.48488 | 0.061339 | 0.37105 | 0.071208 | 0.46543 | 0.077396 | 0.44421 | 0.072745 | 0.45078 | 0.059432 | 0.42868 | 0.067573 | 0.31314 | 0.10307 | 0.74895 | 0.091309 | 0.51066 | 0.096099 | 0.41914
5 | 2026 | 2026-05-21 | 0.11254 | 0.52845 | 0.063517 | 0.38369 | 0.072171 | 0.47263 | 0.076222 | 0.43895 | 0.072912 | 0.454 | 0.059514 | 0.43064 | 0.067965 | 0.31531 | 0.10361 | 0.75224 | 0.093945 | 0.5261 | 0.09002 | 0.39227
5 | 2026 | 2026-05-22 | 0.11877 | 0.55437 | 0.063748 | 0.38668 | 0.075008 | 0.49213 | 0.07536 | 0.43556 | 0.074112 | 0.46377 | 0.060194 | 0.43673 | 0.068804 | 0.31951 | 0.10668 | 0.77528 | 0.10004 | 0.56029 | 0.10026 | 0.43787
5 | 2026 | 2026-05-23 | 0.10621 | 0.50262 | 0.05669 | 0.34239 | 0.066426 | 0.44504 | 0.05885 | 0.3416 | 0.061835 | 0.39244 | 0.051813 | 0.38153 | 0.062643 | 0.28889 | 0.081337 | 0.5884 | 0.089723 | 0.50658 | 0.086734 | 0.38078
5 | 2026 | 2026-05-24 | 0.10571 | 0.50076 | 0.053089 | 0.32494 | 0.065504 | 0.44145 | 0.05718 | 0.335 | 0.060755 | 0.38876 | 0.051056 | 0.37899 | 0.059649 | 0.276 | 0.081479 | 0.59199 | 0.09081 | 0.51349 | 0.090793 | 0.39956
5 | 2026 | 2026-05-25 | 0.11178 | 0.52718 | 0.065296 | 0.39985 | 0.073447 | 0.4885 | 0.070109 | 0.41136 | 0.068351 | 0.43487 | 0.056825 | 0.41946 | 0.070969 | 0.33085 | 0.10433 | 0.76142 | 0.1003 | 0.56489 | 0.10328 | 0.45248
5 | 2026 | 2026-05-26 | 0.094967 | 0.45844 | 0.061571 | 0.37949 | 0.070491 | 0.47161 | 0.068836 | 0.40273 | 0.066054 | 0.42064 | 0.055891 | 0.4126 | 0.067405 | 0.31559 | 0.095133 | 0.69641 | 0.087138 | 0.49451 | 0.09297 | 0.40679
5 | 2026 | 2026-05-27 | 0.091621 | 0.44471 | 0.059777 | 0.37133 | 0.06783 | 0.45693 | 0.066474 | 0.3912 | 0.06166 | 0.39542 | 0.053387 | 0.3976 | 0.061776 | 0.29107 | 0.092827 | 0.68066 | 0.084852 | 0.4832 | 0.090163 | 0.39426
5 | 2026 | 2026-05-28 | 0.089484 | 0.4362 | 0.059081 | 0.36905 | 0.067867 | 0.45891 | 0.065235 | 0.38504 | 0.060519 | 0.38995 | 0.052875 | 0.39532 | 0.060698 | 0.28682 | 0.091896 | 0.67487 | 0.084681 | 0.48338 | 0.091167 | 0.39888
5 | 2026 | 2026-05-29 | 0.091138 | 0.44381 | 0.057986 | 0.36397 | 0.065437 | 0.44545 | 0.064043 | 0.37948 | 0.059608 | 0.38614 | 0.052467 | 0.39401 | 0.060235 | 0.28537 | 0.093012 | 0.68396 | 0.08765 | 0.50063 | 0.093725 | 0.41035
5 | 2026 | 2026-05-30 | 0.090928 | 0.44212 | 0.045299 | 0.2909 | 0.05612 | 0.39448 | 0.047724 | 0.28835 | 0.048163 | 0.32111 | 0.044446 | 0.34268 | 0.045343 | 0.21582 | 0.068956 | 0.50779 | 0.078838 | 0.45511 | 0.087489 | 0.38734
5 | 2026 | 2026-05-31 | 0.093993 | 0.45522 | 0.046424 | 0.29884 | 0.0571 | 0.40197 | 0.046952 | 0.28398 | 0.047825 | 0.32006 | 0.044521 | 0.34378 | 0.050527 | 0.23968 | 0.06947 | 0.51226 | 0.080902 | 0.46746 | 0.084938 | 0.37619
6 | 2026 | 2026-06-01 | 0.090744 | 0.44109 | 0.051776 | 0.34589 | 0.057742 | 0.41209 | 0.061538 | 0.38795 | 0.056274 | 0.38352 | 0.047957 | 0.37689 | 0.04749 | 0.23348 | 0.089519 | 0.67981 | 0.078741 | 0.46536 | 0.082633 | 0.36871
6 | 2026 | 2026-06-02 | 0.091188 | 0.44317 | 0.052289 | 0.35122 | 0.057276 | 0.41104 | 0.061158 | 0.38951 | 0.056811 | 0.39115 | 0.048045 | 0.38024 | 0.047396 | 0.23376 | 0.088545 | 0.67383 | 0.078603 | 0.46586 | 0.086274 | 0.38557
6 | 2026 | 2026-06-03 | 0.089446 | 0.4363 | 0.053585 | 0.36229 | 0.060825 | 0.43599 | 0.059424 | 0.37907 | 0.055029 | 0.38076 | 0.047536 | 0.37802 | 0.047913 | 0.23695 | 0.084838 | 0.64471 | 0.074378 | 0.44051 | 0.08321 | 0.3718
6 | 2026 | 2026-06-04 | 0.088232 | 0.43161 | 0.053557 | 0.36398 | 0.061162 | 0.43981 | 0.058307 | 0.37328 | 0.053959 | 0.37529 | 0.047176 | 0.37685 | 0.047295 | 0.2345 | 0.083666 | 0.63702 | 0.073913 | 0.43896 | 0.083223 | 0.37206
6 | 2026 | 2026-06-05 | 0.086337 | 0.42395 | 0.052052 | 0.35529 | 0.057128 | 0.41409 | 0.057282 | 0.36873 | 0.053325 | 0.37364 | 0.047022 | 0.37776 | 0.045842 | 0.22783 | 0.083502 | 0.63778 | 0.074783 | 0.44584 | 0.08166 | 0.36508
6 | 2026 | 2026-06-06 | 0.079644 | 0.39669 | 0.038435 | 0.27283 | 0.048958 | 0.36978 | 0.041666 | 0.27796 | 0.041484 | 0.30313 | 0.039189 | 0.32497 | 0.033763 | 0.17051 | 0.059778 | 0.46337 | 0.066215 | 0.40196 | 0.071916 | 0.32597
6 | 2026 | 2026-06-07 | 0.073381 | 0.37014 | 0.038834 | 0.27702 | 0.047048 | 0.35864 | 0.041744 | 0.2799 | 0.041191 | 0.30148 | 0.038853 | 0.32283 | 0.034626 | 0.17541 | 0.057453 | 0.44478 | 0.06184 | 0.3754 | 0.068581 | 0.31142
6 | 2026 | 2026-06-08 | 0.078779 | 0.39394 | 0.048872 | 0.33821 | 0.054254 | 0.39935 | 0.055366 | 0.36007 | 0.051053 | 0.36173 | 0.046124 | 0.37422 | 0.043434 | 0.21839 | 0.079482 | 0.60909 | 0.07015 | 0.42048 | 0.077129 | 0.3461
6 | 2026 | 2026-06-09 | 0.080021 | 0.39948 | 0.04922 | 0.34218 | 0.053945 | 0.39856 | 0.055318 | 0.36186 | 0.051147 | 0.36405 | 0.046072 | 0.3751 | 0.042984 | 0.21705 | 0.078872 | 0.60603 | 0.070385 | 0.42341 | 0.079082 | 0.35507
6 | 2026 | 2026-06-10 | 0.077456 | 0.38991 | 0.049051 | 0.34298 | 0.053581 | 0.39726 | 0.054438 | 0.35704 | 0.050234 | 0.35923 | 0.045861 | 0.37479 | 0.043023 | 0.21873 | 0.07864 | 0.60649 | 0.071803 | 0.43393 | 0.081767 | 0.36778
6 | 2026 | 2026-06-11 | 0.079481 | 0.39881 | 0.050073 | 0.35166 | 0.054764 | 0.40643 | 0.05353 | 0.3523 | 0.049497 | 0.35612 | 0.045768 | 0.37571 | 0.043859 | 0.22397 | 0.078682 | 0.60805 | 0.071303 | 0.432 | 0.079196 | 0.35632
6 | 2026 | 2026-06-12 | 0.082034 | 0.40989 | 0.049201 | 0.34669 | 0.054173 | 0.40413 | 0.053095 | 0.35154 | 0.049533 | 0.35892 | 0.045897 | 0.37861 | 0.042557 | 0.21769 | 0.078793 | 0.61059 | 0.071681 | 0.43576 | 0.07935 | 0.35759
6 | 2026 | 2026-06-13 | 0.06543 | 0.3396 | 0.039282 | 0.28922 | 0.046294 | 0.36217 | 0.038339 | 0.26601 | 0.038334 | 0.29182 | 0.038227 | 0.32632 | 0.032552 | 0.17082 | 0.054855 | 0.43387 | 0.061952 | 0.38453 | 0.068108 | 0.31184
6 | 2026 | 2026-06-14 | 0.059117 | 0.31466 | 0.037014 | 0.2762 | 0.044521 | 0.3497 | 0.037146 | 0.2582 | 0.036966 | 0.2835 | 0.037993 | 0.32568 | 0.03073 | 0.16349 | 0.051483 | 0.4079 | 0.059056 | 0.3679 | 0.068262 | 0.31225
6 | 2026 | 2026-06-15 | 0.066185 | 0.34458 | 0.04685 | 0.33561 | 0.05166 | 0.38941 | 0.051354 | 0.34193 | 0.047377 | 0.34707 | 0.045466 | 0.37823 | 0.039912 | 0.20742 | 0.074289 | 0.5782 | 0.067529 | 0.41398 | 0.076846 | 0.34731
6 | 2026 | 2026-06-16 | 0.069755 | 0.36038 | 0.0464 | 0.33384 | 0.051837 | 0.39209 | 0.052251 | 0.35053 | 0.048677 | 0.35787 | 0.045794 | 0.38198 | 0.040021 | 0.20941 | 0.075144 | 0.58672 | 0.068496 | 0.42147 | 0.078111 | 0.3539
6 | 2026 | 2026-06-17 | 0.072669 | 0.37304 | 0.047589 | 0.34343 | 0.053469 | 0.40402 | 0.051673 | 0.34777 | 0.048324 | 0.35729 | 0.045876 | 0.38411 | 0.041156 | 0.21643 | 0.075291 | 0.58927 | 0.068459 | 0.42263 | 0.078992 | 0.35808
6 | 2026 | 2026-06-18 | 0.070708 | 0.36546 | 0.047316 | 0.34258 | 0.051426 | 0.3911 | 0.050853 | 0.3421 | 0.0472 | 0.35011 | 0.045688 | 0.38341 | 0.040655 | 0.21484 | 0.074772 | 0.58661 | 0.068297 | 0.42314 | 0.077958 | 0.35381
6 | 2026 | 2026-06-19 | 0.067407 | 0.35176 | 0.046747 | 0.34027 | 0.05163 | 0.39335 | 0.050689 | 0.34186 | 0.047066 | 0.35036 | 0.045752 | 0.3849 | 0.039656 | 0.21122 | 0.074698 | 0.58796 | 0.069281 | 0.431 | 0.076839 | 0.34903
6 | 2026 | 2026-06-20 | 0.059377 | 0.31895 | 0.034284 | 0.26589 | 0.042385 | 0.34044 | 0.035657 | 0.25372 | 0.035629 | 0.28164 | 0.038174 | 0.33336 | 0.029675 | 0.16382 | 0.050238 | 0.40663 | 0.058515 | 0.37331 | 0.066285 | 0.30602
6 | 2026 | 2026-06-21 | 0.056264 | 0.30693 | 0.033461 | 0.26206 | 0.041676 | 0.33569 | 0.034887 | 0.24831 | 0.034622 | 0.27536 | 0.038057 | 0.33325 | 0.02825 | 0.15812 | 0.04747 | 0.38511 | 0.055396 | 0.35523 | 0.065745 | 0.30407
6 | 2026 | 2026-06-22 | 0.060216 | 0.32403 | 0.046208 | 0.34078 | 0.050178 | 0.38507 | 0.049873 | 0.33769 | 0.046049 | 0.34612 | 0.045825 | 0.38802 | 0.038845 | 0.21038 | 0.071668 | 0.56668 | 0.065065 | 0.4089 | 0.076885 | 0.35098
6 | 2026 | 2026-06-23 | 0.060399 | 0.32502 | 0.045449 | 0.33683 | 0.050227 | 0.38636 | 0.050569 | 0.34323 | 0.046628 | 0.35053 | 0.045956 | 0.38939 | 0.039164 | 0.21242 | 0.071379 | 0.56548 | 0.064381 | 0.40608 | 0.076157 | 0.34791
6 | 2026 | 2026-06-24 | 0.058875 | 0.31954 | 0.045122 | 0.33608 | 0.049691 | 0.38289 | 0.049963 | 0.339 | 0.045876 | 0.34612 | 0.045925 | 0.38995 | 0.039103 | 0.21401 | 0.070679 | 0.56099 | 0.063448 | 0.40175 | 0.074937 | 0.34266
6 | 2026 | 2026-06-25 | 0.060571 | 0.32753 | 0.044338 | 0.33206 | 0.049191 | 0.37967 | 0.049572 | 0.33657 | 0.045477 | 0.34441 | 0.045991 | 0.39137 | 0.038907 | 0.21403 | 0.070629 | 0.5618 | 0.063111 | 0.40116 | 0.074875 | 0.34297
6 | 2026 | 2026-06-26 | 0.059356 | 0.32293 | 0.044199 | 0.33245 | 0.049083 | 0.37959 | 0.049094 | 0.33315 | 0.044842 | 0.3407 | 0.045978 | 0.39196 | 0.038714 | 0.21492 | 0.070905 | 0.56551 | 0.063525 | 0.40537 | 0.075355 | 0.34583
6 | 2026 | 2026-06-27 | 0.052322 | 0.29326 | 0.032187 | 0.26076 | 0.040586 | 0.33195 | 0.035242 | 0.25371 | 0.034795 | 0.28156 | 0.038683 | 0.34234 | 0.027875 | 0.16337 | 0.047247 | 0.39106 | 0.054219 | 0.35708 | 0.064102 | 0.29956
6 | 2026 | 2026-06-28 | 0.049361 | 0.28156 | 0.032528 | 0.26399 | 0.040481 | 0.33183 | 0.035578 | 0.25645 | 0.035093 | 0.28429 | 0.038827 | 0.34397 | 0.027794 | 0.16329 | 0.047979 | 0.39793 | 0.053975 | 0.35696 | 0.063117 | 0.29595
6 | 2026 | 2026-06-29 | 0.056358 | 0.31174 | 0.04378 | 0.33281 | 0.048703 | 0.3787 | 0.050114 | 0.34103 | 0.045522 | 0.3468 | 0.046299 | 0.39565 | 0.037642 | 0.21208 | 0.070281 | 0.56349 | 0.06098 | 0.39392 | 0.072579 | 0.33523
6 | 2026 | 2026-06-30 | 0.056624 | 0.31353 | 0.043345 | 0.33104 | 0.048403 | 0.37695 | 0.049879 | 0.33897 | 0.044998 | 0.34338 | 0.046251 | 0.3956 | 0.036997 | 0.20998 | 0.070237 | 0.56436 | 0.060661 | 0.39351 | 0.072452 | 0.33531
7 | 2026 | 2026-07-01 | 0.050849 | 0.30092 | 0.040306 | 0.32357 | 0.046906 | 0.37393 | 0.055816 | 0.38476 | 0.044594 | 0.35166 | 0.047311 | 0.42759 | 0.034299 | 0.20746 | 0.065736 | 0.53018 | 0.05925 | 0.39335 | 0.069908 | 0.32177
7 | 2026 | 2026-07-02 | 0.05117 | 0.30382 | 0.040091 | 0.32478 | 0.047013 | 0.37798 | 0.057419 | 0.39705 | 0.045244 | 0.35825 | 0.047648 | 0.43402 | 0.033901 | 0.20657 | 0.065968 | 0.53389 | 0.059412 | 0.39674 | 0.071248 | 0.32899
7 | 2026 | 2026-07-03 | 0.050573 | 0.30143 | 0.039876 | 0.32492 | 0.046761 | 0.37619 | 0.058883 | 0.40822 | 0.04584 | 0.36424 | 0.047949 | 0.43975 | 0.033738 | 0.20798 | 0.065883 | 0.53405 | 0.058801 | 0.39417 | 0.06986 | 0.32315
7 | 2026 | 2026-07-04 | 0.042211 | 0.26558 | 0.028017 | 0.25165 | 0.037865 | 0.32326 | 0.041614 | 0.30211 | 0.033829 | 0.28829 | 0.039994 | 0.37848 | 0.023734 | 0.15871 | 0.042704 | 0.36396 | 0.050173 | 0.35011 | 0.058148 | 0.27477
7 | 2026 | 2026-07-05 | 0.041726 | 0.26386 | 0.027794 | 0.2514 | 0.037641 | 0.32193 | 0.042162 | 0.30612 | 0.034045 | 0.29049 | 0.040101 | 0.38034 | 0.023827 | 0.15931 | 0.042767 | 0.36552 | 0.049695 | 0.34912 | 0.058568 | 0.27763
7 | 2026 | 2026-07-06 | 0.048263 | 0.29194 | 0.039215 | 0.32125 | 0.045888 | 0.36888 | 0.056571 | 0.38963 | 0.04484 | 0.35486 | 0.047539 | 0.43009 | 0.034298 | 0.20951 | 0.06598 | 0.53797 | 0.057386 | 0.38996 | 0.070328 | 0.32775
7 | 2026 | 2026-07-07 | 0.048041 | 0.29184 | 0.038985 | 0.3209 | 0.045814 | 0.37002 | 0.057303 | 0.39502 | 0.045135 | 0.35773 | 0.047653 | 0.43232 | 0.034103 | 0.21031 | 0.065973 | 0.53868 | 0.056684 | 0.38702 | 0.068888 | 0.32143
7 | 2026 | 2026-07-08 | 0.047395 | 0.28877 | 0.038756 | 0.31846 | 0.045458 | 0.36658 | 0.057095 | 0.39312 | 0.045037 | 0.35675 | 0.047579 | 0.43077 | 0.03404 | 0.21183 | 0.066015 | 0.54021 | 0.056339 | 0.38497 | 0.068271 | 0.31931
7 | 2026 | 2026-07-09 | 0.047273 | 0.28952 | 0.038517 | 0.31934 | 0.045426 | 0.36843 | 0.058003 | 0.39985 | 0.045403 | 0.36025 | 0.047697 | 0.43335 | 0.033873 | 0.21174 | 0.066264 | 0.54357 | 0.056064 | 0.38567 | 0.067781 | 0.31761
7 | 2026 | 2026-07-10 | 0.046975 | 0.28887 | 0.038273 | 0.32046 | 0.045281 | 0.36848 | 0.060182 | 0.41642 | 0.046298 | 0.36884 | 0.048033 | 0.44067 | 0.03378 | 0.21133 | 0.06655 | 0.54752 | 0.056035 | 0.38699 | 0.068625 | 0.3226
7 | 2026 | 2026-07-11 | 0.038267 | 0.25068 | 0.026389 | 0.24715 | 0.036397 | 0.31589 | 0.042981 | 0.31076 | 0.034313 | 0.29289 | 0.039991 | 0.37853 | 0.023284 | 0.16211 | 0.04315 | 0.37459 | 0.046501 | 0.33639 | 0.059869 | 0.28895
7 | 2026 | 2026-07-12 | 0.039119 | 0.25645 | 0.026142 | 0.24649 | 0.036166 | 0.3146 | 0.042259 | 0.3049 | 0.033995 | 0.2897 | 0.039759 | 0.37437 | 0.023078 | 0.16228 | 0.04333 | 0.37711 | 0.045965 | 0.335 | 0.057246 | 0.27688
7 | 2026 | 2026-07-13 | 0.044892 | 0.28005 | 0.037541 | 0.31525 | 0.044393 | 0.36142 | 0.05851 | 0.40268 | 0.045547 | 0.36126 | 0.047429 | 0.43011 | 0.033144 | 0.21358 | 0.066895 | 0.55327 | 0.054276 | 0.37981 | 0.067402 | 0.31929
7 | 2026 | 2026-07-14 | 0.044643 | 0.27934 | 0.03729 | 0.31358 | 0.044111 | 0.35936 | 0.058479 | 0.40223 | 0.04551 | 0.3608 | 0.047292 | 0.42833 | 0.033199 | 0.21291 | 0.067209 | 0.55716 | 0.05394 | 0.38017 | 0.06753 | 0.32073
7 | 2026 | 2026-07-15 | 0.04599 | 0.28789 | 0.037028 | 0.31626 | 0.043996 | 0.36006 | 0.060027 | 0.41403 | 0.046127 | 0.36669 | 0.047429 | 0.43249 | 0.032764 | 0.21244 | 0.06743 | 0.56016 | 0.053475 | 0.37885 | 0.066186 | 0.31507
7 | 2026 | 2026-07-16 | 0.045529 | 0.28632 | 0.036779 | 0.31204 | 0.04366 | 0.35721 | 0.060462 | 0.41726 | 0.046276 | 0.36806 | 0.047343 | 0.43224 | 0.03303 | 0.21304 | 0.068 | 0.56696 | 0.053769 | 0.38339 | 0.066552 | 0.31783
7 | 2026 | 2026-07-17 | 0.045308 | 0.2857 | 0.036516 | 0.3129 | 0.043569 | 0.35839 | 0.061365 | 0.42417 | 0.046616 | 0.3713 | 0.047327 | 0.43367 | 0.032595 | 0.21294 | 0.068097 | 0.56831 | 0.052721 | 0.37917 | 0.065306 | 0.31243
7 | 2026 | 2026-07-18 | 0.037176 | 0.25068 | 0.02461 | 0.24168 | 0.034832 | 0.30846 | 0.046672 | 0.33817 | 0.035651 | 0.3053 | 0.039629 | 0.38024 | 0.022092 | 0.16341 | 0.044803 | 0.39681 | 0.043573 | 0.32933 | 0.054881 | 0.27038
7 | 2026 | 2026-07-19 | 0.03658 | 0.24843 | 0.024346 | 0.24162 | 0.034657 | 0.30835 | 0.04629 | 0.33525 | 0.035446 | 0.30332 | 0.03934 | 0.3765 | 0.022193 | 0.16305 | 0.044914 | 0.39834 | 0.042547 | 0.32509 | 0.053226 | 0.26306
7 | 2026 | 2026-07-20 | 0.043039 | 0.27565 | 0.035731 | 0.31022 | 0.042967 | 0.35681 | 0.060852 | 0.4203 | 0.046264 | 0.36791 | 0.046578 | 0.42488 | 0.032257 | 0.21269 | 0.068405 | 0.57355 | 0.050421 | 0.3672 | 0.063617 | 0.3068
7 | 2026 | 2026-07-21 | 0.042892 | 0.27564 | 0.035469 | 0.30895 | 0.042539 | 0.35264 | 0.060446 | 0.41733 | 0.046038 | 0.3658 | 0.046251 | 0.42085 | 0.032204 | 0.2128 | 0.068926 | 0.58024 | 0.050887 | 0.37071 | 0.06404 | 0.3099
7 | 2026 | 2026-07-22 | 0.042473 | 0.2736 | 0.035208 | 0.30723 | 0.042263 | 0.351 | 0.06129 | 0.42412 | 0.046328 | 0.36874 | 0.046138 | 0.42155 | 0.031875 | 0.21224 | 0.068966 | 0.58139 | 0.049987 | 0.3654 | 0.063018 | 0.30574
7 | 2026 | 2026-07-23 | 0.042711 | 0.2757 | 0.034947 | 0.30534 | 0.041891 | 0.34784 | 0.060694 | 0.41985 | 0.046012 | 0.36585 | 0.045743 | 0.41663 | 0.031658 | 0.21187 | 0.06922 | 0.58479 | 0.049446 | 0.3636 | 0.062689 | 0.30504
7 | 2026 | 2026-07-24 | 0.043074 | 0.27828 | 0.034687 | 0.30404 | 0.041612 | 0.3462 | 0.061031 | 0.42288 | 0.046079 | 0.36674 | 0.045504 | 0.41524 | 0.031673 | 0.21198 | 0.069472 | 0.58816 | 0.048878 | 0.3617 | 0.062472 | 0.30495
7 | 2026 | 2026-07-25 | 0.034836 | 0.2429 | 0.02278 | 0.23288 | 0.032842 | 0.296 | 0.046393 | 0.33786 | 0.035099 | 0.30092 | 0.0377 | 0.36144 | 0.020894 | 0.16103 | 0.046402 | 0.41913 | 0.040056 | 0.31508 | 0.051965 | 0.26246
7 | 2026 | 2026-07-26 | 0.034397 | 0.24087 | 0.022523 | 0.23186 | 0.032715 | 0.29691 | 0.047007 | 0.34324 | 0.03527 | 0.30294 | 0.037483 | 0.36101 | 0.020553 | 0.16023 | 0.046763 | 0.42376 | 0.039728 | 0.31505 | 0.050815 | 0.25757
7 | 2026 | 2026-07-27 | 0.041397 | 0.27099 | 0.033912 | 0.30189 | 0.040921 | 0.34387 | 0.06303 | 0.44022 | 0.046659 | 0.37343 | 0.04488 | 0.41456 | 0.030624 | 0.20954 | 0.07026 | 0.59933 | 0.047693 | 0.35717 | 0.061276 | 0.30167
7 | 2026 | 2026-07-28 | 0.041081 | 0.26967 | 0.033668 | 0.29739 | 0.040405 | 0.33848 | 0.060438 | 0.42099 | 0.045483 | 0.36252 | 0.044041 | 0.40171 | 0.030747 | 0.20967 | 0.070533 | 0.60343 | 0.047503 | 0.35614 | 0.060915 | 0.30075
7 | 2026 | 2026-07-29 | 0.040976 | 0.26965 | 0.03342 | 0.29641 | 0.040217 | 0.33842 | 0.061303 | 0.42862 | 0.045743 | 0.3656 | 0.043828 | 0.40217 | 0.030645 | 0.20926 | 0.070875 | 0.60792 | 0.047103 | 0.35584 | 0.060391 | 0.29894
7 | 2026 | 2026-07-30 | 0.040983 | 0.2703 | 0.033172 | 0.29749 | 0.040075 | 0.33915 | 0.061512 | 0.4313 | 0.045724 | 0.36604 | 0.043482 | 0.40008 | 0.030244 | 0.20813 | 0.070987 | 0.61 | 0.046237 | 0.3517 | 0.059916 | 0.29738
7 | 2026 | 2026-07-31 | 0.040705 | 0.2691 | 0.032938 | 0.29451 | 0.039688 | 0.33585 | 0.06138 | 0.43145 | 0.045559 | 0.36514 | 0.043061 | 0.3967 | 0.029811 | 0.20688 | 0.071234 | 0.61388 | 0.045952 | 0.35035 | 0.059863 | 0.29809
8 | 2026 | 2026-08-01 | 0.037467 | 0.26168 | 0.021356 | 0.22021 | 0.029754 | 0.27066 | 0.031834 | 0.22862 | 0.031201 | 0.28248 | 0.022649 | 0.19295 | 0.020129 | 0.1618 | 0.045993 | 0.43854 | 0.038451 | 0.32255 | 0.05092 | 0.27453
8 | 2026 | 2026-08-02 | 0.037217 | 0.26157 | 0.021211 | 0.22106 | 0.029466 | 0.26958 | 0.031174 | 0.22459 | 0.031109 | 0.28407 | 0.021083 | 0.17784 | 0.019748 | 0.1619 | 0.046877 | 0.44455 | 0.037952 | 0.31596 | 0.050146 | 0.2694
8 | 2026 | 2026-08-03 | 0.043891 | 0.28852 | 0.032545 | 0.28824 | 0.037723 | 0.31625 | 0.047196 | 0.32304 | 0.04186 | 0.34563 | 0.030457 | 0.25086 | 0.029902 | 0.20994 | 0.07021 | 0.62042 | 0.046233 | 0.3617 | 0.060233 | 0.30936
8 | 2026 | 2026-08-04 | 0.04463 | 0.29332 | 0.032331 | 0.28721 | 0.037462 | 0.31517 | 0.046697 | 0.32061 | 0.041728 | 0.34643 | 0.029247 | 0.23969 | 0.029629 | 0.20816 | 0.070337 | 0.62368 | 0.045854 | 0.36058 | 0.059939 | 0.30981
8 | 2026 | 2026-08-05 | 0.044686 | 0.29399 | 0.032163 | 0.28712 | 0.037201 | 0.31416 | 0.046173 | 0.3181 | 0.041582 | 0.34717 | 0.028027 | 0.22848 | 0.029258 | 0.20768 | 0.070961 | 0.62877 | 0.045419 | 0.35575 | 0.059813 | 0.31393
8 | 2026 | 2026-08-06 | 0.043288 | 0.28639 | 0.031927 | 0.2853 | 0.036979 | 0.31307 | 0.046153 | 0.31991 | 0.041393 | 0.3462 | 0.027751 | 0.2274 | 0.028984 | 0.20565 | 0.071245 | 0.63221 | 0.045156 | 0.35388 | 0.05928 | 0.3086
8 | 2026 | 2026-08-07 | 0.043574 | 0.2893 | 0.031771 | 0.28514 | 0.036733 | 0.31215 | 0.046108 | 0.32163 | 0.041192 | 0.34519 | 0.027466 | 0.22629 | 0.028632 | 0.20467 | 0.070974 | 0.63443 | 0.044748 | 0.35503 | 0.059067 | 0.31037
8 | 2026 | 2026-08-08 | 0.036469 | 0.25804 | 0.019964 | 0.21439 | 0.028052 | 0.26317 | 0.031241 | 0.23652 | 0.030012 | 0.27814 | 0.019658 | 0.17351 | 0.01819 | 0.15792 | 0.047768 | 0.46423 | 0.035879 | 0.30836 | 0.048129 | 0.2647
8 | 2026 | 2026-08-09 | 0.035973 | 0.25619 | 0.019772 | 0.21303 | 0.027852 | 0.26225 | 0.031039 | 0.23722 | 0.029794 | 0.27737 | 0.019169 | 0.17037 | 0.017606 | 0.15123 | 0.048335 | 0.4695 | 0.035385 | 0.30327 | 0.047729 | 0.26179
8 | 2026 | 2026-08-10 | 0.044378 | 0.29323 | 0.031285 | 0.2831 | 0.036095 | 0.30957 | 0.045821 | 0.32638 | 0.040522 | 0.34189 | 0.026574 | 0.22296 | 0.027711 | 0.20153 | 0.071564 | 0.64499 | 0.043763 | 0.34946 | 0.057982 | 0.30422
8 | 2026 | 2026-08-11 | 0.044643 | 0.2949 | 0.031157 | 0.28278 | 0.035893 | 0.30889 | 0.045465 | 0.32607 | 0.040291 | 0.34139 | 0.025887 | 0.21784 | 0.027357 | 0.20033 | 0.071293 | 0.6464 | 0.043643 | 0.35149 | 0.058056 | 0.3065
8 | 2026 | 2026-08-12 | 0.043761 | 0.28968 | 0.031004 | 0.28165 | 0.035721 | 0.30819 | 0.045404 | 0.32833 | 0.040035 | 0.33988 | 0.025772 | 0.21885 | 0.026947 | 0.19769 | 0.071148 | 0.64786 | 0.043638 | 0.35308 | 0.057424 | 0.3026
8 | 2026 | 2026-08-13 | 0.043752 | 0.29011 | 0.030893 | 0.28122 | 0.035548 | 0.30764 | 0.045108 | 0.32877 | 0.039784 | 0.33901 | 0.025274 | 0.21585 | 0.026637 | 0.19583 | 0.071853 | 0.65401 | 0.043073 | 0.34635 | 0.057777 | 0.30558
8 | 2026 | 2026-08-14 | 0.043951 | 0.29126 | 0.030851 | 0.28214 | 0.035361 | 0.30728 | 0.04426 | 0.32477 | 0.039558 | 0.33979 | 0.023825 | 0.20277 | 0.026338 | 0.19606 | 0.072119 | 0.65776 | 0.042816 | 0.34386 | 0.056866 | 0.29982
8 | 2026 | 2026-08-15 | 0.036812 | 0.26044 | 0.019082 | 0.21062 | 0.026782 | 0.25873 | 0.029232 | 0.23921 | 0.028325 | 0.27259 | 0.016007 | 0.1503 | 0.015567 | 0.14285 | 0.048748 | 0.48733 | 0.033966 | 0.29771 | 0.046442 | 0.25885
8 | 2026 | 2026-08-16 | 0.03693 | 0.26102 | 0.019053 | 0.21129 | 0.026653 | 0.25843 | 0.029194 | 0.24213 | 0.028043 | 0.27074 | 0.016094 | 0.15364 | 0.015226 | 0.14158 | 0.048704 | 0.48954 | 0.033905 | 0.298 | 0.045891 | 0.25552
8 | 2026 | 2026-08-17 | 0.043341 | 0.28817 | 0.030642 | 0.28129 | 0.034997 | 0.30629 | 0.043828 | 0.3309 | 0.038734 | 0.33522 | 0.023513 | 0.20673 | 0.025446 | 0.19259 | 0.072357 | 0.66693 | 0.042235 | 0.34048 | 0.056595 | 0.30098
8 | 2026 | 2026-08-18 | 0.042998 | 0.28684 | 0.03061 | 0.28127 | 0.034892 | 0.30622 | 0.043756 | 0.33374 | 0.038452 | 0.3334 | 0.023616 | 0.21031 | 0.025155 | 0.19079 | 0.07181 | 0.66688 | 0.042398 | 0.345 | 0.057077 | 0.30522
8 | 2026 | 2026-08-19 | 0.044987 | 0.298 | 0.030744 | 0.28474 | 0.034802 | 0.30626 | 0.041971 | 0.32251 | 0.03827 | 0.33691 | 0.020676 | 0.18155 | 0.024971 | 0.19205 | 0.072231 | 0.67197 | 0.04199 | 0.34038 | 0.056206 | 0.2986
8 | 2026 | 2026-08-20 | 0.044407 | 0.29469 | 0.030647 | 0.28257 | 0.034744 | 0.30636 | 0.042402 | 0.32969 | 0.037963 | 0.33352 | 0.021758 | 0.19557 | 0.024768 | 0.1915 | 0.071885 | 0.67304 | 0.042054 | 0.34296 | 0.056363 | 0.29972
8 | 2026 | 2026-08-21 | 0.044204 | 0.295 | 0.030835 | 0.28663 | 0.034665 | 0.30673 | 0.040804 | 0.32019 | 0.037778 | 0.33646 | 0.019227 | 0.17119 | 0.024696 | 0.19369 | 0.072275 | 0.6776 | 0.041811 | 0.33915 | 0.055682 | 0.29664
8 | 2026 | 2026-08-22 | 0.037333 | 0.2631 | 0.019152 | 0.21483 | 0.026203 | 0.25892 | 0.027267 | 0.24759 | 0.026468 | 0.26455 | 0.014352 | 0.15016 | 0.014031 | 0.14215 | 0.049091 | 0.5078 | 0.033088 | 0.2918 | 0.045659 | 0.25705
8 | 2026 | 2026-08-23 | 0.037392 | 0.26346 | 0.019202 | 0.21498 | 0.026189 | 0.25943 | 0.026714 | 0.24685 | 0.026238 | 0.26433 | 0.013766 | 0.14646 | 0.013299 | 0.13211 | 0.049316 | 0.51175 | 0.032915 | 0.2893 | 0.046754 | 0.26303
8 | 2026 | 2026-08-24 | 0.043674 | 0.29044 | 0.030929 | 0.28573 | 0.034682 | 0.308 | 0.039467 | 0.32061 | 0.037073 | 0.33479 | 0.018046 | 0.16622 | 0.023347 | 0.18029 | 0.072775 | 0.6876 | 0.041664 | 0.33451 | 0.05658 | 0.30091
8 | 2026 | 2026-08-25 | 0.044038 | 0.29158 | 0.031177 | 0.28968 | 0.034759 | 0.30856 | 0.040286 | 0.33131 | 0.036788 | 0.33045 | 0.019986 | 0.18935 | 0.023393 | 0.18178 | 0.07239 | 0.68732 | 0.042203 | 0.33921 | 0.056114 | 0.29588
8 | 2026 | 2026-08-26 | 0.045774 | 0.30041 | 0.031181 | 0.28757 | 0.034819 | 0.30941 | 0.040149 | 0.33413 | 0.036574 | 0.32918 | 0.020234 | 0.19446 | 0.023267 | 0.18165 | 0.072297 | 0.6909 | 0.041917 | 0.33826 | 0.055925 | 0.29672
8 | 2026 | 2026-08-27 | 0.045229 | 0.29835 | 0.031427 | 0.29065 | 0.034888 | 0.31046 | 0.039376 | 0.33173 | 0.036414 | 0.33 | 0.019364 | 0.18764 | 0.023328 | 0.18361 | 0.072478 | 0.69467 | 0.041853 | 0.33643 | 0.056626 | 0.30209
8 | 2026 | 2026-08-28 | 0.04386 | 0.29226 | 0.031705 | 0.29404 | 0.034998 | 0.31157 | 0.03882 | 0.33114 | 0.036261 | 0.33029 | 0.018905 | 0.18514 | 0.023567 | 0.19006 | 0.072484 | 0.69662 | 0.042187 | 0.33753 | 0.055661 | 0.29447
8 | 2026 | 2026-08-29 | 0.03912 | 0.27416 | 0.020297 | 0.22578 | 0.026672 | 0.26477 | 0.021775 | 0.22979 | 0.02526 | 0.27001 | 0.0079063 | 0.098793 | 0.013045 | 0.14094 | 0.047616 | 0.51827 | 0.034567 | 0.30625 | 0.046088 | 0.26196
8 | 2026 | 2026-08-30 | 0.039305 | 0.27208 | 0.020415 | 0.2246 | 0.026813 | 0.26624 | 0.023145 | 0.24511 | 0.025043 | 0.26464 | 0.010948 | 0.13342 | 0.012453 | 0.13134 | 0.048936 | 0.52781 | 0.033968 | 0.29436 | 0.046606 | 0.26172
8 | 2026 | 2026-08-31 | 0.047637 | 0.30624 | 0.032309 | 0.29625 | 0.035474 | 0.31576 | 0.0372 | 0.32973 | 0.035942 | 0.33202 | 0.017725 | 0.17941 | 0.022498 | 0.17778 | 0.072541 | 0.70541 | 0.042538 | 0.33772 | 0.056075 | 0.29834
9 | 2026 | 2026-09-01 | 0.050438 | 0.33069 | 0.032229 | 0.30584 | 0.036105 | 0.32943 | 0.044068 | 0.39544 | 0.034969 | 0.34414 | 0.033007 | 0.35165 | 0.026507 | 0.20167 | 0.073837 | 0.72244 | 0.047377 | 0.37419 | 0.064696 | 0.34079
9 | 2026 | 2026-09-02 | 0.055735 | 0.36199 | 0.03273 | 0.31304 | 0.036364 | 0.33165 | 0.0443 | 0.40406 | 0.035364 | 0.35708 | 0.034096 | 0.36778 | 0.027742 | 0.21168 | 0.073452 | 0.72529 | 0.048841 | 0.38762 | 0.063921 | 0.33466
9 | 2026 | 2026-09-03 | 0.056306 | 0.3633 | 0.033282 | 0.31417 | 0.037172 | 0.33728 | 0.044006 | 0.40579 | 0.035316 | 0.36001 | 0.03436 | 0.37305 | 0.027705 | 0.2111 | 0.073873 | 0.72846 | 0.048179 | 0.37822 | 0.061624 | 0.32033
9 | 2026 | 2026-09-04 | 0.052568 | 0.34294 | 0.033288 | 0.31137 | 0.037481 | 0.33912 | 0.043184 | 0.40067 | 0.035115 | 0.35148 | 0.033326 | 0.36181 | 0.026478 | 0.2004 | 0.073502 | 0.72921 | 0.04872 | 0.38199 | 0.061987 | 0.32165
9 | 2026 | 2026-09-05 | 0.045477 | 0.30937 | 0.022048 | 0.24372 | 0.028841 | 0.28954 | 0.027745 | 0.31081 | 0.023878 | 0.28115 | 0.025447 | 0.30695 | 0.01503 | 0.14121 | 0.050147 | 0.55589 | 0.039176 | 0.32483 | 0.050369 | 0.27102
9 | 2026 | 2026-09-06 | 0.046538 | 0.31556 | 0.022484 | 0.24603 | 0.029182 | 0.28965 | 0.027549 | 0.31329 | 0.024213 | 0.28392 | 0.025477 | 0.30896 | 0.015144 | 0.14136 | 0.050321 | 0.56023 | 0.039855 | 0.3289 | 0.050853 | 0.27318
9 | 2026 | 2026-09-07 | 0.052348 | 0.3375 | 0.034577 | 0.32327 | 0.038067 | 0.34178 | 0.041937 | 0.39949 | 0.035157 | 0.3492 | 0.032982 | 0.36151 | 0.025894 | 0.19346 | 0.073919 | 0.73672 | 0.048567 | 0.37222 | 0.06546 | 0.33935
9 | 2026 | 2026-09-08 | 0.055896 | 0.35758 | 0.035246 | 0.3314 | 0.03855 | 0.34754 | 0.042014 | 0.40482 | 0.035436 | 0.35775 | 0.033947 | 0.37454 | 0.027081 | 0.20193 | 0.074287 | 0.74565 | 0.050847 | 0.3919 | 0.066714 | 0.34586
9 | 2026 | 2026-09-09 | 0.056106 | 0.35528 | 0.035591 | 0.32916 | 0.039002 | 0.34921 | 0.041877 | 0.40716 | 0.03565 | 0.36139 | 0.034398 | 0.38083 | 0.027425 | 0.20375 | 0.074006 | 0.74567 | 0.050983 | 0.39075 | 0.065464 | 0.33671
9 | 2026 | 2026-09-10 | 0.062015 | 0.3882 | 0.036514 | 0.33738 | 0.040333 | 0.36049 | 0.041782 | 0.40969 | 0.035913 | 0.36529 | 0.034904 | 0.38754 | 0.02911 | 0.21647 | 0.074265 | 0.74925 | 0.051228 | 0.38979 | 0.067892 | 0.34981
9 | 2026 | 2026-09-11 | 0.061391 | 0.38257 | 0.036909 | 0.33745 | 0.039989 | 0.35185 | 0.041699 | 0.41214 | 0.036534 | 0.36734 | 0.034886 | 0.38775 | 0.028385 | 0.20915 | 0.074555 | 0.75733 | 0.053457 | 0.40868 | 0.065567 | 0.33435
9 | 2026 | 2026-09-12 | 0.052955 | 0.34463 | 0.025689 | 0.26687 | 0.032115 | 0.30811 | 0.026597 | 0.32453 | 0.025857 | 0.29931 | 0.027215 | 0.33396 | 0.018079 | 0.15793 | 0.050815 | 0.58554 | 0.045973 | 0.372 | 0.057952 | 0.30694
9 | 2026 | 2026-09-13 | 0.052339 | 0.3376 | 0.026324 | 0.271 | 0.032702 | 0.31057 | 0.026496 | 0.3258 | 0.026096 | 0.30155 | 0.027746 | 0.33993 | 0.016766 | 0.14573 | 0.052071 | 0.59087 | 0.044272 | 0.34955 | 0.057362 | 0.30129
9 | 2026 | 2026-09-14 | 0.061055 | 0.37746 | 0.039013 | 0.34914 | 0.04206 | 0.36433 | 0.041386 | 0.41603 | 0.037831 | 0.37113 | 0.035528 | 0.39441 | 0.029433 | 0.21243 | 0.075992 | 0.77141 | 0.054172 | 0.40356 | 0.073247 | 0.37483
9 | 2026 | 2026-09-15 | 0.066038 | 0.40472 | 0.039691 | 0.35756 | 0.042782 | 0.37176 | 0.041933 | 0.42483 | 0.038952 | 0.38271 | 0.036572 | 0.40687 | 0.031514 | 0.22736 | 0.076395 | 0.77887 | 0.05596 | 0.41742 | 0.074126 | 0.37816
9 | 2026 | 2026-09-16 | 0.065288 | 0.39747 | 0.040039 | 0.3571 | 0.04319 | 0.37178 | 0.041602 | 0.42178 | 0.039075 | 0.37819 | 0.036574 | 0.40502 | 0.030847 | 0.21991 | 0.076338 | 0.78081 | 0.056607 | 0.42034 | 0.072691 | 0.36837
9 | 2026 | 2026-09-17 | 0.067211 | 0.40818 | 0.040792 | 0.36133 | 0.043932 | 0.37635 | 0.0422 | 0.43016 | 0.040083 | 0.3899 | 0.037911 | 0.4202 | 0.033092 | 0.23601 | 0.07695 | 0.7886 | 0.058031 | 0.43004 | 0.075689 | 0.38418
9 | 2026 | 2026-09-18 | 0.069624 | 0.41784 | 0.042325 | 0.37455 | 0.04554 | 0.38965 | 0.043177 | 0.44298 | 0.041793 | 0.40617 | 0.039241 | 0.43556 | 0.03387 | 0.24017 | 0.077338 | 0.79315 | 0.058677 | 0.43213 | 0.074493 | 0.37466
9 | 2026 | 2026-09-19 | 0.065739 | 0.40383 | 0.031679 | 0.31029 | 0.037303 | 0.33847 | 0.029238 | 0.36675 | 0.031877 | 0.35588 | 0.033717 | 0.40642 | 0.024901 | 0.19881 | 0.054825 | 0.62706 | 0.050545 | 0.38645 | 0.065318 | 0.33646
9 | 2026 | 2026-09-20 | 0.069001 | 0.42138 | 0.032704 | 0.31722 | 0.038956 | 0.35068 | 0.029756 | 0.37256 | 0.03328 | 0.36131 | 0.034109 | 0.40894 | 0.025053 | 0.1977 | 0.054871 | 0.6285 | 0.050842 | 0.38539 | 0.067819 | 0.34924
9 | 2026 | 2026-09-21 | 0.077394 | 0.45409 | 0.0456 | 0.39461 | 0.047695 | 0.39566 | 0.045368 | 0.46831 | 0.045849 | 0.43759 | 0.042549 | 0.46947 | 0.036593 | 0.25394 | 0.078777 | 0.81 | 0.061513 | 0.44667 | 0.078637 | 0.39319
9 | 2026 | 2026-09-22 | 0.078184 | 0.45865 | 0.046859 | 0.40656 | 0.048941 | 0.4082 | 0.045881 | 0.47247 | 0.04636 | 0.44495 | 0.044256 | 0.48655 | 0.038733 | 0.26798 | 0.079488 | 0.82295 | 0.065204 | 0.4788 | 0.082284 | 0.41296
9 | 2026 | 2026-09-23 | 0.079801 | 0.46368 | 0.047023 | 0.40401 | 0.049283 | 0.40513 | 0.046311 | 0.4751 | 0.04734 | 0.44723 | 0.044931 | 0.49079 | 0.039553 | 0.27158 | 0.080425 | 0.82847 | 0.064925 | 0.47044 | 0.084179 | 0.42042
9 | 2026 | 2026-09-24 | 0.076609 | 0.44295 | 0.047411 | 0.40136 | 0.049942 | 0.40571 | 0.046007 | 0.46757 | 0.047533 | 0.4353 | 0.044618 | 0.4815 | 0.040615 | 0.27656 | 0.080766 | 0.82297 | 0.061411 | 0.43027 | 0.078428 | 0.38487
9 | 2026 | 2026-09-25 | 0.080251 | 0.46299 | 0.049133 | 0.41625 | 0.051768 | 0.41963 | 0.048134 | 0.49065 | 0.050162 | 0.46627 | 0.047618 | 0.51524 | 0.040776 | 0.27422 | 0.081182 | 0.83303 | 0.064765 | 0.45931 | 0.077421 | 0.37688
9 | 2026 | 2026-09-26 | 0.080121 | 0.46887 | 0.039428 | 0.36198 | 0.044602 | 0.37919 | 0.034439 | 0.41299 | 0.040675 | 0.41203 | 0.041815 | 0.47971 | 0.032994 | 0.24164 | 0.059026 | 0.67917 | 0.061451 | 0.46146 | 0.075991 | 0.38342
9 | 2026 | 2026-09-27 | 0.083856 | 0.49066 | 0.040445 | 0.36949 | 0.046513 | 0.39511 | 0.036989 | 0.43998 | 0.043567 | 0.44893 | 0.045528 | 0.52154 | 0.034892 | 0.25326 | 0.059663 | 0.68527 | 0.062468 | 0.46654 | 0.078885 | 0.39742
9 | 2026 | 2026-09-28 | 0.085911 | 0.49058 | 0.054082 | 0.45629 | 0.056332 | 0.4519 | 0.052422 | 0.52833 | 0.055474 | 0.51604 | 0.054097 | 0.57956 | 0.045085 | 0.29694 | 0.083619 | 0.86469 | 0.072353 | 0.51959 | 0.090355 | 0.44582
9 | 2026 | 2026-09-29 | 0.085241 | 0.48609 | 0.054756 | 0.4637 | 0.056079 | 0.44511 | 0.05392 | 0.54015 | 0.057098 | 0.53225 | 0.056551 | 0.60349 | 0.045591 | 0.29637 | 0.08475 | 0.86913 | 0.07129 | 0.50293 | 0.094949 | 0.47001
9 | 2026 | 2026-09-30 | 0.090483 | 0.51365 | 0.05586 | 0.46804 | 0.058012 | 0.45706 | 0.056672 | 0.56776 | 0.06113 | 0.56458 | 0.058847 | 0.62722 | 0.046584 | 0.29958 | 0.085852 | 0.88362 | 0.0749 | 0.53349 | 0.093919 | 0.46
10 | 2026 | 2026-10-01 | 0.10063 | 0.49979 | 0.064949 | 0.50081 | 0.060773 | 0.45597 | 0.055267 | 0.5776 | 0.063963 | 0.52638 | 0.054726 | 0.59064 | 0.06283 | 0.33624 | 0.094366 | 0.92858 | 0.090169 | 0.56433 | 0.1114 | 0.49422
10 | 2026 | 2026-10-02 | 0.10522 | 0.51759 | 0.068074 | 0.52117 | 0.065474 | 0.48378 | 0.058933 | 0.60883 | 0.069014 | 0.56322 | 0.05988 | 0.64084 | 0.078194 | 0.4038 | 0.097066 | 0.95177 | 0.095929 | 0.59712 | 0.11435 | 0.50534
10 | 2026 | 2026-10-03 | 0.09942 | 0.49234 | 0.05757 | 0.45702 | 0.059717 | 0.45059 | 0.04382 | 0.50766 | 0.057042 | 0.48249 | 0.051514 | 0.5712 | 0.0631 | 0.33366 | 0.076307 | 0.80153 | 0.094703 | 0.59532 | 0.10699 | 0.47434
10 | 2026 | 2026-10-04 | 0.10068 | 0.49686 | 0.057263 | 0.45307 | 0.055961 | 0.42486 | 0.045769 | 0.52253 | 0.059511 | 0.4983 | 0.053859 | 0.59226 | 0.064269 | 0.33845 | 0.07635 | 0.79873 | 0.089008 | 0.55675 | 0.10569 | 0.46677
10 | 2026 | 2026-10-05 | 0.11704 | 0.56305 | 0.072864 | 0.54936 | 0.074859 | 0.53673 | 0.06403 | 0.63507 | 0.074989 | 0.59531 | 0.066032 | 0.6865 | 0.079656 | 0.41309 | 0.10235 | 0.99453 | 0.10424 | 0.64092 | 0.11143 | 0.48813
10 | 2026 | 2026-10-06 | 0.12819 | 0.60739 | 0.07886 | 0.59088 | 0.078378 | 0.55795 | 0.067828 | 0.67899 | 0.080388 | 0.6385 | 0.070746 | 0.74083 | 0.090186 | 0.45898 | 0.10563 | 1.0235 | 0.11415 | 0.70038 | 0.13328 | 0.58022
10 | 2026 | 2026-10-07 | 0.12102 | 0.57865 | 0.079675 | 0.59538 | 0.079113 | 0.56146 | 0.068737 | 0.68316 | 0.081176 | 0.64022 | 0.071233 | 0.74212 | 0.088198 | 0.45033 | 0.1062 | 1.0258 | 0.11217 | 0.68564 | 0.13387 | 0.58104
10 | 2026 | 2026-10-08 | 0.12801 | 0.60536 | 0.078829 | 0.5858 | 0.079296 | 0.55812 | 0.071334 | 0.69474 | 0.084098 | 0.65615 | 0.074411 | 0.76512 | 0.091469 | 0.46518 | 0.10679 | 1.0283 | 0.10997 | 0.66953 | 0.13201 | 0.57178
10 | 2026 | 2026-10-09 | 0.12063 | 0.57539 | 0.079768 | 0.58929 | 0.085702 | 0.59585 | 0.073556 | 0.69401 | 0.086158 | 0.66206 | 0.077124 | 0.77686 | 0.096522 | 0.48575 | 0.10712 | 1.0276 | 0.1058 | 0.64088 | 0.12855 | 0.55561
10 | 2026 | 2026-10-10 | 0.1173 | 0.55935 | 0.071226 | 0.53922 | 0.078595 | 0.55527 | 0.06045 | 0.61989 | 0.076985 | 0.60602 | 0.070964 | 0.73652 | 0.086816 | 0.43982 | 0.083445 | 0.85022 | 0.09724 | 0.59556 | 0.11825 | 0.51236
10 | 2026 | 2026-10-11 | 0.12377 | 0.58493 | 0.074026 | 0.5574 | 0.080734 | 0.56602 | 0.065202 | 0.66254 | 0.083191 | 0.65178 | 0.076884 | 0.79608 | 0.091574 | 0.4628 | 0.087189 | 0.88028 | 0.10279 | 0.62603 | 0.11942 | 0.51544
10 | 2026 | 2026-10-12 | 0.13263 | 0.62087 | 0.088043 | 0.64067 | 0.09019 | 0.61702 | 0.082605 | 0.75392 | 0.096664 | 0.7276 | 0.087353 | 0.86342 | 0.099342 | 0.50025 | 0.11294 | 1.0722 | 0.11579 | 0.69637 | 0.13707 | 0.58767
10 | 2026 | 2026-10-13 | 0.12974 | 0.60921 | 0.084691 | 0.6144 | 0.088618 | 0.60463 | 0.082865 | 0.75273 | 0.09621 | 0.71909 | 0.086209 | 0.84875 | 0.10455 | 0.51993 | 0.11402 | 1.08 | 0.11937 | 0.71793 | 0.13872 | 0.59367
10 | 2026 | 2026-10-14 | 0.12998 | 0.60969 | 0.088938 | 0.64224 | 0.093661 | 0.63346 | 0.08658 | 0.77913 | 0.10055 | 0.74739 | 0.090376 | 0.88554 | 0.10224 | 0.51182 | 0.1166 | 1.0989 | 0.12121 | 0.72591 | 0.13986 | 0.59715
10 | 2026 | 2026-10-15 | 0.14983 | 0.68911 | 0.095137 | 0.68377 | 0.10392 | 0.69612 | 0.09117 | 0.81828 | 0.10623 | 0.78797 | 0.095671 | 0.9374 | 0.11683 | 0.5781 | 0.12349 | 1.1581 | 0.1385 | 0.8293 | 0.1521 | 0.64756
10 | 2026 | 2026-10-16 | 0.162 | 0.73667 | 0.099533 | 0.71285 | 0.11135 | 0.74089 | 0.095983 | 0.85535 | 0.11206 | 0.82817 | 0.1013 | 0.98971 | 0.12098 | 0.59661 | 0.12546 | 1.1715 | 0.13952 | 0.83296 | 0.15974 | 0.67841
10 | 2026 | 2026-10-17 | 0.14906 | 0.68188 | 0.09449 | 0.6868 | 0.10373 | 0.69486 | 0.084008 | 0.78127 | 0.1038 | 0.77536 | 0.096387 | 0.95489 | 0.11043 | 0.54701 | 0.10241 | 0.99729 | 0.12892 | 0.77385 | 0.14466 | 0.61414
10 | 2026 | 2026-10-18 | 0.15143 | 0.69082 | 0.091171 | 0.65943 | 0.095901 | 0.64102 | 0.087878 | 0.80876 | 0.10812 | 0.80307 | 0.10037 | 0.98974 | 0.10587 | 0.52552 | 0.10247 | 0.99343 | 0.12542 | 0.75065 | 0.15174 | 0.64292
10 | 2026 | 2026-10-19 | 0.16005 | 0.727 | 0.10485 | 0.74279 | 0.11552 | 0.75837 | 0.10696 | 0.91695 | 0.12365 | 0.89523 | 0.11264 | 1.0769 | 0.12555 | 0.6164 | 0.12797 | 1.1816 | 0.13657 | 0.80973 | 0.16561 | 0.69916
10 | 2026 | 2026-10-20 | 0.16664 | 0.75199 | 0.10468 | 0.73758 | 0.11543 | 0.75492 | 0.1093 | 0.91852 | 0.12529 | 0.89734 | 0.11434 | 1.0797 | 0.1287 | 0.63053 | 0.13093 | 1.2039 | 0.14158 | 0.83852 | 0.16623 | 0.70025
10 | 2026 | 2026-10-21 | 0.17304 | 0.77681 | 0.11092 | 0.77911 | 0.11746 | 0.76482 | 0.11557 | 0.96594 | 0.13283 | 0.94983 | 0.12174 | 1.1482 | 0.13488 | 0.65935 | 0.13379 | 1.2262 | 0.14867 | 0.88116 | 0.17136 | 0.72146
10 | 2026 | 2026-10-22 | 0.17949 | 0.80191 | 0.11321 | 0.79243 | 0.1319 | 0.85372 | 0.11749 | 0.97518 | 0.13409 | 0.95273 | 0.1223 | 1.1479 | 0.14296 | 0.6957 | 0.13547 | 1.234 | 0.14361 | 0.84567 | 0.16907 | 0.70929
10 | 2026 | 2026-10-23 | 0.18296 | 0.81474 | 0.11672 | 0.81345 | 0.13134 | 0.84515 | 0.12377 | 1.0213 | 0.14148 | 1.0034 | 0.12955 | 1.2138 | 0.14523 | 0.70586 | 0.14122 | 1.2803 | 0.15414 | 0.90691 | 0.17641 | 0.73924
10 | 2026 | 2026-10-24 | 0.18031 | 0.80182 | 0.10971 | 0.773 | 0.1312 | 0.84675 | 0.1142 | 0.97058 | 0.13632 | 0.97531 | 0.12756 | 1.2103 | 0.13723 | 0.66618 | 0.12197 | 1.1393 | 0.15347 | 0.90813 | 0.17774 | 0.74533
10 | 2026 | 2026-10-25 | 0.18369 | 0.81498 | 0.11535 | 0.8114 | 0.13821 | 0.88938 | 0.11991 | 1.0157 | 0.14291 | 1.0209 | 0.13363 | 1.2673 | 0.15118 | 0.72871 | 0.12446 | 1.1577 | 0.15955 | 0.94495 | 0.18021 | 0.75452
10 | 2026 | 2026-10-26 | 0.20266 | 0.89158 | 0.13458 | 0.93181 | 0.16205 | 1.0317 | 0.13879 | 1.1156 | 0.15753 | 1.1033 | 0.14499 | 1.3408 | 0.16561 | 0.79814 | 0.15074 | 1.3521 | 0.17331 | 1.0206 | 0.18382 | 0.76689
10 | 2026 | 2026-10-27 | 0.21465 | 0.93877 | 0.13598 | 0.93833 | 0.16017 | 1.0159 | 0.14472 | 1.1604 | 0.16424 | 1.149 | 0.15124 | 1.3982 | 0.1739 | 0.83347 | 0.15223 | 1.359 | 0.17107 | 1.0043 | 0.19571 | 0.81638
10 | 2026 | 2026-10-28 | 0.21921 | 0.95635 | 0.14098 | 0.97048 | 0.16111 | 1.0194 | 0.15028 | 1.2034 | 0.17042 | 1.1909 | 0.1568 | 1.4495 | 0.17228 | 0.82643 | 0.15435 | 1.3722 | 0.17235 | 1.0103 | 0.19029 | 0.79261
10 | 2026 | 2026-10-29 | 0.20988 | 0.91719 | 0.14229 | 0.97608 | 0.1713 | 1.0797 | 0.15547 | 1.2334 | 0.17571 | 1.2225 | 0.16191 | 1.4893 | 0.17461 | 0.83875 | 0.15737 | 1.3922 | 0.1732 | 1.0123 | 0.18982 | 0.78868
10 | 2026 | 2026-10-30 | 0.2156 | 0.94002 | 0.14393 | 0.98489 | 0.17162 | 1.0791 | 0.15785 | 1.2326 | 0.17676 | 1.2183 | 0.16272 | 1.4813 | 0.17922 | 0.85766 | 0.15777 | 1.3918 | 0.17505 | 1.0246 | 0.188 | 0.77993
10 | 2026 | 2026-10-31 | 0.21503 | 0.93529 | 0.13495 | 0.93014 | 0.1658 | 1.0445 | 0.1492 | 1.1935 | 0.17262 | 1.1992 | 0.16139 | 1.4871 | 0.17347 | 0.8277 | 0.13877 | 1.2508 | 0.17144 | 1.0066 | 0.18374 | 0.76206
11 | 2026 | 2026-11-01 | 0.22964 | 0.92834 | 0.14738 | 0.88298 | 0.22025 | 1.1469 | 0.1979 | 1.1911 | 0.20528 | 1.2452 | 0.16371 | 1.3026 | 0.21702 | 0.89098 | 0.1764 | 1.4612 | 0.19295 | 0.94904 | 0.19821 | 0.75812
11 | 2026 | 2026-11-02 | 0.234 | 0.94844 | 0.15527 | 0.93179 | 0.20483 | 1.0798 | 0.21593 | 1.2922 | 0.21905 | 1.3246 | 0.17374 | 1.3689 | 0.2267 | 0.93667 | 0.19917 | 1.6274 | 0.19701 | 0.97477 | 0.21237 | 0.81422
11 | 2026 | 2026-11-03 | 0.24108 | 0.97803 | 0.16257 | 0.97163 | 0.21025 | 1.1083 | 0.22375 | 1.3356 | 0.22582 | 1.3603 | 0.18073 | 1.4188 | 0.22912 | 0.95241 | 0.20424 | 1.6616 | 0.20115 | 0.99476 | 0.21534 | 0.82458
11 | 2026 | 2026-11-04 | 0.23548 | 0.95516 | 0.15661 | 0.93894 | 0.20286 | 1.072 | 0.22893 | 1.3639 | 0.23016 | 1.3823 | 0.18553 | 1.4517 | 0.22311 | 0.93392 | 0.199 | 1.6206 | 0.18903 | 0.94058 | 0.21166 | 0.81043
11 | 2026 | 2026-11-05 | 0.25563 | 1.0294 | 0.16873 | 1.0021 | 0.21987 | 1.154 | 0.23014 | 1.3735 | 0.23061 | 1.3827 | 0.1881 | 1.4686 | 0.23126 | 0.96567 | 0.20739 | 1.6783 | 0.20001 | 0.99008 | 0.22065 | 0.84312
11 | 2026 | 2026-11-06 | 0.26349 | 1.0575 | 0.17125 | 1.0144 | 0.22791 | 1.1895 | 0.24348 | 1.4399 | 0.24281 | 1.4482 | 0.19743 | 1.5334 | 0.24513 | 1.0176 | 0.2165 | 1.7407 | 0.21421 | 1.0521 | 0.23061 | 0.87898
11 | 2026 | 2026-11-07 | 0.25539 | 1.0239 | 0.15988 | 0.94488 | 0.23596 | 1.2149 | 0.23328 | 1.3675 | 0.23621 | 1.4038 | 0.19157 | 1.4865 | 0.24285 | 0.99391 | 0.19621 | 1.5867 | 0.20692 | 1.0132 | 0.21725 | 0.82459
11 | 2026 | 2026-11-08 | 0.24832 | 0.9992 | 0.1675 | 0.98445 | 0.22487 | 1.1652 | 0.23176 | 1.3589 | 0.23425 | 1.3904 | 0.19122 | 1.4797 | 0.23634 | 0.97538 | 0.19512 | 1.5756 | 0.20151 | 0.98938 | 0.21132 | 0.8022
11 | 2026 | 2026-11-09 | 0.27191 | 1.0882 | 0.1849 | 1.083 | 0.24249 | 1.2537 | 0.26421 | 1.5347 | 0.26136 | 1.5437 | 0.21107 | 1.6182 | 0.26203 | 1.0803 | 0.22879 | 1.8206 | 0.22263 | 1.093 | 0.22727 | 0.86524
11 | 2026 | 2026-11-10 | 0.29892 | 1.1865 | 0.1965 | 1.1441 | 0.25917 | 1.3322 | 0.27505 | 1.5947 | 0.27067 | 1.5933 | 0.22031 | 1.6844 | 0.27879 | 1.1444 | 0.23737 | 1.8785 | 0.23696 | 1.1545 | 0.24614 | 0.93417
11 | 2026 | 2026-11-11 | 0.28734 | 1.1413 | 0.18908 | 1.1014 | 0.24831 | 1.2787 | 0.28128 | 1.6164 | 0.27653 | 1.6229 | 0.22275 | 1.6941 | 0.27125 | 1.1163 | 0.23029 | 1.8235 | 0.22264 | 1.0895 | 0.23422 | 0.88961
11 | 2026 | 2026-11-12 | 0.29563 | 1.1719 | 0.19707 | 1.1417 | 0.25167 | 1.2894 | 0.28242 | 1.6203 | 0.27703 | 1.6229 | 0.22386 | 1.6972 | 0.26501 | 1.096 | 0.23547 | 1.8568 | 0.2308 | 1.1238 | 0.25841 | 0.97798
11 | 2026 | 2026-11-13 | 0.30583 | 1.2093 | 0.19962 | 1.1549 | 0.27073 | 1.3773 | 0.28503 | 1.6151 | 0.27993 | 1.6356 | 0.22177 | 1.6698 | 0.28502 | 1.1719 | 0.2425 | 1.9042 | 0.23935 | 1.1624 | 0.25454 | 0.96336
11 | 2026 | 2026-11-14 | 0.29278 | 1.1548 | 0.18453 | 1.0635 | 0.26625 | 1.3454 | 0.28093 | 1.5916 | 0.27777 | 1.6163 | 0.22435 | 1.6917 | 0.28093 | 1.1431 | 0.22174 | 1.7466 | 0.2307 | 1.118 | 0.23989 | 0.90433
11 | 2026 | 2026-11-15 | 0.3006 | 1.1827 | 0.18308 | 1.0507 | 0.26676 | 1.3413 | 0.28246 | 1.5949 | 0.27872 | 1.6186 | 0.22503 | 1.6902 | 0.28526 | 1.1603 | 0.22673 | 1.7787 | 0.23745 | 1.147 | 0.24372 | 0.9181
11 | 2026 | 2026-11-16 | 0.30197 | 1.1908 | 0.20018 | 1.1508 | 0.28983 | 1.459 | 0.29776 | 1.6871 | 0.28916 | 1.679 | 0.23438 | 1.7519 | 0.29668 | 1.2154 | 0.25621 | 1.992 | 0.25564 | 1.2335 | 0.27113 | 1.0231
11 | 2026 | 2026-11-17 | 0.32563 | 1.2754 | 0.21155 | 1.2095 | 0.29372 | 1.4748 | 0.31351 | 1.7513 | 0.30423 | 1.7594 | 0.24153 | 1.7933 | 0.30278 | 1.2403 | 0.25959 | 2.0127 | 0.2583 | 1.2455 | 0.28097 | 1.0592
11 | 2026 | 2026-11-18 | 0.34032 | 1.3295 | 0.21801 | 1.2438 | 0.29848 | 1.4991 | 0.31209 | 1.7569 | 0.30124 | 1.7404 | 0.24454 | 1.8158 | 0.31805 | 1.2955 | 0.26357 | 2.0386 | 0.25927 | 1.2525 | 0.28084 | 1.0584
11 | 2026 | 2026-11-19 | 0.33373 | 1.3046 | 0.21077 | 1.2046 | 0.28853 | 1.4531 | 0.32707 | 1.8286 | 0.31481 | 1.8129 | 0.25404 | 1.8792 | 0.31454 | 1.2814 | 0.26338 | 2.0334 | 0.25627 | 1.2388 | 0.2733 | 1.0303
11 | 2026 | 2026-11-20 | 0.3381 | 1.3237 | 0.20357 | 1.1661 | 0.26691 | 1.3531 | 0.32956 | 1.8433 | 0.31614 | 1.8175 | 0.2569 | 1.896 | 0.31112 | 1.2717 | 0.2646 | 2.038 | 0.2569 | 1.2402 | 0.27459 | 1.0347
11 | 2026 | 2026-11-21 | 0.34169 | 1.3309 | 0.20803 | 1.1771 | 0.28461 | 1.4213 | 0.32074 | 1.7948 | 0.30941 | 1.7726 | 0.25597 | 1.891 | 0.31845 | 1.2889 | 0.24566 | 1.8928 | 0.25365 | 1.2179 | 0.27192 | 1.0197
11 | 2026 | 2026-11-22 | 0.33863 | 1.3164 | 0.20728 | 1.1703 | 0.29356 | 1.4605 | 0.33113 | 1.8448 | 0.31847 | 1.82 | 0.26278 | 1.9349 | 0.32351 | 1.3038 | 0.24868 | 1.9107 | 0.25654 | 1.2303 | 0.27563 | 1.0331
11 | 2026 | 2026-11-23 | 0.3374 | 1.3174 | 0.20708 | 1.1768 | 0.26981 | 1.3551 | 0.34419 | 1.9089 | 0.32769 | 1.8727 | 0.26635 | 1.9463 | 0.31796 | 1.3033 | 0.26982 | 2.0639 | 0.2589 | 1.2475 | 0.2855 | 1.0742
11 | 2026 | 2026-11-24 | 0.33881 | 1.3231 | 0.21208 | 1.2017 | 0.282 | 1.4102 | 0.35595 | 1.9717 | 0.33766 | 1.9254 | 0.27548 | 2.0096 | 0.3283 | 1.3425 | 0.27301 | 2.0835 | 0.26072 | 1.2565 | 0.29744 | 1.1178
11 | 2026 | 2026-11-25 | 0.34458 | 1.3461 | 0.21599 | 1.2212 | 0.28234 | 1.4164 | 0.36867 | 2.0384 | 0.34856 | 1.9832 | 0.285 | 2.0754 | 0.33241 | 1.354 | 0.27518 | 2.0956 | 0.26127 | 1.2594 | 0.28311 | 1.0652
11 | 2026 | 2026-11-26 | 0.36622 | 1.4221 | 0.23673 | 1.329 | 0.31469 | 1.5647 | 0.38335 | 2.1144 | 0.36137 | 2.0516 | 0.29561 | 2.1488 | 0.35127 | 1.42 | 0.29068 | 2.2036 | 0.28691 | 1.3726 | 0.32872 | 1.2325
11 | 2026 | 2026-11-27 | 0.36486 | 1.4165 | 0.2365 | 1.3255 | 0.32905 | 1.6287 | 0.38102 | 2.0821 | 0.3594 | 2.0369 | 0.28953 | 2.0899 | 0.3457 | 1.4081 | 0.2923 | 2.2117 | 0.28692 | 1.3728 | 0.30504 | 1.1454
11 | 2026 | 2026-11-28 | 0.34273 | 1.334 | 0.22429 | 1.2521 | 0.31235 | 1.5426 | 0.37678 | 2.0595 | 0.35674 | 2.0147 | 0.29214 | 2.1116 | 0.34298 | 1.387 | 0.27077 | 2.049 | 0.27535 | 1.3173 | 0.30049 | 1.1242
11 | 2026 | 2026-11-29 | 0.35102 | 1.3667 | 0.22928 | 1.2777 | 0.32828 | 1.62 | 0.38419 | 2.1075 | 0.36206 | 2.0418 | 0.30015 | 2.1694 | 0.3446 | 1.3939 | 0.27199 | 2.0533 | 0.27804 | 1.3264 | 0.3117 | 1.165
11 | 2026 | 2026-11-30 | 0.36889 | 1.4324 | 0.25414 | 1.4152 | 0.35287 | 1.7372 | 0.41251 | 2.2578 | 0.38509 | 2.1718 | 0.31577 | 2.2731 | 0.36413 | 1.4757 | 0.30357 | 2.282 | 0.29989 | 1.4298 | 0.33384 | 1.2513
12 | 2026 | 2026-12-01 | 0.34544 | 1.4173 | 0.28229 | 1.547 | 0.3507 | 1.7777 | 0.45273 | 2.4158 | 0.38904 | 2.1994 | 0.31943 | 2.095 | 0.33073 | 1.4773 | 0.32352 | 2.3532 | 0.29835 | 1.4643 | 0.32262 | 1.2533
12 | 2026 | 2026-12-02 | 0.36795 | 1.5052 | 0.29523 | 1.611 | 0.35486 | 1.7962 | 0.46338 | 2.4627 | 0.39764 | 2.2451 | 0.32393 | 2.113 | 0.34294 | 1.5289 | 0.32993 | 2.3932 | 0.30621 | 1.5007 | 0.32271 | 1.2535
12 | 2026 | 2026-12-03 | 0.36986 | 1.5122 | 0.297 | 1.6192 | 0.36536 | 1.844 | 0.47564 | 2.5241 | 0.40578 | 2.287 | 0.33286 | 2.1642 | 0.3485 | 1.5521 | 0.33957 | 2.4546 | 0.31972 | 1.5631 | 0.34177 | 1.3279
12 | 2026 | 2026-12-04 | 0.36526 | 1.4936 | 0.28919 | 1.5776 | 0.36609 | 1.8477 | 0.46842 | 2.4889 | 0.40036 | 2.2536 | 0.32936 | 2.1452 | 0.35252 | 1.5687 | 0.32854 | 2.3773 | 0.30204 | 1.4796 | 0.34203 | 1.3284
12 | 2026 | 2026-12-05 | 0.37241 | 1.5191 | 0.28399 | 1.5407 | 0.36462 | 1.8331 | 0.46032 | 2.4328 | 0.39436 | 2.2125 | 0.32556 | 2.1112 | 0.34766 | 1.5413 | 0.31179 | 2.2461 | 0.30079 | 1.4688 | 0.32285 | 1.2515
12 | 2026 | 2026-12-06 | 0.35194 | 1.4382 | 0.28196 | 1.5277 | 0.35931 | 1.8061 | 0.4699 | 2.4761 | 0.40174 | 2.2513 | 0.33015 | 2.1313 | 0.34025 | 1.5097 | 0.30291 | 2.1822 | 0.28853 | 1.4093 | 0.31773 | 1.2318
12 | 2026 | 2026-12-07 | 0.361 | 1.4754 | 0.29143 | 1.5846 | 0.37085 | 1.8675 | 0.4856 | 2.5707 | 0.41221 | 2.3107 | 0.34075 | 2.2044 | 0.35254 | 1.5677 | 0.32962 | 2.3768 | 0.29758 | 1.4587 | 0.3292 | 1.2784
12 | 2026 | 2026-12-08 | 0.36732 | 1.4998 | 0.28998 | 1.5774 | 0.36662 | 1.8466 | 0.49191 | 2.6056 | 0.41541 | 2.3247 | 0.34733 | 2.2456 | 0.34826 | 1.549 | 0.32593 | 2.3478 | 0.29327 | 1.4363 | 0.32089 | 1.2462
12 | 2026 | 2026-12-09 | 0.36713 | 1.4986 | 0.29501 | 1.6007 | 0.37267 | 1.8746 | 0.49239 | 2.6062 | 0.41581 | 2.3242 | 0.34739 | 2.2432 | 0.35047 | 1.5577 | 0.33418 | 2.4004 | 0.30446 | 1.4883 | 0.3107 | 1.2065
12 | 2026 | 2026-12-10 | 0.36824 | 1.5026 | 0.29807 | 1.6155 | 0.36093 | 1.8155 | 0.50527 | 2.667 | 0.42513 | 2.3737 | 0.35458 | 2.279 | 0.34893 | 1.5502 | 0.32887 | 2.3605 | 0.29794 | 1.4556 | 0.32411 | 1.259
12 | 2026 | 2026-12-11 | 0.37313 | 1.5214 | 0.30157 | 1.6293 | 0.38246 | 1.9169 | 0.5169 | 2.724 | 0.43301 | 2.4147 | 0.36222 | 2.3203 | 0.35946 | 1.5954 | 0.33227 | 2.3808 | 0.30164 | 1.4728 | 0.32265 | 1.2532
12 | 2026 | 2026-12-12 | 0.36213 | 1.4757 | 0.29635 | 1.5913 | 0.37308 | 1.8633 | 0.49873 | 2.6148 | 0.42066 | 2.3394 | 0.35014 | 2.2346 | 0.3405 | 1.5073 | 0.31285 | 2.2307 | 0.2992 | 1.4549 | 0.32432 | 1.2573
12 | 2026 | 2026-12-13 | 0.38788 | 1.5765 | 0.30018 | 1.6107 | 0.37246 | 1.8606 | 0.51572 | 2.6956 | 0.4329 | 2.4053 | 0.35965 | 2.2827 | 0.34928 | 1.5441 | 0.31025 | 2.2116 | 0.29259 | 1.4247 | 0.32391 | 1.2557
12 | 2026 | 2026-12-14 | 0.40068 | 1.6285 | 0.31257 | 1.6849 | 0.38648 | 1.9347 | 0.5338 | 2.7975 | 0.44601 | 2.4807 | 0.36915 | 2.3429 | 0.3677 | 1.6279 | 0.34491 | 2.4586 | 0.31637 | 1.5416 | 0.3382 | 1.3136
12 | 2026 | 2026-12-15 | 0.39513 | 1.6064 | 0.31797 | 1.7114 | 0.39766 | 1.9897 | 0.53246 | 2.7946 | 0.44375 | 2.4647 | 0.37081 | 2.3559 | 0.369 | 1.6329 | 0.34697 | 2.4706 | 0.3176 | 1.5478 | 0.35187 | 1.367
12 | 2026 | 2026-12-16 | 0.38154 | 1.5528 | 0.31152 | 1.6749 | 0.38542 | 1.9286 | 0.5342 | 2.7963 | 0.44616 | 2.4769 | 0.36874 | 2.334 | 0.37332 | 1.6515 | 0.3383 | 2.4094 | 0.3048 | 1.4868 | 0.33855 | 1.3154
12 | 2026 | 2026-12-17 | 0.38391 | 1.5618 | 0.31944 | 1.7138 | 0.39786 | 1.9887 | 0.54335 | 2.8421 | 0.45197 | 2.5065 | 0.37524 | 2.3698 | 0.37397 | 1.6537 | 0.33815 | 2.404 | 0.30748 | 1.4966 | 0.33962 | 1.32
12 | 2026 | 2026-12-18 | 0.39327 | 1.5984 | 0.31546 | 1.6922 | 0.3917 | 1.9568 | 0.5385 | 2.8171 | 0.44836 | 2.4842 | 0.37208 | 2.3493 | 0.362 | 1.6018 | 0.33839 | 2.4029 | 0.30803 | 1.4983 | 0.33991 | 1.3213
12 | 2026 | 2026-12-19 | 0.39801 | 1.6147 | 0.29576 | 1.5765 | 0.37003 | 1.8378 | 0.52304 | 2.7301 | 0.43572 | 2.4059 | 0.36616 | 2.3091 | 0.36084 | 1.5911 | 0.31744 | 2.2432 | 0.30313 | 1.4694 | 0.34585 | 1.3424
12 | 2026 | 2026-12-20 | 0.38844 | 1.5769 | 0.30228 | 1.6056 | 0.37487 | 1.8585 | 0.53037 | 2.7516 | 0.4439 | 2.4521 | 0.36335 | 2.2723 | 0.36659 | 1.615 | 0.32111 | 2.2656 | 0.30836 | 1.4934 | 0.33763 | 1.3103
12 | 2026 | 2026-12-21 | 0.65031 | 2.6073 | 0.55142 | 2.908 | 0.79171 | 3.905 | 0.75317 | 3.8531 | 0.60312 | 3.3425 | 0.49436 | 2.9953 | 0.57445 | 2.4994 | 0.49558 | 3.4634 | 0.52145 | 2.5116 | 0.57246 | 2.2235
12 | 2026 | 2026-12-22 | 0.40806 | 1.6557 | 0.3153 | 1.6875 | 0.39847 | 1.9872 | 0.56037 | 2.9248 | 0.4618 | 2.5498 | 0.38705 | 2.4261 | 0.38601 | 1.7007 | 0.35191 | 2.485 | 0.32667 | 1.5844 | 0.36997 | 1.4386
12 | 2026 | 2026-12-23 | 0.42065 | 1.705 | 0.34061 | 1.8152 | 0.42468 | 2.1121 | 0.56056 | 2.9192 | 0.463 | 2.5559 | 0.384 | 2.3985 | 0.39669 | 1.7455 | 0.35316 | 2.4912 | 0.3287 | 1.5934 | 0.3684 | 1.4324
12 | 2026 | 2026-12-24 | 0.41125 | 1.6679 | 0.32929 | 1.7571 | 0.40798 | 2.0347 | 0.57241 | 2.9795 | 0.47037 | 2.5944 | 0.39262 | 2.4472 | 0.38727 | 1.7044 | 0.35172 | 2.4811 | 0.32381 | 1.572 | 0.35395 | 1.3763
12 | 2026 | 2026-12-25 | 0.41447 | 1.6805 | 0.3266 | 1.744 | 0.40126 | 2.0014 | 0.56789 | 2.9587 | 0.46632 | 2.5697 | 0.39088 | 2.4376 | 0.38402 | 1.6898 | 0.34544 | 2.4365 | 0.31526 | 1.5311 | 0.34472 | 1.3407
12 | 2026 | 2026-12-26 | 0.39337 | 1.5954 | 0.31192 | 1.6575 | 0.39784 | 1.9766 | 0.54879 | 2.8483 | 0.4524 | 2.4859 | 0.37964 | 2.36 | 0.37249 | 1.6338 | 0.32145 | 2.2551 | 0.30966 | 1.4967 | 0.34677 | 1.3468
12 | 2026 | 2026-12-27 | 0.39189 | 1.5896 | 0.31044 | 1.6439 | 0.38977 | 1.9328 | 0.55014 | 2.8565 | 0.45245 | 2.4841 | 0.38152 | 2.3706 | 0.3685 | 1.6166 | 0.3195 | 2.2399 | 0.30749 | 1.4858 | 0.33644 | 1.3066
12 | 2026 | 2026-12-28 | 0.39477 | 1.603 | 0.31885 | 1.6981 | 0.39349 | 1.96 | 0.55703 | 2.9044 | 0.45731 | 2.5144 | 0.3844 | 2.3946 | 0.37086 | 1.6316 | 0.337 | 2.3707 | 0.31008 | 1.5011 | 0.34656 | 1.3488
12 | 2026 | 2026-12-29 | 0.39282 | 1.5953 | 0.32032 | 1.7021 | 0.38424 | 1.9132 | 0.54676 | 2.84 | 0.45286 | 2.4909 | 0.37094 | 2.2992 | 0.37111 | 1.6322 | 0.33125 | 2.3299 | 0.30269 | 1.4656 | 0.34268 | 1.3342
12 | 2026 | 2026-12-30 | 0.40053 | 1.6256 | 0.32187 | 1.7117 | 0.3879 | 1.9326 | 0.55032 | 2.8582 | 0.45466 | 2.4993 | 0.37368 | 2.3133 | 0.36117 | 1.5893 | 0.34075 | 2.3926 | 0.31648 | 1.5305 | 0.34874 | 1.3578
12 | 2026 | 2026-12-31 | 0.39162 | 1.5906 | 0.32535 | 1.7297 | 0.38901 | 1.9374 | 0.55879 | 2.9048 | 0.45894 | 2.5207 | 0.38159 | 2.3616 | 0.36609 | 1.6089 | 0.34291 | 2.4057 | 0.32018 | 1.5476 | 0.35347 | 1.3762
1 | 2027 | 2027-01-01 | 0.37863 | 1.5343 | 0.33393 | 1.7574 | 0.40529 | 2.0081 | 0.58402 | 3.0188 | 0.47505 | 2.6445 | 0.40771 | 2.5317 | 0.39441 | 1.7702 | 0.36133 | 2.5411 | 0.31786 | 1.5505 | 0.34613 | 1.35
1 | 2027 | 2027-01-02 | 0.37461 | 1.5164 | 0.32182 | 1.6838 | 0.4089 | 2.017 | 0.56843 | 2.9329 | 0.46258 | 2.5657 | 0.40123 | 2.4899 | 0.38186 | 1.7097 | 0.34364 | 2.4029 | 0.31648 | 1.5379 | 0.34227 | 1.3332
1 | 2027 | 2027-01-03 | 0.37263 | 1.5087 | 0.31227 | 1.6345 | 0.38481 | 1.8997 | 0.56336 | 2.9062 | 0.45859 | 2.5428 | 0.39739 | 2.4628 | 0.37878 | 1.6948 | 0.33939 | 2.3713 | 0.31195 | 1.515 | 0.34247 | 1.3344
1 | 2027 | 2027-01-04 | 0.36423 | 1.4784 | 0.32385 | 1.7037 | 0.40927 | 2.0252 | 0.57948 | 3.0024 | 0.46975 | 2.6068 | 0.40671 | 2.5267 | 0.38818 | 1.74 | 0.36112 | 2.5308 | 0.31938 | 1.5537 | 0.3507 | 1.3689
1 | 2027 | 2027-01-05 | 0.36868 | 1.4959 | 0.32818 | 1.7247 | 0.4054 | 2.006 | 0.57095 | 2.9621 | 0.46293 | 2.5661 | 0.40176 | 2.4975 | 0.38789 | 1.7383 | 0.35874 | 2.5145 | 0.31831 | 1.5485 | 0.35416 | 1.3824
1 | 2027 | 2027-01-06 | 0.37639 | 1.5262 | 0.33433 | 1.7553 | 0.40975 | 2.0271 | 0.57818 | 2.9987 | 0.46758 | 2.5906 | 0.40669 | 2.5255 | 0.38912 | 1.7432 | 0.35494 | 2.4872 | 0.315 | 1.532 | 0.34706 | 1.3548
1 | 2027 | 2027-01-07 | 0.37375 | 1.516 | 0.34675 | 1.8173 | 0.4308 | 2.1281 | 0.57965 | 3.0004 | 0.46869 | 2.5992 | 0.40575 | 2.5107 | 0.40187 | 1.7997 | 0.3598 | 2.5188 | 0.32234 | 1.5662 | 0.33627 | 1.3131
1 | 2027 | 2027-01-08 | 0.39305 | 1.5913 | 0.35277 | 1.8466 | 0.43233 | 2.1351 | 0.59505 | 3.0753 | 0.47944 | 2.6595 | 0.41525 | 2.5631 | 0.40911 | 1.8307 | 0.36159 | 2.5321 | 0.32707 | 1.5892 | 0.34535 | 1.3489
1 | 2027 | 2027-01-09 | 0.38892 | 1.5731 | 0.34852 | 1.813 | 0.44151 | 2.1718 | 0.57503 | 2.9643 | 0.46407 | 2.567 | 0.40483 | 2.4943 | 0.39972 | 1.7845 | 0.34186 | 2.3828 | 0.32459 | 1.5725 | 0.35508 | 1.3849
1 | 2027 | 2027-01-10 | 0.399 | 1.6127 | 0.34266 | 1.7826 | 0.42835 | 2.108 | 0.58295 | 2.9974 | 0.46987 | 2.6025 | 0.40791 | 2.5028 | 0.39368 | 1.7569 | 0.34348 | 2.3908 | 0.32731 | 1.5839 | 0.36416 | 1.4208
1 | 2027 | 2027-01-11 | 0.40411 | 1.6351 | 0.35143 | 1.8375 | 0.42907 | 2.1184 | 0.59326 | 3.0599 | 0.47733 | 2.6493 | 0.41178 | 2.5282 | 0.41361 | 1.8485 | 0.36123 | 2.5247 | 0.33062 | 1.6034 | 0.34352 | 1.3427
1 | 2027 | 2027-01-12 | 0.40126 | 1.6242 | 0.35722 | 1.8662 | 0.44879 | 2.2137 | 0.59287 | 3.0612 | 0.47626 | 2.6408 | 0.41253 | 2.5349 | 0.41078 | 1.8359 | 0.3578 | 2.5006 | 0.32813 | 1.5909 | 0.34426 | 1.3457
1 | 2027 | 2027-01-13 | 0.39548 | 1.6022 | 0.35375 | 1.8483 | 0.44363 | 2.1894 | 0.5893 | 3.0477 | 0.47282 | 2.6184 | 0.41153 | 2.5323 | 0.41208 | 1.8421 | 0.35515 | 2.4819 | 0.32666 | 1.5834 | 0.35227 | 1.3773
1 | 2027 | 2027-01-14 | 0.38835 | 1.5746 | 0.33499 | 1.7533 | 0.4139 | 2.0466 | 0.58831 | 3.0397 | 0.47193 | 2.6149 | 0.4098 | 2.5164 | 0.40397 | 1.8052 | 0.35387 | 2.4738 | 0.32744 | 1.5871 | 0.34759 | 1.3591
1 | 2027 | 2027-01-15 | 0.39232 | 1.5904 | 0.33329 | 1.7439 | 0.40861 | 2.0202 | 0.57689 | 2.989 | 0.46267 | 2.5589 | 0.40427 | 2.4894 | 0.3979 | 1.7772 | 0.34653 | 2.4238 | 0.32048 | 1.5535 | 0.34005 | 1.3301
1 | 2027 | 2027-01-16 | 0.37607 | 1.525 | 0.31803 | 1.6544 | 0.39746 | 1.9591 | 0.56165 | 2.8968 | 0.45122 | 2.4919 | 0.39534 | 2.4237 | 0.38194 | 1.7024 | 0.32443 | 2.2537 | 0.31307 | 1.511 | 0.33745 | 1.3178
1 | 2027 | 2027-01-17 | 0.38767 | 1.5701 | 0.31567 | 1.6418 | 0.38277 | 1.888 | 0.55474 | 2.8652 | 0.44553 | 2.4582 | 0.39164 | 2.4034 | 0.38723 | 1.7245 | 0.32216 | 2.2386 | 0.3125 | 1.5081 | 0.34819 | 1.3605
1 | 2027 | 2027-01-18 | 0.37932 | 1.5403 | 0.31521 | 1.6506 | 0.38695 | 1.9153 | 0.56873 | 2.9473 | 0.45552 | 2.519 | 0.39834 | 2.4479 | 0.388 | 1.7321 | 0.35066 | 2.4461 | 0.3293 | 1.5922 | 0.35905 | 1.4055
1 | 2027 | 2027-01-19 | 0.36663 | 1.4913 | 0.32171 | 1.6832 | 0.39777 | 1.9686 | 0.56944 | 2.9483 | 0.45581 | 2.522 | 0.39795 | 2.4411 | 0.38393 | 1.7142 | 0.3386 | 2.3667 | 0.31768 | 1.5375 | 0.35218 | 1.3784
1 | 2027 | 2027-01-20 | 0.37231 | 1.5139 | 0.32632 | 1.7063 | 0.41243 | 2.0395 | 0.57354 | 2.9709 | 0.4581 | 2.5334 | 0.40131 | 2.4625 | 0.38764 | 1.7298 | 0.34605 | 2.4155 | 0.32816 | 1.5865 | 0.35576 | 1.3926
1 | 2027 | 2027-01-21 | 0.37839 | 1.5378 | 0.33111 | 1.7296 | 0.42537 | 2.1005 | 0.57092 | 2.9575 | 0.45581 | 2.5209 | 0.39941 | 2.4495 | 0.39199 | 1.7489 | 0.34362 | 2.3981 | 0.32683 | 1.5795 | 0.36804 | 1.4407
1 | 2027 | 2027-01-22 | 0.36562 | 1.4884 | 0.32234 | 1.6849 | 0.39825 | 1.9691 | 0.55679 | 2.8892 | 0.44503 | 2.4594 | 0.39072 | 2.3989 | 0.36548 | 1.6312 | 0.33481 | 2.3364 | 0.31721 | 1.5323 | 0.33968 | 1.3305
1 | 2027 | 2027-01-23 | 0.35153 | 1.4316 | 0.30019 | 1.5614 | 0.36903 | 1.822 | 0.52998 | 2.7455 | 0.42471 | 2.3394 | 0.37621 | 2.3081 | 0.35666 | 1.5877 | 0.30089 | 2.09 | 0.29697 | 1.4302 | 0.32273 | 1.2624
1 | 2027 | 2027-01-24 | 0.34113 | 1.3913 | 0.29636 | 1.5416 | 0.37236 | 1.8376 | 0.51874 | 2.6906 | 0.41611 | 2.2909 | 0.36909 | 2.2658 | 0.3527 | 1.5701 | 0.30007 | 2.0848 | 0.29812 | 1.4355 | 0.33059 | 1.293
1 | 2027 | 2027-01-25 | 0.34033 | 1.391 | 0.29781 | 1.5598 | 0.36403 | 1.8061 | 0.54418 | 2.8285 | 0.43447 | 2.3996 | 0.38298 | 2.3524 | 0.34628 | 1.5458 | 0.31866 | 2.2269 | 0.30353 | 1.4661 | 0.32371 | 1.2687
1 | 2027 | 2027-01-26 | 0.3455 | 1.4115 | 0.29666 | 1.5537 | 0.36794 | 1.8251 | 0.53066 | 2.7598 | 0.42447 | 2.3448 | 0.37356 | 2.2935 | 0.34336 | 1.5324 | 0.31495 | 2.2002 | 0.30028 | 1.4496 | 0.31916 | 1.2513
1 | 2027 | 2027-01-27 | 0.34253 | 1.4003 | 0.28772 | 1.5082 | 0.35372 | 1.7554 | 0.52123 | 2.7172 | 0.41685 | 2.2998 | 0.36878 | 2.2697 | 0.34286 | 1.53 | 0.31402 | 2.193 | 0.30066 | 1.4507 | 0.31566 | 1.2383
1 | 2027 | 2027-01-28 | 0.33823 | 1.3838 | 0.29426 | 1.5404 | 0.34383 | 1.7079 | 0.52025 | 2.7122 | 0.41575 | 2.2941 | 0.36804 | 2.2645 | 0.33986 | 1.5168 | 0.31809 | 2.2196 | 0.30711 | 1.4807 | 0.32388 | 1.2704
1 | 2027 | 2027-01-29 | 0.34504 | 1.4108 | 0.29684 | 1.5527 | 0.35 | 1.7366 | 0.52764 | 2.7459 | 0.42094 | 2.3254 | 0.37187 | 2.2831 | 0.33056 | 1.4748 | 0.31811 | 2.2184 | 0.30841 | 1.486 | 0.32989 | 1.2944
1 | 2027 | 2027-01-30 | 0.33338 | 1.3637 | 0.28028 | 1.4575 | 0.34041 | 1.6831 | 0.51634 | 2.6746 | 0.41226 | 2.2737 | 0.366 | 2.2384 | 0.31689 | 1.4106 | 0.29687 | 2.06 | 0.30442 | 1.4625 | 0.32753 | 1.2829
1 | 2027 | 2027-01-31 | 0.34359 | 1.4038 | 0.28257 | 1.4694 | 0.34744 | 1.7182 | 0.51242 | 2.65 | 0.40953 | 2.2619 | 0.36174 | 2.2063 | 0.32612 | 1.4512 | 0.29981 | 2.0796 | 0.30968 | 1.4871 | 0.32785 | 1.2844
2 | 2027 | 2027-02-01 | 0.35907 | 1.4808 | 0.30342 | 1.6063 | 0.35656 | 1.7874 | 0.50312 | 2.6522 | 0.41116 | 2.3414 | 0.37473 | 2.3261 | 0.33754 | 1.5096 | 0.30316 | 2.1561 | 0.30173 | 1.4516 | 0.32432 | 1.3044
2 | 2027 | 2027-02-02 | 0.37052 | 1.5264 | 0.31515 | 1.6667 | 0.36282 | 1.817 | 0.50125 | 2.6428 | 0.40957 | 2.3329 | 0.37321 | 2.3164 | 0.34975 | 1.5638 | 0.29989 | 2.133 | 0.2987 | 1.4371 | 0.33314 | 1.3395
2 | 2027 | 2027-02-03 | 0.37662 | 1.5514 | 0.30862 | 1.6327 | 0.36214 | 1.8142 | 0.50396 | 2.6564 | 0.41179 | 2.3482 | 0.3747 | 2.3243 | 0.35422 | 1.5841 | 0.29914 | 2.1285 | 0.30088 | 1.4465 | 0.32433 | 1.302
2 | 2027 | 2027-02-04 | 0.37362 | 1.5403 | 0.30565 | 1.6172 | 0.36134 | 1.8114 | 0.50353 | 2.6491 | 0.41062 | 2.3474 | 0.3752 | 2.324 | 0.33793 | 1.5116 | 0.3007 | 2.14 | 0.30503 | 1.4659 | 0.32955 | 1.3232
2 | 2027 | 2027-02-05 | 0.37545 | 1.5485 | 0.31592 | 1.6701 | 0.36559 | 1.8327 | 0.49481 | 2.6065 | 0.4036 | 2.3041 | 0.3689 | 2.2874 | 0.34507 | 1.5438 | 0.29337 | 2.0884 | 0.29735 | 1.4289 | 0.32804 | 1.3173
2 | 2027 | 2027-02-06 | 0.36441 | 1.5029 | 0.29714 | 1.5626 | 0.33758 | 1.6891 | 0.47196 | 2.478 | 0.38577 | 2.1983 | 0.35604 | 2.2035 | 0.32974 | 1.4717 | 0.27134 | 1.9246 | 0.29124 | 1.3955 | 0.31592 | 1.2684
2 | 2027 | 2027-02-07 | 0.37621 | 1.55 | 0.30655 | 1.611 | 0.34996 | 1.7492 | 0.47503 | 2.4918 | 0.3881 | 2.216 | 0.35807 | 2.2139 | 0.33484 | 1.4942 | 0.27356 | 1.9407 | 0.2959 | 1.4174 | 0.32414 | 1.3027
2 | 2027 | 2027-02-08 | 0.37109 | 1.5321 | 0.31179 | 1.6479 | 0.35327 | 1.7712 | 0.48932 | 2.5759 | 0.3987 | 2.2813 | 0.36491 | 2.2611 | 0.35051 | 1.5685 | 0.29155 | 2.0757 | 0.29785 | 1.4316 | 0.33651 | 1.3534
2 | 2027 | 2027-02-09 | 0.37457 | 1.5462 | 0.31228 | 1.6502 | 0.36929 | 1.8494 | 0.49249 | 2.5914 | 0.40133 | 2.2996 | 0.36672 | 2.2709 | 0.35084 | 1.5697 | 0.28665 | 2.0414 | 0.29311 | 1.4088 | 0.32935 | 1.3253
2 | 2027 | 2027-02-10 | 0.37903 | 1.5641 | 0.31656 | 1.6721 | 0.369 | 1.8479 | 0.49377 | 2.5983 | 0.40255 | 2.3084 | 0.36708 | 2.2729 | 0.33467 | 1.4974 | 0.28863 | 2.0557 | 0.29695 | 1.4271 | 0.33513 | 1.3491
2 | 2027 | 2027-02-11 | 0.37414 | 1.5458 | 0.31015 | 1.6387 | 0.36101 | 1.8096 | 0.48678 | 2.5638 | 0.39697 | 2.2746 | 0.36196 | 2.2431 | 0.33487 | 1.4985 | 0.29463 | 2.0985 | 0.30603 | 1.4703 | 0.34005 | 1.3683
2 | 2027 | 2027-02-12 | 0.36953 | 1.5281 | 0.30635 | 1.6189 | 0.36739 | 1.8419 | 0.47877 | 2.5225 | 0.39027 | 2.2357 | 0.35653 | 2.2107 | 0.33624 | 1.5047 | 0.29564 | 2.1068 | 0.31098 | 1.4928 | 0.32813 | 1.3214
2 | 2027 | 2027-02-13 | 0.36401 | 1.5043 | 0.29709 | 1.5607 | 0.36454 | 1.8202 | 0.46028 | 2.4155 | 0.37613 | 2.1531 | 0.34649 | 2.1434 | 0.3233 | 1.4438 | 0.27074 | 1.9225 | 0.30002 | 1.4367 | 0.328 | 1.32
2 | 2027 | 2027-02-14 | 0.34934 | 1.447 | 0.29501 | 1.5497 | 0.35785 | 1.788 | 0.46231 | 2.4248 | 0.37783 | 2.166 | 0.34757 | 2.149 | 0.32273 | 1.4416 | 0.26962 | 1.9152 | 0.3005 | 1.4387 | 0.31454 | 1.2653
2 | 2027 | 2027-02-15 | 0.36223 | 1.5002 | 0.29892 | 1.5796 | 0.36709 | 1.8395 | 0.46968 | 2.4752 | 0.38295 | 2.1963 | 0.34954 | 2.1687 | 0.32374 | 1.45 | 0.29221 | 2.0836 | 0.31038 | 1.4898 | 0.32881 | 1.3233
2 | 2027 | 2027-02-16 | 0.36063 | 1.4945 | 0.30144 | 1.5925 | 0.36497 | 1.8301 | 0.46692 | 2.4575 | 0.38024 | 2.1847 | 0.34806 | 2.1581 | 0.31273 | 1.4009 | 0.29345 | 2.0926 | 0.31281 | 1.5015 | 0.32861 | 1.3236
2 | 2027 | 2027-02-17 | 0.35798 | 1.4845 | 0.29107 | 1.5385 | 0.3488 | 1.7509 | 0.45476 | 2.3966 | 0.37038 | 2.1247 | 0.33953 | 2.1086 | 0.31318 | 1.4034 | 0.29056 | 2.0722 | 0.30958 | 1.4864 | 0.32122 | 1.2942
2 | 2027 | 2027-02-18 | 0.34929 | 1.4505 | 0.2908 | 1.5368 | 0.35427 | 1.7772 | 0.4486 | 2.3647 | 0.36533 | 2.0957 | 0.33518 | 2.0828 | 0.30743 | 1.3781 | 0.27888 | 1.9901 | 0.29653 | 1.4238 | 0.32909 | 1.3249
2 | 2027 | 2027-02-19 | 0.35081 | 1.4567 | 0.28815 | 1.5229 | 0.32941 | 1.6557 | 0.43996 | 2.3212 | 0.35837 | 2.054 | 0.32897 | 2.0467 | 0.30472 | 1.3663 | 0.26924 | 1.9217 | 0.28385 | 1.3639 | 0.31484 | 1.2681
2 | 2027 | 2027-02-20 | 0.34431 | 1.4294 | 0.26288 | 1.3818 | 0.33174 | 1.6598 | 0.42245 | 2.2197 | 0.34521 | 1.9769 | 0.31935 | 1.9822 | 0.28526 | 1.2758 | 0.25524 | 1.8147 | 0.28713 | 1.3757 | 0.30028 | 1.2101
2 | 2027 | 2027-02-21 | 0.33977 | 1.4118 | 0.26599 | 1.3976 | 0.3337 | 1.6704 | 0.42236 | 2.2176 | 0.34513 | 1.9793 | 0.31906 | 1.9797 | 0.28256 | 1.2641 | 0.25784 | 1.8341 | 0.2933 | 1.4044 | 0.31247 | 1.2586
2 | 2027 | 2027-02-22 | 0.34443 | 1.433 | 0.27785 | 1.4688 | 0.33165 | 1.6675 | 0.43504 | 2.2893 | 0.35392 | 2.0372 | 0.3255 | 2.023 | 0.29482 | 1.3231 | 0.27996 | 1.9985 | 0.30049 | 1.4436 | 0.31487 | 1.27
2 | 2027 | 2027-02-23 | 0.32008 | 1.3363 | 0.27321 | 1.4444 | 0.3157 | 1.5894 | 0.42732 | 2.2529 | 0.34815 | 2.0004 | 0.31932 | 1.9882 | 0.28862 | 1.2954 | 0.27647 | 1.9741 | 0.29703 | 1.4271 | 0.31249 | 1.2587
2 | 2027 | 2027-02-24 | 0.32629 | 1.3616 | 0.26323 | 1.3925 | 0.31736 | 1.597 | 0.41859 | 2.2089 | 0.34115 | 1.9584 | 0.313 | 1.9514 | 0.28302 | 1.2706 | 0.27471 | 1.9617 | 0.29498 | 1.4177 | 0.33193 | 1.337
2 | 2027 | 2027-02-25 | 0.3224 | 1.3467 | 0.25839 | 1.3671 | 0.30773 | 1.5502 | 0.41953 | 2.2088 | 0.34148 | 1.9661 | 0.31396 | 1.9547 | 0.27753 | 1.2464 | 0.27037 | 1.9312 | 0.29016 | 1.3949 | 0.30882 | 1.2455
2 | 2027 | 2027-02-26 | 0.30971 | 1.296 | 0.24666 | 1.3059 | 0.30089 | 1.515 | 0.41446 | 2.1874 | 0.33819 | 1.943 | 0.30911 | 1.9285 | 0.27714 | 1.2448 | 0.26792 | 1.9139 | 0.28714 | 1.3809 | 0.31423 | 1.2668
2 | 2027 | 2027-02-27 | 0.30241 | 1.2659 | 0.22804 | 1.1992 | 0.28524 | 1.4332 | 0.38462 | 2.0224 | 0.31464 | 1.8026 | 0.29159 | 1.8176 | 0.25107 | 1.1252 | 0.23336 | 1.6616 | 0.26483 | 1.2701 | 0.28092 | 1.1323
2 | 2027 | 2027-02-28 | 0.2933 | 1.2305 | 0.23006 | 1.2094 | 0.28439 | 1.4297 | 0.38328 | 2.0138 | 0.31355 | 1.7986 | 0.29038 | 1.8097 | 0.25807 | 1.1574 | 0.23794 | 1.6951 | 0.2734 | 1.3102 | 0.29323 | 1.1801
3 | 2027 | 2027-03-01 | 0.29436 | 1.249 | 0.23887 | 1.282 | 0.26507 | 1.3918 | 0.43078 | 2.2878 | 0.32833 | 1.8782 | 0.30147 | 1.947 | 0.25584 | 1.1563 | 0.2473 | 1.7465 | 0.27333 | 1.3483 | 0.28852 | 1.1912
3 | 2027 | 2027-03-02 | 0.28859 | 1.2262 | 0.23107 | 1.2409 | 0.25881 | 1.3591 | 0.4279 | 2.2721 | 0.32647 | 1.8698 | 0.29901 | 1.9319 | 0.24626 | 1.1133 | 0.24167 | 1.7083 | 0.27156 | 1.3392 | 0.28952 | 1.1948
3 | 2027 | 2027-03-03 | 0.29452 | 1.2524 | 0.23385 | 1.2548 | 0.27612 | 1.4494 | 0.42597 | 2.2613 | 0.32569 | 1.8691 | 0.29696 | 1.9194 | 0.2434 | 1.1011 | 0.24186 | 1.7093 | 0.26949 | 1.3296 | 0.29448 | 1.217
3 | 2027 | 2027-03-04 | 0.28401 | 1.21 | 0.23851 | 1.2788 | 0.25589 | 1.3435 | 0.4197 | 2.2279 | 0.31999 | 1.8333 | 0.29295 | 1.8946 | 0.25031 | 1.1324 | 0.25045 | 1.7678 | 0.27477 | 1.357 | 0.29348 | 1.2132
3 | 2027 | 2027-03-05 | 0.29246 | 1.2454 | 0.22935 | 1.2311 | 0.253 | 1.3285 | 0.40856 | 2.1709 | 0.31331 | 1.7955 | 0.28558 | 1.8479 | 0.24907 | 1.1268 | 0.24033 | 1.6984 | 0.26513 | 1.309 | 0.27774 | 1.1474
3 | 2027 | 2027-03-06 | 0.28735 | 1.2234 | 0.21702 | 1.1564 | 0.24646 | 1.2905 | 0.39798 | 2.1037 | 0.30441 | 1.7445 | 0.2798 | 1.8082 | 0.23145 | 1.0445 | 0.21617 | 1.5195 | 0.2539 | 1.2511 | 0.25719 | 1.0627
3 | 2027 | 2027-03-07 | 0.27797 | 1.1855 | 0.21585 | 1.1496 | 0.24603 | 1.2883 | 0.39567 | 2.0904 | 0.30196 | 1.7305 | 0.27785 | 1.7965 | 0.22655 | 1.0229 | 0.21323 | 1.499 | 0.24801 | 1.2225 | 0.25851 | 1.069
3 | 2027 | 2027-03-08 | 0.28342 | 1.2095 | 0.22465 | 1.2044 | 0.25441 | 1.336 | 0.40393 | 2.1428 | 0.30817 | 1.7687 | 0.28087 | 1.82 | 0.2402 | 1.0876 | 0.24024 | 1.6974 | 0.26347 | 1.3024 | 0.25951 | 1.0726
3 | 2027 | 2027-03-09 | 0.28637 | 1.2221 | 0.22437 | 1.2032 | 0.24935 | 1.3097 | 0.40229 | 2.1332 | 0.30732 | 1.7669 | 0.279 | 1.8086 | 0.24323 | 1.1016 | 0.2414 | 1.7053 | 0.26525 | 1.3118 | 0.27628 | 1.1428
3 | 2027 | 2027-03-10 | 0.28343 | 1.21 | 0.22812 | 1.2229 | 0.2553 | 1.3409 | 0.39745 | 2.1076 | 0.30448 | 1.7528 | 0.27525 | 1.7851 | 0.2363 | 1.071 | 0.24217 | 1.7107 | 0.2674 | 1.3229 | 0.2739 | 1.1332
3 | 2027 | 2027-03-11 | 0.26348 | 1.1296 | 0.21758 | 1.1662 | 0.2319 | 1.2186 | 0.38449 | 2.0406 | 0.29489 | 1.6933 | 0.26721 | 1.7341 | 0.22586 | 1.024 | 0.22698 | 1.6058 | 0.24686 | 1.2211 | 0.27406 | 1.1339
3 | 2027 | 2027-03-12 | 0.26441 | 1.1338 | 0.21108 | 1.1328 | 0.22081 | 1.1607 | 0.37623 | 1.9976 | 0.2894 | 1.6616 | 0.26159 | 1.6986 | 0.22537 | 1.0218 | 0.21867 | 1.5484 | 0.23575 | 1.1663 | 0.26525 | 1.0973
3 | 2027 | 2027-03-13 | 0.25481 | 1.0939 | 0.19303 | 1.0276 | 0.21221 | 1.1121 | 0.35957 | 1.8999 | 0.27691 | 1.5885 | 0.25217 | 1.6353 | 0.21025 | 0.95056 | 0.20161 | 1.4186 | 0.23669 | 1.1688 | 0.26295 | 1.0883
3 | 2027 | 2027-03-14 | 0.25591 | 1.0993 | 0.19425 | 1.0344 | 0.21281 | 1.1155 | 0.35288 | 1.865 | 0.27279 | 1.566 | 0.24735 | 1.6048 | 0.2061 | 0.93199 | 0.20712 | 1.4567 | 0.24706 | 1.2207 | 0.26598 | 1.1016
3 | 2027 | 2027-03-15 | 0.25661 | 1.1032 | 0.20623 | 1.1055 | 0.2256 | 1.1864 | 0.36325 | 1.9279 | 0.28053 | 1.6142 | 0.25148 | 1.6352 | 0.21172 | 0.96096 | 0.22804 | 1.613 | 0.25379 | 1.2573 | 0.27472 | 1.138
3 | 2027 | 2027-03-16 | 0.258 | 1.1088 | 0.19526 | 1.0475 | 0.21871 | 1.1506 | 0.3585 | 1.9024 | 0.27695 | 1.5938 | 0.24794 | 1.6131 | 0.20768 | 0.94296 | 0.22521 | 1.5927 | 0.24297 | 1.2048 | 0.24944 | 1.0333
3 | 2027 | 2027-03-17 | 0.25622 | 1.1018 | 0.20475 | 1.0983 | 0.22119 | 1.1638 | 0.352 | 1.8681 | 0.27221 | 1.566 | 0.2434 | 1.5844 | 0.21114 | 0.95859 | 0.22377 | 1.5825 | 0.24096 | 1.1954 | 0.25088 | 1.0398
3 | 2027 | 2027-03-18 | 0.24277 | 1.0468 | 0.20235 | 1.0845 | 0.23214 | 1.2214 | 0.34892 | 1.8509 | 0.26968 | 1.5521 | 0.24082 | 1.5683 | 0.20698 | 0.94009 | 0.22471 | 1.5885 | 0.2387 | 1.1852 | 0.2334 | 0.96717
3 | 2027 | 2027-03-19 | 0.25887 | 1.1124 | 0.20124 | 1.0778 | 0.22242 | 1.1708 | 0.351 | 1.8596 | 0.27011 | 1.5562 | 0.24129 | 1.5718 | 0.20656 | 0.93832 | 0.22154 | 1.5665 | 0.23537 | 1.1691 | 0.2423 | 1.0044
3 | 2027 | 2027-03-20 | 0.2562 | 1.1008 | 0.18916 | 1.0051 | 0.21704 | 1.1392 | 0.33027 | 1.7416 | 0.25544 | 1.4702 | 0.22938 | 1.4922 | 0.19685 | 0.89123 | 0.20414 | 1.4343 | 0.23659 | 1.173 | 0.23826 | 0.9888
3 | 2027 | 2027-03-21 | 0.25546 | 1.0979 | 0.20054 | 1.0658 | 0.23692 | 1.2436 | 0.33607 | 1.7689 | 0.25802 | 1.4872 | 0.23205 | 1.5099 | 0.20372 | 0.92238 | 0.20198 | 1.4189 | 0.23105 | 1.1463 | 0.23305 | 0.96765
3 | 2027 | 2027-03-22 | 0.26898 | 1.1542 | 0.20064 | 1.0743 | 0.23063 | 1.2148 | 0.35072 | 1.8534 | 0.26853 | 1.5527 | 0.23861 | 1.5558 | 0.21106 | 0.95902 | 0.22934 | 1.6197 | 0.24725 | 1.2301 | 0.24289 | 1.008
3 | 2027 | 2027-03-23 | 0.27161 | 1.1651 | 0.20281 | 1.0857 | 0.22553 | 1.1886 | 0.35193 | 1.858 | 0.2692 | 1.5597 | 0.23838 | 1.5545 | 0.20294 | 0.92227 | 0.23287 | 1.6436 | 0.25018 | 1.2455 | 0.24815 | 1.0311
3 | 2027 | 2027-03-24 | 0.27425 | 1.176 | 0.20674 | 1.1066 | 0.23718 | 1.25 | 0.34827 | 1.8381 | 0.2664 | 1.5443 | 0.23542 | 1.5359 | 0.20737 | 0.94223 | 0.22636 | 1.5983 | 0.24017 | 1.1964 | 0.24899 | 1.0355
3 | 2027 | 2027-03-25 | 0.25888 | 1.1133 | 0.19187 | 1.0274 | 0.21642 | 1.1419 | 0.33168 | 1.7529 | 0.2547 | 1.4718 | 0.22518 | 1.4704 | 0.20044 | 0.91108 | 0.22504 | 1.5892 | 0.24092 | 1.2006 | 0.24498 | 1.0186
3 | 2027 | 2027-03-26 | 0.2613 | 1.1235 | 0.18671 | 0.99972 | 0.21524 | 1.1363 | 0.321 | 1.6977 | 0.24722 | 1.4267 | 0.21823 | 1.426 | 0.19348 | 0.88005 | 0.21693 | 1.5329 | 0.22796 | 1.1369 | 0.24364 | 1.0137
3 | 2027 | 2027-03-27 | 0.23648 | 1.0224 | 0.16804 | 0.89374 | 0.18884 | 0.99496 | 0.30074 | 1.5823 | 0.23305 | 1.3442 | 0.20654 | 1.3476 | 0.17596 | 0.7975 | 0.19511 | 1.3704 | 0.22441 | 1.117 | 0.22807 | 0.94856
3 | 2027 | 2027-03-28 | 0.22578 | 0.97891 | 0.15381 | 0.81708 | 0.1776 | 0.9367 | 0.28238 | 1.4889 | 0.22181 | 1.2776 | 0.19487 | 1.2726 | 0.17272 | 0.78268 | 0.18407 | 1.294 | 0.20919 | 1.0418 | 0.22292 | 0.92661
3 | 2027 | 2027-03-29 | 0.2346 | 1.0165 | 0.16667 | 0.89402 | 0.19497 | 1.0321 | 0.29168 | 1.5464 | 0.22827 | 1.3165 | 0.19852 | 1.2997 | 0.18538 | 0.84292 | 0.20576 | 1.4556 | 0.21706 | 1.0842 | 0.21549 | 0.89574
3 | 2027 | 2027-03-30 | 0.24288 | 1.0493 | 0.17796 | 0.95374 | 0.19971 | 1.0575 | 0.30151 | 1.5943 | 0.23413 | 1.3555 | 0.20335 | 1.3309 | 0.19342 | 0.87926 | 0.21374 | 1.51 | 0.22509 | 1.1252 | 0.21672 | 0.90218
3 | 2027 | 2027-03-31 | 0.26166 | 1.1255 | 0.18616 | 0.99757 | 0.20625 | 1.0924 | 0.31433 | 1.6573 | 0.24173 | 1.4051 | 0.20995 | 1.3735 | 0.19759 | 0.89806 | 0.22262 | 1.5705 | 0.23282 | 1.1649 | 0.22924 | 0.95553
4 | 2027 | 2027-04-01 | 0.23696 | 1.0265 | 0.17492 | 0.92703 | 0.19151 | 0.9986 | 0.25485 | 1.3507 | 0.22967 | 1.2645 | 0.19743 | 1.2563 | 0.17639 | 0.77534 | 0.19674 | 1.4158 | 0.2137 | 1.0805 | 0.2278 | 0.95334
4 | 2027 | 2027-04-02 | 0.23376 | 1.0131 | 0.16788 | 0.88975 | 0.191 | 0.99661 | 0.2519 | 1.3354 | 0.22756 | 1.2527 | 0.19471 | 1.2388 | 0.18095 | 0.79428 | 0.19678 | 1.4157 | 0.21271 | 1.0764 | 0.22578 | 0.94507
4 | 2027 | 2027-04-03 | 0.22489 | 0.97592 | 0.1526 | 0.80111 | 0.1816 | 0.94516 | 0.24134 | 1.2702 | 0.22286 | 1.2194 | 0.1908 | 1.2058 | 0.16877 | 0.73635 | 0.17179 | 1.2324 | 0.20685 | 1.0452 | 0.21745 | 0.91149
4 | 2027 | 2027-04-04 | 0.22011 | 0.957 | 0.14817 | 0.77789 | 0.17392 | 0.90651 | 0.23411 | 1.2322 | 0.21539 | 1.1797 | 0.18448 | 1.1681 | 0.16139 | 0.70486 | 0.16676 | 1.1954 | 0.19709 | 0.99671 | 0.20732 | 0.86927
4 | 2027 | 2027-04-05 | 0.22219 | 0.96678 | 0.1551 | 0.82352 | 0.17247 | 0.9055 | 0.23799 | 1.2626 | 0.21477 | 1.1838 | 0.18235 | 1.1628 | 0.17063 | 0.74974 | 0.18432 | 1.3282 | 0.20134 | 1.0206 | 0.21358 | 0.89531
4 | 2027 | 2027-04-06 | 0.21027 | 0.91903 | 0.15252 | 0.80992 | 0.16981 | 0.89246 | 0.22573 | 1.1994 | 0.20162 | 1.1136 | 0.17153 | 1.0992 | 0.16055 | 0.7068 | 0.17647 | 1.2707 | 0.18683 | 0.94805 | 0.21061 | 0.8832
4 | 2027 | 2027-04-07 | 0.20212 | 0.88654 | 0.14717 | 0.7819 | 0.1586 | 0.83606 | 0.22114 | 1.1733 | 0.19655 | 1.0877 | 0.16786 | 1.0773 | 0.15556 | 0.68535 | 0.17281 | 1.244 | 0.18059 | 0.9173 | 0.20349 | 0.85386
4 | 2027 | 2027-04-08 | 0.19675 | 0.8641 | 0.14212 | 0.75554 | 0.16055 | 0.84729 | 0.21961 | 1.1654 | 0.19602 | 1.0844 | 0.16645 | 1.0674 | 0.15896 | 0.69931 | 0.17499 | 1.2591 | 0.18242 | 0.92752 | 0.19658 | 0.82482
4 | 2027 | 2027-04-09 | 0.19173 | 0.84353 | 0.13976 | 0.7431 | 0.15268 | 0.80792 | 0.21596 | 1.1462 | 0.1928 | 1.0672 | 0.16329 | 1.0476 | 0.15327 | 0.67493 | 0.1818 | 1.3067 | 0.1886 | 0.95999 | 0.20419 | 0.8575
4 | 2027 | 2027-04-10 | 0.17874 | 0.79046 | 0.12557 | 0.65975 | 0.148 | 0.77934 | 0.1969 | 1.0358 | 0.1774 | 0.9783 | 0.15231 | 0.97504 | 0.13645 | 0.59741 | 0.14549 | 1.0441 | 0.17206 | 0.8742 | 0.20382 | 0.85793
4 | 2027 | 2027-04-11 | 0.17832 | 0.7878 | 0.12525 | 0.65791 | 0.14074 | 0.74329 | 0.18916 | 0.99603 | 0.16953 | 0.93616 | 0.1455 | 0.93436 | 0.1315 | 0.57607 | 0.14383 | 1.0298 | 0.16288 | 0.82898 | 0.18096 | 0.76147
4 | 2027 | 2027-04-12 | 0.18395 | 0.81242 | 0.1319 | 0.70264 | 0.14256 | 0.75864 | 0.19725 | 1.0499 | 0.17442 | 0.9686 | 0.14686 | 0.94845 | 0.14244 | 0.62807 | 0.1619 | 1.1663 | 0.16776 | 0.8561 | 0.19204 | 0.80789
4 | 2027 | 2027-04-13 | 0.18391 | 0.81307 | 0.12717 | 0.67798 | 0.14071 | 0.74994 | 0.1951 | 1.0359 | 0.17191 | 0.95686 | 0.14553 | 0.94031 | 0.13776 | 0.60792 | 0.1616 | 1.1651 | 0.17043 | 0.87022 | 0.19688 | 0.82879
4 | 2027 | 2027-04-14 | 0.19202 | 0.84519 | 0.12989 | 0.69236 | 0.15004 | 0.79901 | 0.19563 | 1.0379 | 0.17339 | 0.96492 | 0.14617 | 0.9426 | 0.14749 | 0.6487 | 0.17151 | 1.2326 | 0.17389 | 0.88953 | 0.19115 | 0.80507
4 | 2027 | 2027-04-15 | 0.19458 | 0.85455 | 0.13205 | 0.70477 | 0.15075 | 0.80501 | 0.20145 | 1.0696 | 0.18205 | 1.0095 | 0.15103 | 0.96803 | 0.14879 | 0.65378 | 0.17695 | 1.2717 | 0.18232 | 0.93309 | 0.1868 | 0.7867
4 | 2027 | 2027-04-16 | 0.18386 | 0.81145 | 0.13191 | 0.70415 | 0.14737 | 0.78797 | 0.19689 | 1.0443 | 0.17709 | 0.98419 | 0.14745 | 0.94674 | 0.14739 | 0.6476 | 0.17062 | 1.2295 | 0.18294 | 0.9363 | 0.18603 | 0.78407
4 | 2027 | 2027-04-17 | 0.17423 | 0.77144 | 0.10923 | 0.57667 | 0.12763 | 0.68401 | 0.17003 | 0.89553 | 0.15301 | 0.84858 | 0.12948 | 0.83389 | 0.12692 | 0.55455 | 0.14013 | 1.0035 | 0.15898 | 0.81413 | 0.17028 | 0.71913
4 | 2027 | 2027-04-18 | 0.17828 | 0.78764 | 0.11441 | 0.6042 | 0.13252 | 0.71026 | 0.16916 | 0.89103 | 0.15303 | 0.84864 | 0.12886 | 0.82891 | 0.13031 | 0.56853 | 0.14571 | 1.0428 | 0.16488 | 0.84509 | 0.17089 | 0.72193
4 | 2027 | 2027-04-19 | 0.18317 | 0.80922 | 0.12562 | 0.6725 | 0.13691 | 0.73941 | 0.18407 | 0.97804 | 0.16502 | 0.92031 | 0.13671 | 0.88123 | 0.14422 | 0.63309 | 0.16747 | 1.2042 | 0.17008 | 0.87428 | 0.17815 | 0.75221
4 | 2027 | 2027-04-20 | 0.16873 | 0.7503 | 0.1155 | 0.61988 | 0.12466 | 0.67765 | 0.17251 | 0.91867 | 0.15246 | 0.85373 | 0.12675 | 0.82299 | 0.1325 | 0.58326 | 0.16225 | 1.1664 | 0.16141 | 0.83119 | 0.17191 | 0.72635
4 | 2027 | 2027-04-21 | 0.17803 | 0.78855 | 0.11898 | 0.63852 | 0.13126 | 0.71266 | 0.1751 | 0.93075 | 0.15599 | 0.87339 | 0.12947 | 0.83776 | 0.13212 | 0.58122 | 0.16539 | 1.1893 | 0.16696 | 0.86016 | 0.16877 | 0.71352
4 | 2027 | 2027-04-22 | 0.17582 | 0.77956 | 0.12142 | 0.65233 | 0.13243 | 0.72034 | 0.17343 | 0.92217 | 0.15499 | 0.86824 | 0.12824 | 0.8295 | 0.13835 | 0.60721 | 0.15627 | 1.1264 | 0.16157 | 0.83305 | 0.17056 | 0.72173
4 | 2027 | 2027-04-23 | 0.1618 | 0.72324 | 0.11248 | 0.60602 | 0.12414 | 0.679 | 0.16555 | 0.88159 | 0.14663 | 0.8242 | 0.12162 | 0.7906 | 0.12235 | 0.53937 | 0.14658 | 1.0572 | 0.14836 | 0.76682 | 0.15024 | 0.63627
4 | 2027 | 2027-04-24 | 0.14375 | 0.64892 | 0.094895 | 0.50528 | 0.10847 | 0.59547 | 0.13952 | 0.73819 | 0.12381 | 0.69491 | 0.10434 | 0.68169 | 0.10768 | 0.47089 | 0.11667 | 0.83699 | 0.12975 | 0.67146 | 0.13893 | 0.58987
4 | 2027 | 2027-04-25 | 0.14489 | 0.65359 | 0.09321 | 0.49726 | 0.10261 | 0.56711 | 0.13259 | 0.7025 | 0.11653 | 0.65664 | 0.098602 | 0.64795 | 0.10012 | 0.43864 | 0.11853 | 0.84892 | 0.12806 | 0.66412 | 0.14754 | 0.62675
4 | 2027 | 2027-04-26 | 0.1577 | 0.7068 | 0.10506 | 0.5689 | 0.11246 | 0.62284 | 0.14944 | 0.79966 | 0.1307 | 0.74015 | 0.1083 | 0.71124 | 0.11142 | 0.49229 | 0.14255 | 1.0295 | 0.14551 | 0.75472 | 0.1526 | 0.64762
4 | 2027 | 2027-04-27 | 0.15254 | 0.68617 | 0.10313 | 0.55936 | 0.11519 | 0.63809 | 0.14775 | 0.78965 | 0.12903 | 0.73261 | 0.10743 | 0.70594 | 0.11271 | 0.49744 | 0.14066 | 1.0163 | 0.14342 | 0.74498 | 0.1481 | 0.62908
4 | 2027 | 2027-04-28 | 0.15239 | 0.6851 | 0.10335 | 0.56165 | 0.11718 | 0.6501 | 0.14546 | 0.7795 | 0.1278 | 0.72552 | 0.10551 | 0.69357 | 0.11715 | 0.51593 | 0.1448 | 1.0437 | 0.14214 | 0.73995 | 0.14903 | 0.63311
4 | 2027 | 2027-04-29 | 0.16129 | 0.72198 | 0.1081 | 0.5874 | 0.12478 | 0.69079 | 0.14262 | 0.76299 | 0.12449 | 0.7098 | 0.10379 | 0.68384 | 0.12318 | 0.54109 | 0.14695 | 1.0604 | 0.14848 | 0.77271 | 0.1474 | 0.62659
4 | 2027 | 2027-04-30 | 0.15904 | 0.71252 | 0.10446 | 0.5695 | 0.11533 | 0.6439 | 0.1441 | 0.7716 | 0.1274 | 0.72518 | 0.10534 | 0.69168 | 0.11992 | 0.52716 | 0.14413 | 1.0396 | 0.14243 | 0.74307 | 0.1539 | 0.65442
5 | 2027 | 2027-05-01 | 0.13472 | 0.61539 | 0.07269 | 0.40344 | 0.091818 | 0.55274 | 0.10263 | 0.56197 | 0.1021 | 0.59711 | 0.079157 | 0.54126 | 0.083344 | 0.37643 | 0.11085 | 0.78412 | 0.1095 | 0.59089 | 0.11271 | 0.48918
5 | 2027 | 2027-05-02 | 0.12919 | 0.59295 | 0.071593 | 0.39741 | 0.089556 | 0.54107 | 0.10023 | 0.5498 | 0.099871 | 0.58551 | 0.077397 | 0.53044 | 0.080903 | 0.3656 | 0.11133 | 0.78778 | 0.11122 | 0.60127 | 0.10976 | 0.47637
5 | 2027 | 2027-05-03 | 0.14264 | 0.64947 | 0.0806 | 0.45459 | 0.094957 | 0.57269 | 0.1127 | 0.62536 | 0.10908 | 0.64327 | 0.083385 | 0.5733 | 0.093862 | 0.42713 | 0.13446 | 0.95958 | 0.12052 | 0.65158 | 0.12167 | 0.52626
5 | 2027 | 2027-05-04 | 0.13771 | 0.62952 | 0.080519 | 0.45381 | 0.09493 | 0.57398 | 0.11048 | 0.60958 | 0.10475 | 0.61533 | 0.08101 | 0.55493 | 0.091291 | 0.4157 | 0.13297 | 0.94831 | 0.11945 | 0.6469 | 0.11565 | 0.50032
5 | 2027 | 2027-05-05 | 0.13241 | 0.60813 | 0.078896 | 0.44594 | 0.092386 | 0.56072 | 0.10835 | 0.59799 | 0.10269 | 0.60409 | 0.079536 | 0.54538 | 0.090684 | 0.41319 | 0.13017 | 0.92961 | 0.11581 | 0.62807 | 0.11692 | 0.5063
5 | 2027 | 2027-05-06 | 0.12763 | 0.58842 | 0.076226 | 0.43367 | 0.086851 | 0.52938 | 0.10583 | 0.58639 | 0.1004 | 0.5929 | 0.077708 | 0.53508 | 0.088464 | 0.40341 | 0.1249 | 0.89364 | 0.10823 | 0.58787 | 0.10952 | 0.47384
5 | 2027 | 2027-05-07 | 0.13282 | 0.60999 | 0.073736 | 0.42084 | 0.088687 | 0.5435 | 0.10308 | 0.57335 | 0.097138 | 0.57555 | 0.075365 | 0.52123 | 0.083671 | 0.38188 | 0.12618 | 0.90428 | 0.11109 | 0.60444 | 0.11022 | 0.47761
5 | 2027 | 2027-05-08 | 0.1371 | 0.62712 | 0.066546 | 0.37524 | 0.082324 | 0.50987 | 0.086551 | 0.47797 | 0.085631 | 0.50837 | 0.067248 | 0.46651 | 0.08022 | 0.363 | 0.10676 | 0.75888 | 0.11004 | 0.60103 | 0.10587 | 0.46159
5 | 2027 | 2027-05-09 | 0.13763 | 0.62954 | 0.067396 | 0.38233 | 0.087471 | 0.54417 | 0.0853 | 0.47159 | 0.086395 | 0.51503 | 0.067482 | 0.46871 | 0.081056 | 0.36687 | 0.10635 | 0.75713 | 0.11039 | 0.60398 | 0.11376 | 0.49687
5 | 2027 | 2027-05-10 | 0.13232 | 0.60825 | 0.075537 | 0.4356 | 0.088033 | 0.54663 | 0.097345 | 0.54641 | 0.094433 | 0.56642 | 0.072797 | 0.50833 | 0.086915 | 0.39658 | 0.12586 | 0.90391 | 0.11401 | 0.62337 | 0.117 | 0.50865
5 | 2027 | 2027-05-11 | 0.13475 | 0.61878 | 0.075507 | 0.43707 | 0.088535 | 0.55203 | 0.095237 | 0.53421 | 0.091492 | 0.54913 | 0.071066 | 0.49661 | 0.082553 | 0.37749 | 0.12328 | 0.88486 | 0.11154 | 0.61103 | 0.1116 | 0.48479
5 | 2027 | 2027-05-12 | 0.13179 | 0.60687 | 0.073486 | 0.42667 | 0.087764 | 0.54933 | 0.092833 | 0.52291 | 0.088855 | 0.53547 | 0.069235 | 0.48614 | 0.081792 | 0.37406 | 0.11959 | 0.85842 | 0.10714 | 0.58816 | 0.1074 | 0.46674
5 | 2027 | 2027-05-13 | 0.12901 | 0.59554 | 0.072185 | 0.42063 | 0.086012 | 0.5405 | 0.091215 | 0.51697 | 0.089352 | 0.54209 | 0.069124 | 0.48795 | 0.079759 | 0.36507 | 0.11924 | 0.85655 | 0.10788 | 0.59323 | 0.11036 | 0.48011
5 | 2027 | 2027-05-14 | 0.12087 | 0.56214 | 0.071002 | 0.41549 | 0.08504 | 0.53721 | 0.088635 | 0.50274 | 0.084832 | 0.51528 | 0.066483 | 0.47063 | 0.078347 | 0.35905 | 0.1146 | 0.82521 | 0.10155 | 0.55983 | 0.10584 | 0.46044
5 | 2027 | 2027-05-15 | 0.10525 | 0.49768 | 0.058561 | 0.34106 | 0.070697 | 0.45428 | 0.072063 | 0.40503 | 0.071336 | 0.43412 | 0.05764 | 0.4096 | 0.06215 | 0.28334 | 0.089735 | 0.64034 | 0.092271 | 0.51179 | 0.093653 | 0.40856
5 | 2027 | 2027-05-16 | 0.11256 | 0.52815 | 0.059474 | 0.34663 | 0.073064 | 0.47073 | 0.070901 | 0.398 | 0.07109 | 0.43358 | 0.057595 | 0.40921 | 0.063209 | 0.28844 | 0.08753 | 0.62622 | 0.089862 | 0.4997 | 0.089161 | 0.38935
5 | 2027 | 2027-05-17 | 0.12111 | 0.56452 | 0.070992 | 0.41838 | 0.081399 | 0.52025 | 0.084286 | 0.47946 | 0.082571 | 0.50589 | 0.065161 | 0.46347 | 0.07544 | 0.34705 | 0.11177 | 0.80739 | 0.10098 | 0.55983 | 0.10489 | 0.45677
5 | 2027 | 2027-05-18 | 0.11505 | 0.53985 | 0.066586 | 0.39521 | 0.077323 | 0.497 | 0.081779 | 0.46559 | 0.077859 | 0.47778 | 0.062503 | 0.44609 | 0.071234 | 0.3287 | 0.10883 | 0.78842 | 0.09735 | 0.54111 | 0.10376 | 0.45225
5 | 2027 | 2027-05-19 | 0.10339 | 0.49179 | 0.063222 | 0.3794 | 0.073813 | 0.47835 | 0.079528 | 0.45418 | 0.07449 | 0.45876 | 0.060521 | 0.43402 | 0.070393 | 0.32524 | 0.10599 | 0.76949 | 0.094061 | 0.52427 | 0.093363 | 0.40657
5 | 2027 | 2027-05-20 | 0.10583 | 0.50222 | 0.062635 | 0.37813 | 0.070756 | 0.46139 | 0.078065 | 0.44882 | 0.074641 | 0.46294 | 0.060392 | 0.43567 | 0.065211 | 0.30249 | 0.10573 | 0.76779 | 0.095166 | 0.53135 | 0.098339 | 0.4286
5 | 2027 | 2027-05-21 | 0.10986 | 0.51933 | 0.063612 | 0.38382 | 0.072707 | 0.47477 | 0.076494 | 0.4395 | 0.07245 | 0.45013 | 0.059325 | 0.42853 | 0.066305 | 0.30778 | 0.10284 | 0.74649 | 0.092395 | 0.51742 | 0.096541 | 0.42073
5 | 2027 | 2027-05-22 | 0.097321 | 0.46726 | 0.051294 | 0.3113 | 0.063115 | 0.42142 | 0.060309 | 0.34395 | 0.059541 | 0.37254 | 0.05096 | 0.37086 | 0.056743 | 0.26185 | 0.081176 | 0.58654 | 0.08768 | 0.49412 | 0.08764 | 0.38469
5 | 2027 | 2027-05-23 | 0.098266 | 0.47186 | 0.05498 | 0.33209 | 0.064971 | 0.43477 | 0.059227 | 0.34337 | 0.062136 | 0.39378 | 0.051984 | 0.38229 | 0.057804 | 0.26716 | 0.081247 | 0.58752 | 0.089249 | 0.50373 | 0.088965 | 0.3902
5 | 2027 | 2027-05-24 | 0.098416 | 0.47346 | 0.062424 | 0.38145 | 0.07151 | 0.47305 | 0.071528 | 0.41503 | 0.067054 | 0.4223 | 0.056329 | 0.41228 | 0.069788 | 0.32482 | 0.10131 | 0.73967 | 0.093578 | 0.52699 | 0.09859 | 0.43039
5 | 2027 | 2027-05-25 | 0.10676 | 0.50843 | 0.063281 | 0.38778 | 0.072481 | 0.48131 | 0.070035 | 0.40856 | 0.066023 | 0.41834 | 0.055711 | 0.41006 | 0.068239 | 0.31852 | 0.10046 | 0.73347 | 0.093871 | 0.52972 | 0.095515 | 0.4175
5 | 2027 | 2027-05-26 | 0.10513 | 0.50218 | 0.064346 | 0.39512 | 0.072497 | 0.48298 | 0.069177 | 0.40431 | 0.066326 | 0.42182 | 0.056032 | 0.41316 | 0.069255 | 0.3237 | 0.098123 | 0.71757 | 0.091521 | 0.51804 | 0.098051 | 0.42887
5 | 2027 | 2027-05-27 | 0.097693 | 0.47162 | 0.059853 | 0.37136 | 0.069337 | 0.46519 | 0.066932 | 0.39405 | 0.062705 | 0.40187 | 0.053898 | 0.4011 | 0.06327 | 0.29759 | 0.094783 | 0.69442 | 0.087612 | 0.49792 | 0.092386 | 0.40364
5 | 2027 | 2027-05-28 | 0.093219 | 0.45348 | 0.058556 | 0.3656 | 0.066394 | 0.44859 | 0.065681 | 0.38783 | 0.061553 | 0.39635 | 0.053377 | 0.39876 | 0.059721 | 0.2823 | 0.091445 | 0.67139 | 0.083656 | 0.47753 | 0.092675 | 0.40509
5 | 2027 | 2027-05-29 | 0.084872 | 0.41916 | 0.047609 | 0.30061 | 0.057488 | 0.39943 | 0.049594 | 0.29455 | 0.049143 | 0.32294 | 0.045191 | 0.34373 | 0.047447 | 0.22441 | 0.066113 | 0.48519 | 0.07311 | 0.42262 | 0.080382 | 0.35393
5 | 2027 | 2027-05-30 | 0.081808 | 0.40651 | 0.046266 | 0.29609 | 0.055632 | 0.39033 | 0.047759 | 0.28701 | 0.046828 | 0.31141 | 0.043791 | 0.33697 | 0.051058 | 0.24116 | 0.067809 | 0.49932 | 0.076729 | 0.44337 | 0.081854 | 0.36184
5 | 2027 | 2027-05-31 | 0.087863 | 0.43269 | 0.057537 | 0.36565 | 0.064074 | 0.43969 | 0.061857 | 0.37023 | 0.057969 | 0.37986 | 0.051627 | 0.39169 | 0.058176 | 0.27733 | 0.092015 | 0.67936 | 0.087981 | 0.50437 | 0.09201 | 0.4038
6 | 2027 | 2027-06-01 | 0.082589 | 0.40864 | 0.051345 | 0.34239 | 0.05824 | 0.41412 | 0.061798 | 0.38932 | 0.056592 | 0.38541 | 0.048099 | 0.37769 | 0.044957 | 0.2199 | 0.088465 | 0.67002 | 0.076244 | 0.44914 | 0.085259 | 0.38016
6 | 2027 | 2027-06-02 | 0.084765 | 0.41803 | 0.052598 | 0.35291 | 0.058507 | 0.41803 | 0.061434 | 0.39015 | 0.056691 | 0.38886 | 0.047961 | 0.3786 | 0.044312 | 0.21727 | 0.087485 | 0.664 | 0.076105 | 0.44963 | 0.083289 | 0.37149
6 | 2027 | 2027-06-03 | 0.084322 | 0.41663 | 0.051913 | 0.35011 | 0.057635 | 0.41315 | 0.059702 | 0.37931 | 0.054685 | 0.37636 | 0.047335 | 0.37512 | 0.0451 | 0.22188 | 0.08486 | 0.64433 | 0.074063 | 0.43817 | 0.079205 | 0.35308
6 | 2027 | 2027-06-04 | 0.081374 | 0.40463 | 0.050647 | 0.34312 | 0.056129 | 0.40454 | 0.058558 | 0.37379 | 0.053819 | 0.3729 | 0.047076 | 0.3751 | 0.044069 | 0.21725 | 0.082594 | 0.6271 | 0.071414 | 0.42272 | 0.077687 | 0.34638
6 | 2027 | 2027-06-05 | 0.073699 | 0.37254 | 0.038731 | 0.2728 | 0.048052 | 0.36057 | 0.042753 | 0.28174 | 0.041779 | 0.30109 | 0.03918 | 0.3219 | 0.03331 | 0.16621 | 0.060157 | 0.46415 | 0.065817 | 0.39777 | 0.071679 | 0.32364
6 | 2027 | 2027-06-06 | 0.072351 | 0.36787 | 0.037995 | 0.26931 | 0.046864 | 0.35438 | 0.041921 | 0.27769 | 0.040896 | 0.29651 | 0.038857 | 0.32073 | 0.033817 | 0.17052 | 0.058693 | 0.45335 | 0.063716 | 0.38571 | 0.069951 | 0.31653
6 | 2027 | 2027-06-07 | 0.079664 | 0.39864 | 0.050286 | 0.34552 | 0.055616 | 0.40621 | 0.056725 | 0.36767 | 0.052417 | 0.36905 | 0.046466 | 0.37502 | 0.045622 | 0.22841 | 0.081709 | 0.62525 | 0.071992 | 0.43034 | 0.079733 | 0.35718
6 | 2027 | 2027-06-08 | 0.076249 | 0.38521 | 0.049666 | 0.34334 | 0.05657 | 0.41376 | 0.055559 | 0.36051 | 0.050981 | 0.36018 | 0.046051 | 0.37291 | 0.04444 | 0.22342 | 0.080196 | 0.61479 | 0.071289 | 0.42738 | 0.080265 | 0.35986
6 | 2027 | 2027-06-09 | 0.074025 | 0.37613 | 0.049519 | 0.34385 | 0.054051 | 0.39806 | 0.055485 | 0.36257 | 0.05128 | 0.36451 | 0.046102 | 0.37496 | 0.042755 | 0.21557 | 0.080304 | 0.61801 | 0.07298 | 0.43957 | 0.08273 | 0.37115
6 | 2027 | 2027-06-10 | 0.076658 | 0.38848 | 0.049596 | 0.34637 | 0.055157 | 0.40669 | 0.054585 | 0.35786 | 0.050465 | 0.36067 | 0.045939 | 0.37521 | 0.04375 | 0.22228 | 0.078796 | 0.60734 | 0.071851 | 0.43388 | 0.081335 | 0.3653
6 | 2027 | 2027-06-11 | 0.077815 | 0.39372 | 0.04938 | 0.34639 | 0.054497 | 0.40344 | 0.053672 | 0.35289 | 0.049611 | 0.35649 | 0.045786 | 0.3755 | 0.043899 | 0.2239 | 0.079374 | 0.61359 | 0.072443 | 0.4389 | 0.079786 | 0.35849
6 | 2027 | 2027-06-12 | 0.06679 | 0.34748 | 0.037851 | 0.27806 | 0.045815 | 0.35555 | 0.03845 | 0.26481 | 0.03835 | 0.29016 | 0.03823 | 0.32492 | 0.032745 | 0.17038 | 0.05558 | 0.43818 | 0.063081 | 0.38999 | 0.065805 | 0.29992
6 | 2027 | 2027-06-13 | 0.066794 | 0.34729 | 0.039824 | 0.29262 | 0.047862 | 0.3716 | 0.038465 | 0.26633 | 0.038324 | 0.29107 | 0.038181 | 0.32546 | 0.031082 | 0.1628 | 0.054263 | 0.42823 | 0.060546 | 0.37522 | 0.06615 | 0.30241
6 | 2027 | 2027-06-14 | 0.069725 | 0.36138 | 0.048459 | 0.3447 | 0.054912 | 0.40968 | 0.052042 | 0.34556 | 0.048128 | 0.35076 | 0.045568 | 0.37766 | 0.040614 | 0.21061 | 0.075325 | 0.58484 | 0.068484 | 0.41821 | 0.074322 | 0.33483
6 | 2027 | 2027-06-15 | 0.072312 | 0.37235 | 0.046897 | 0.33555 | 0.052121 | 0.39138 | 0.051435 | 0.34264 | 0.047671 | 0.34933 | 0.045574 | 0.37913 | 0.040491 | 0.21018 | 0.07477 | 0.58193 | 0.068309 | 0.41858 | 0.077443 | 0.34949
6 | 2027 | 2027-06-16 | 0.073715 | 0.37901 | 0.047188 | 0.33899 | 0.052664 | 0.39655 | 0.052335 | 0.35085 | 0.048749 | 0.35803 | 0.04579 | 0.38166 | 0.041146 | 0.21505 | 0.075435 | 0.58881 | 0.068914 | 0.42375 | 0.08075 | 0.36537
6 | 2027 | 2027-06-17 | 0.074463 | 0.38254 | 0.047388 | 0.34165 | 0.052086 | 0.39357 | 0.05174 | 0.3482 | 0.048495 | 0.35844 | 0.045923 | 0.38438 | 0.042142 | 0.22134 | 0.076119 | 0.59605 | 0.069969 | 0.43186 | 0.077553 | 0.351
6 | 2027 | 2027-06-18 | 0.070334 | 0.36582 | 0.048105 | 0.34774 | 0.051882 | 0.39308 | 0.050887 | 0.34298 | 0.047685 | 0.35432 | 0.045895 | 0.38547 | 0.042735 | 0.22551 | 0.07541 | 0.59176 | 0.069445 | 0.43007 | 0.077031 | 0.34906
6 | 2027 | 2027-06-19 | 0.062985 | 0.33499 | 0.035889 | 0.27514 | 0.044364 | 0.35223 | 0.035909 | 0.25609 | 0.036684 | 0.28958 | 0.038494 | 0.33589 | 0.030241 | 0.16599 | 0.051431 | 0.41516 | 0.06069 | 0.38526 | 0.06841 | 0.31461
6 | 2027 | 2027-06-20 | 0.063766 | 0.33939 | 0.034578 | 0.2676 | 0.043207 | 0.3449 | 0.035663 | 0.25468 | 0.036207 | 0.28682 | 0.03843 | 0.33601 | 0.029288 | 0.16149 | 0.05068 | 0.41008 | 0.059303 | 0.37793 | 0.067913 | 0.31288
6 | 2027 | 2027-06-21 | 0.07163 | 0.37372 | 0.046143 | 0.33927 | 0.050953 | 0.38823 | 0.049659 | 0.33649 | 0.046482 | 0.34958 | 0.045992 | 0.38935 | 0.041135 | 0.22104 | 0.073433 | 0.58064 | 0.0692 | 0.43336 | 0.077942 | 0.35454
6 | 2027 | 2027-06-22 | 0.067635 | 0.35725 | 0.047244 | 0.3477 | 0.05247 | 0.39948 | 0.049876 | 0.33822 | 0.0464 | 0.34917 | 0.045969 | 0.38946 | 0.040508 | 0.21885 | 0.073726 | 0.58425 | 0.069131 | 0.43437 | 0.078009 | 0.35555
6 | 2027 | 2027-06-23 | 0.066951 | 0.35458 | 0.046485 | 0.34376 | 0.050678 | 0.38835 | 0.050533 | 0.34438 | 0.047401 | 0.35768 | 0.046317 | 0.39323 | 0.040964 | 0.22161 | 0.072885 | 0.57825 | 0.067358 | 0.42462 | 0.079324 | 0.36176
6 | 2027 | 2027-06-24 | 0.059795 | 0.32535 | 0.04517 | 0.33609 | 0.050141 | 0.38489 | 0.049941 | 0.33961 | 0.046322 | 0.35016 | 0.046121 | 0.392 | 0.040217 | 0.21959 | 0.072541 | 0.57688 | 0.067154 | 0.42494 | 0.078617 | 0.35884
6 | 2027 | 2027-06-25 | 0.05889 | 0.32237 | 0.044385 | 0.33208 | 0.04964 | 0.38167 | 0.049593 | 0.33597 | 0.045168 | 0.34121 | 0.045805 | 0.38922 | 0.038378 | 0.21096 | 0.070671 | 0.56182 | 0.063181 | 0.40121 | 0.074478 | 0.3406
6 | 2027 | 2027-06-26 | 0.049294 | 0.28238 | 0.032354 | 0.26045 | 0.041075 | 0.33353 | 0.03431 | 0.24575 | 0.033561 | 0.27149 | 0.038275 | 0.33817 | 0.02806 | 0.16318 | 0.047586 | 0.39233 | 0.054947 | 0.35971 | 0.063376 | 0.29524
6 | 2027 | 2027-06-27 | 0.049772 | 0.28444 | 0.032236 | 0.2608 | 0.041034 | 0.33396 | 0.035233 | 0.25337 | 0.034691 | 0.28039 | 0.038606 | 0.34142 | 0.027072 | 0.15885 | 0.047094 | 0.38939 | 0.053929 | 0.35483 | 0.062691 | 0.29257
6 | 2027 | 2027-06-28 | 0.056488 | 0.3136 | 0.044224 | 0.33435 | 0.049386 | 0.38191 | 0.050365 | 0.34267 | 0.045845 | 0.34805 | 0.046212 | 0.39412 | 0.037936 | 0.21177 | 0.071173 | 0.56935 | 0.062336 | 0.40045 | 0.073805 | 0.33954
6 | 2027 | 2027-06-29 | 0.05857 | 0.323 | 0.043831 | 0.33288 | 0.049151 | 0.38072 | 0.050077 | 0.34096 | 0.045623 | 0.34765 | 0.046332 | 0.39596 | 0.037797 | 0.21261 | 0.070658 | 0.56647 | 0.061787 | 0.39864 | 0.073725 | 0.33987
6 | 2027 | 2027-06-30 | 0.058834 | 0.32479 | 0.043644 | 0.33285 | 0.048851 | 0.37897 | 0.049814 | 0.33937 | 0.045417 | 0.34731 | 0.046448 | 0.39773 | 0.037699 | 0.21339 | 0.070971 | 0.57045 | 0.062197 | 0.40287 | 0.075642 | 0.34924
7 | 2027 | 2027-07-01 | 0.053889 | 0.31941 | 0.040358 | 0.32366 | 0.047355 | 0.37596 | 0.055774 | 0.38446 | 0.044582 | 0.35146 | 0.047291 | 0.42734 | 0.03359 | 0.2088 | 0.06585 | 0.53111 | 0.059569 | 0.39539 | 0.071155 | 0.32726
7 | 2027 | 2027-07-02 | 0.049723 | 0.2985 | 0.040144 | 0.32488 | 0.047462 | 0.38002 | 0.057372 | 0.39672 | 0.045229 | 0.35804 | 0.04763 | 0.43379 | 0.033608 | 0.20704 | 0.065853 | 0.53236 | 0.059262 | 0.39496 | 0.069713 | 0.32081
7 | 2027 | 2027-07-03 | 0.042572 | 0.269 | 0.028283 | 0.25474 | 0.038753 | 0.33017 | 0.044035 | 0.3211 | 0.034854 | 0.29803 | 0.040417 | 0.38788 | 0.023671 | 0.15704 | 0.042631 | 0.36174 | 0.050476 | 0.35052 | 0.060549 | 0.28507
7 | 2027 | 2027-07-04 | 0.042343 | 0.26865 | 0.028072 | 0.25177 | 0.038315 | 0.32532 | 0.041558 | 0.30174 | 0.033809 | 0.28806 | 0.03998 | 0.3783 | 0.023546 | 0.15898 | 0.042466 | 0.36114 | 0.049791 | 0.34643 | 0.058848 | 0.27756
7 | 2027 | 2027-07-05 | 0.047881 | 0.29124 | 0.039496 | 0.32183 | 0.046548 | 0.37205 | 0.056899 | 0.39249 | 0.044991 | 0.35625 | 0.047606 | 0.43185 | 0.034038 | 0.2097 | 0.065765 | 0.53459 | 0.057728 | 0.38926 | 0.068722 | 0.31856
7 | 2027 | 2027-07-06 | 0.048656 | 0.2964 | 0.039272 | 0.3214 | 0.046338 | 0.37095 | 0.056508 | 0.38921 | 0.044817 | 0.35463 | 0.04753 | 0.42997 | 0.034216 | 0.20957 | 0.065843 | 0.53627 | 0.057244 | 0.38823 | 0.068806 | 0.31962
7 | 2027 | 2027-07-07 | 0.047641 | 0.2921 | 0.039043 | 0.32107 | 0.046265 | 0.37209 | 0.057238 | 0.39458 | 0.04511 | 0.35749 | 0.047648 | 0.43223 | 0.033814 | 0.21082 | 0.065832 | 0.53694 | 0.056544 | 0.3853 | 0.06904 | 0.32152
7 | 2027 | 2027-07-08 | 0.046993 | 0.28902 | 0.038815 | 0.31864 | 0.04591 | 0.36866 | 0.057028 | 0.39267 | 0.045012 | 0.35652 | 0.047577 | 0.43071 | 0.034065 | 0.2117 | 0.06654 | 0.54567 | 0.057617 | 0.39479 | 0.071213 | 0.33309
7 | 2027 | 2027-07-09 | 0.047132 | 0.29117 | 0.038576 | 0.31953 | 0.045878 | 0.37051 | 0.057933 | 0.39939 | 0.045377 | 0.36001 | 0.047698 | 0.43332 | 0.033899 | 0.21162 | 0.066337 | 0.54417 | 0.0564 | 0.38783 | 0.068496 | 0.32046
7 | 2027 | 2027-07-10 | 0.039489 | 0.2592 | 0.026687 | 0.25036 | 0.037278 | 0.3225 | 0.045315 | 0.32918 | 0.035305 | 0.30262 | 0.040522 | 0.38902 | 0.022993 | 0.16197 | 0.043042 | 0.37254 | 0.047252 | 0.33959 | 0.057107 | 0.27365
7 | 2027 | 2027-07-11 | 0.038123 | 0.25231 | 0.02645 | 0.24736 | 0.036851 | 0.31798 | 0.042909 | 0.31027 | 0.034287 | 0.29267 | 0.039999 | 0.37857 | 0.02269 | 0.16331 | 0.043328 | 0.37633 | 0.047077 | 0.34049 | 0.057804 | 0.27814
7 | 2027 | 2027-07-12 | 0.044996 | 0.28238 | 0.03785 | 0.31701 | 0.045079 | 0.36476 | 0.056984 | 0.39118 | 0.044937 | 0.35547 | 0.047288 | 0.42611 | 0.033507 | 0.21231 | 0.066747 | 0.55077 | 0.054956 | 0.38292 | 0.066865 | 0.31516
7 | 2027 | 2027-07-13 | 0.044479 | 0.28027 | 0.037603 | 0.31548 | 0.044849 | 0.36352 | 0.058438 | 0.40218 | 0.045523 | 0.36105 | 0.047446 | 0.43022 | 0.033489 | 0.21286 | 0.066843 | 0.55254 | 0.054384 | 0.3801 | 0.066457 | 0.31397
7 | 2027 | 2027-07-14 | 0.043964 | 0.27815 | 0.037354 | 0.31382 | 0.044568 | 0.36147 | 0.058408 | 0.40173 | 0.045487 | 0.3606 | 0.047313 | 0.42848 | 0.033338 | 0.21263 | 0.067042 | 0.55521 | 0.053812 | 0.37855 | 0.066588 | 0.31543
7 | 2027 | 2027-07-15 | 0.044253 | 0.28109 | 0.037092 | 0.31651 | 0.044454 | 0.36218 | 0.059957 | 0.41353 | 0.046105 | 0.3665 | 0.047455 | 0.43268 | 0.032905 | 0.21219 | 0.06715 | 0.55698 | 0.053112 | 0.37533 | 0.066361 | 0.31525
7 | 2027 | 2027-07-16 | 0.044582 | 0.28372 | 0.036843 | 0.31229 | 0.044119 | 0.35933 | 0.060393 | 0.41676 | 0.046256 | 0.36788 | 0.047374 | 0.43247 | 0.032965 | 0.21324 | 0.067494 | 0.56135 | 0.052936 | 0.37604 | 0.066171 | 0.31529
7 | 2027 | 2027-07-17 | 0.036487 | 0.24898 | 0.024935 | 0.24286 | 0.035572 | 0.31245 | 0.046502 | 0.3369 | 0.035631 | 0.30515 | 0.039845 | 0.38228 | 0.022238 | 0.16282 | 0.044347 | 0.39073 | 0.043476 | 0.32803 | 0.054919 | 0.26903
7 | 2027 | 2027-07-18 | 0.03596 | 0.24666 | 0.024675 | 0.24195 | 0.035292 | 0.31058 | 0.046607 | 0.33767 | 0.035635 | 0.30515 | 0.039668 | 0.38055 | 0.022343 | 0.16298 | 0.044629 | 0.39477 | 0.043449 | 0.32776 | 0.054504 | 0.26785
7 | 2027 | 2027-07-19 | 0.042968 | 0.27712 | 0.036058 | 0.31219 | 0.043575 | 0.35855 | 0.061025 | 0.42153 | 0.0464 | 0.36917 | 0.046901 | 0.4285 | 0.032636 | 0.21319 | 0.068093 | 0.56944 | 0.051073 | 0.36926 | 0.064531 | 0.30961
7 | 2027 | 2027-07-20 | 0.04261 | 0.27581 | 0.035797 | 0.3105 | 0.043429 | 0.35894 | 0.060793 | 0.41981 | 0.046253 | 0.36778 | 0.046627 | 0.42526 | 0.031993 | 0.21339 | 0.06834 | 0.57269 | 0.050535 | 0.36758 | 0.0638 | 0.30702
7 | 2027 | 2027-07-21 | 0.04246 | 0.27579 | 0.035535 | 0.30923 | 0.043001 | 0.35477 | 0.06039 | 0.41685 | 0.04603 | 0.36569 | 0.046305 | 0.42126 | 0.031942 | 0.21351 | 0.068637 | 0.57696 | 0.05053 | 0.36725 | 0.063668 | 0.3074
7 | 2027 | 2027-07-22 | 0.041774 | 0.27235 | 0.035273 | 0.30751 | 0.042725 | 0.35313 | 0.061238 | 0.42365 | 0.046322 | 0.36865 | 0.046197 | 0.422 | 0.03172 | 0.21275 | 0.069012 | 0.58172 | 0.050337 | 0.36771 | 0.064318 | 0.31144
7 | 2027 | 2027-07-23 | 0.042009 | 0.27443 | 0.035013 | 0.30563 | 0.042355 | 0.34997 | 0.060647 | 0.41939 | 0.04601 | 0.36578 | 0.045807 | 0.41712 | 0.031713 | 0.21197 | 0.069155 | 0.5839 | 0.04956 | 0.364 | 0.062876 | 0.30528
7 | 2027 | 2027-07-24 | 0.034499 | 0.2429 | 0.023106 | 0.23403 | 0.033618 | 0.30027 | 0.046191 | 0.33566 | 0.035113 | 0.30069 | 0.038056 | 0.36409 | 0.021333 | 0.16198 | 0.046053 | 0.41412 | 0.040343 | 0.31638 | 0.052652 | 0.26433
7 | 2027 | 2027-07-25 | 0.03624 | 0.25283 | 0.022845 | 0.23317 | 0.033306 | 0.29813 | 0.046355 | 0.33743 | 0.035103 | 0.30088 | 0.037774 | 0.36199 | 0.020954 | 0.16116 | 0.046449 | 0.41944 | 0.040406 | 0.31741 | 0.052154 | 0.26271
7 | 2027 | 2027-07-26 | 0.042349 | 0.2779 | 0.034233 | 0.30245 | 0.041637 | 0.3471 | 0.061771 | 0.42959 | 0.046246 | 0.36891 | 0.045077 | 0.41325 | 0.030597 | 0.21137 | 0.070052 | 0.596 | 0.04849 | 0.36118 | 0.06157 | 0.30143
7 | 2027 | 2027-07-27 | 0.041211 | 0.2725 | 0.033976 | 0.30217 | 0.041385 | 0.34599 | 0.063002 | 0.43982 | 0.04667 | 0.37343 | 0.044962 | 0.41516 | 0.030688 | 0.2097 | 0.070197 | 0.59842 | 0.047805 | 0.35759 | 0.061465 | 0.30192
7 | 2027 | 2027-07-28 | 0.040629 | 0.26976 | 0.03373 | 0.29767 | 0.04087 | 0.3406 | 0.060415 | 0.4206 | 0.045498 | 0.36254 | 0.044128 | 0.40235 | 0.030814 | 0.20986 | 0.070471 | 0.60252 | 0.047613 | 0.35656 | 0.061104 | 0.30101
7 | 2027 | 2027-07-29 | 0.040521 | 0.26973 | 0.033481 | 0.29669 | 0.040681 | 0.34054 | 0.061286 | 0.42825 | 0.045762 | 0.36563 | 0.043919 | 0.40282 | 0.030714 | 0.20946 | 0.070814 | 0.60701 | 0.047212 | 0.35627 | 0.061137 | 0.30194
7 | 2027 | 2027-07-30 | 0.041052 | 0.27317 | 0.033232 | 0.29777 | 0.040539 | 0.34126 | 0.061501 | 0.43094 | 0.045747 | 0.3661 | 0.043577 | 0.40077 | 0.030315 | 0.20835 | 0.071039 | 0.61029 | 0.046581 | 0.35405 | 0.060105 | 0.29765
7 | 2027 | 2027-07-31 | 0.033956 | 0.24345 | 0.021351 | 0.22448 | 0.031694 | 0.28989 | 0.046579 | 0.34434 | 0.034618 | 0.29922 | 0.035644 | 0.34574 | 0.019278 | 0.15743 | 0.047822 | 0.43983 | 0.037409 | 0.30505 | 0.050041 | 0.25749
8 | 2027 | 2027-08-01 | 0.037002 | 0.26173 | 0.021413 | 0.22047 | 0.030217 | 0.27275 | 0.031836 | 0.22831 | 0.031231 | 0.28257 | 0.022752 | 0.19367 | 0.020203 | 0.16205 | 0.045937 | 0.43763 | 0.038555 | 0.32298 | 0.050799 | 0.27287
8 | 2027 | 2027-08-02 | 0.044208 | 0.29285 | 0.032912 | 0.29161 | 0.038385 | 0.31973 | 0.045979 | 0.31106 | 0.04211 | 0.35016 | 0.028706 | 0.23023 | 0.030222 | 0.21229 | 0.07004 | 0.6159 | 0.046837 | 0.36363 | 0.060898 | 0.31326
8 | 2027 | 2027-08-03 | 0.043419 | 0.28855 | 0.032599 | 0.28848 | 0.038184 | 0.31832 | 0.047211 | 0.32276 | 0.041897 | 0.34575 | 0.030566 | 0.25161 | 0.02998 | 0.21023 | 0.070158 | 0.61953 | 0.046332 | 0.36213 | 0.060417 | 0.30962
8 | 2027 | 2027-08-04 | 0.043774 | 0.292 | 0.032383 | 0.28744 | 0.037922 | 0.31723 | 0.046718 | 0.32035 | 0.041768 | 0.34657 | 0.02936 | 0.24046 | 0.029708 | 0.20846 | 0.070286 | 0.6228 | 0.045951 | 0.361 | 0.060122 | 0.31007
8 | 2027 | 2027-08-05 | 0.044207 | 0.29399 | 0.032213 | 0.28734 | 0.037659 | 0.31621 | 0.0462 | 0.31786 | 0.041626 | 0.34732 | 0.028142 | 0.22926 | 0.029561 | 0.21144 | 0.070913 | 0.62789 | 0.045512 | 0.35616 | 0.059993 | 0.31419
8 | 2027 | 2027-08-06 | 0.042995 | 0.28705 | 0.031975 | 0.2855 | 0.037435 | 0.3151 | 0.046187 | 0.31968 | 0.04144 | 0.34637 | 0.027869 | 0.22818 | 0.029066 | 0.20598 | 0.071336 | 0.63224 | 0.045112 | 0.35278 | 0.059458 | 0.30885
8 | 2027 | 2027-08-07 | 0.036579 | 0.26137 | 0.02017 | 0.21503 | 0.028731 | 0.26611 | 0.031351 | 0.23466 | 0.030275 | 0.27937 | 0.02007 | 0.17542 | 0.018317 | 0.15489 | 0.04744 | 0.45952 | 0.03632 | 0.31123 | 0.048677 | 0.26702
8 | 2027 | 2027-08-08 | 0.035789 | 0.25734 | 0.020006 | 0.21457 | 0.028505 | 0.26518 | 0.031287 | 0.23633 | 0.030064 | 0.27832 | 0.019779 | 0.1743 | 0.017977 | 0.15367 | 0.047863 | 0.46428 | 0.035828 | 0.30725 | 0.048302 | 0.26495
8 | 2027 | 2027-08-09 | 0.042178 | 0.28472 | 0.031458 | 0.28348 | 0.03676 | 0.31231 | 0.045888 | 0.32382 | 0.040817 | 0.34355 | 0.026808 | 0.22281 | 0.028162 | 0.20285 | 0.071514 | 0.64091 | 0.044247 | 0.3509 | 0.058465 | 0.30563
8 | 2027 | 2027-08-10 | 0.0435 | 0.29183 | 0.031321 | 0.28324 | 0.036543 | 0.31155 | 0.04588 | 0.32623 | 0.040579 | 0.3421 | 0.026698 | 0.22374 | 0.027869 | 0.20304 | 0.071255 | 0.64236 | 0.044107 | 0.35287 | 0.05815 | 0.30445
8 | 2027 | 2027-08-11 | 0.04395 | 0.29416 | 0.03119 | 0.2829 | 0.036339 | 0.31084 | 0.04553 | 0.32593 | 0.040351 | 0.3416 | 0.026012 | 0.21861 | 0.027366 | 0.19956 | 0.071259 | 0.64557 | 0.043714 | 0.35186 | 0.057913 | 0.30481
8 | 2027 | 2027-08-12 | 0.043065 | 0.28893 | 0.031034 | 0.28174 | 0.036164 | 0.31013 | 0.045474 | 0.32821 | 0.040096 | 0.34009 | 0.025896 | 0.21961 | 0.027179 | 0.20036 | 0.07139 | 0.64884 | 0.043436 | 0.3504 | 0.058201 | 0.30667
8 | 2027 | 2027-08-13 | 0.043242 | 0.29 | 0.031003 | 0.28325 | 0.035988 | 0.30956 | 0.045184 | 0.32866 | 0.039847 | 0.33923 | 0.025399 | 0.21659 | 0.02672 | 0.19621 | 0.07196 | 0.65411 | 0.043 | 0.34518 | 0.057319 | 0.30195
8 | 2027 | 2027-08-14 | 0.036547 | 0.2619 | 0.019226 | 0.21189 | 0.02734 | 0.26111 | 0.029544 | 0.23791 | 0.028655 | 0.27402 | 0.016432 | 0.15184 | 0.015949 | 0.14518 | 0.048875 | 0.48473 | 0.034089 | 0.29695 | 0.046762 | 0.25835
8 | 2027 | 2027-08-15 | 0.036293 | 0.26031 | 0.0191 | 0.21065 | 0.027215 | 0.2606 | 0.029318 | 0.23913 | 0.02839 | 0.27281 | 0.01613 | 0.151 | 0.015648 | 0.14324 | 0.048861 | 0.48745 | 0.033884 | 0.29651 | 0.046284 | 0.25713
8 | 2027 | 2027-08-16 | 0.043485 | 0.29078 | 0.030713 | 0.28159 | 0.035539 | 0.30835 | 0.044081 | 0.32883 | 0.039076 | 0.33694 | 0.023731 | 0.20598 | 0.025852 | 0.19438 | 0.072309 | 0.66371 | 0.042332 | 0.34099 | 0.056602 | 0.29931
8 | 2027 | 2027-08-17 | 0.043193 | 0.28934 | 0.030651 | 0.28126 | 0.035422 | 0.30812 | 0.043923 | 0.33084 | 0.0388 | 0.33543 | 0.023632 | 0.20737 | 0.025451 | 0.19183 | 0.072474 | 0.66707 | 0.042142 | 0.33924 | 0.056428 | 0.29923
8 | 2027 | 2027-08-18 | 0.043416 | 0.29 | 0.030615 | 0.28122 | 0.035313 | 0.30802 | 0.043855 | 0.33369 | 0.038518 | 0.33361 | 0.023733 | 0.21092 | 0.025084 | 0.18887 | 0.072065 | 0.66793 | 0.042166 | 0.34223 | 0.05629 | 0.29962
8 | 2027 | 2027-08-19 | 0.04521 | 0.30047 | 0.030659 | 0.28271 | 0.035218 | 0.30804 | 0.042073 | 0.32247 | 0.038335 | 0.3371 | 0.020789 | 0.18212 | 0.024748 | 0.18783 | 0.072214 | 0.67122 | 0.04202 | 0.34062 | 0.056338 | 0.29875
8 | 2027 | 2027-08-20 | 0.044815 | 0.29781 | 0.030641 | 0.28246 | 0.035156 | 0.3081 | 0.042507 | 0.32965 | 0.038027 | 0.3337 | 0.021868 | 0.19611 | 0.024468 | 0.18613 | 0.072143 | 0.6741 | 0.04181 | 0.34016 | 0.055874 | 0.29602
8 | 2027 | 2027-08-21 | 0.038289 | 0.27086 | 0.019094 | 0.21424 | 0.026614 | 0.26038 | 0.026116 | 0.23338 | 0.026873 | 0.27063 | 0.011817 | 0.12003 | 0.013774 | 0.13475 | 0.049043 | 0.50462 | 0.033046 | 0.29212 | 0.045238 | 0.25316
8 | 2027 | 2027-08-22 | 0.037162 | 0.26419 | 0.019052 | 0.21271 | 0.026604 | 0.26061 | 0.027377 | 0.24756 | 0.026528 | 0.2647 | 0.014453 | 0.15061 | 0.013503 | 0.13331 | 0.049215 | 0.50797 | 0.032966 | 0.29046 | 0.04516 | 0.25332
8 | 2027 | 2027-08-23 | 0.044295 | 0.29444 | 0.030827 | 0.28508 | 0.035042 | 0.30915 | 0.041623 | 0.33359 | 0.037264 | 0.33045 | 0.021379 | 0.19852 | 0.023685 | 0.18142 | 0.072248 | 0.68148 | 0.041973 | 0.33974 | 0.056199 | 0.29904
8 | 2027 | 2027-08-24 | 0.044063 | 0.29349 | 0.030902 | 0.2855 | 0.035072 | 0.30963 | 0.03958 | 0.32057 | 0.037128 | 0.3349 | 0.018137 | 0.16656 | 0.023479 | 0.18177 | 0.072627 | 0.68598 | 0.041798 | 0.33617 | 0.05607 | 0.29715
8 | 2027 | 2027-08-25 | 0.043851 | 0.29261 | 0.030976 | 0.28551 | 0.035144 | 0.31016 | 0.0404 | 0.33126 | 0.03684 | 0.33053 | 0.020072 | 0.18964 | 0.023224 | 0.17865 | 0.073062 | 0.69109 | 0.041525 | 0.33174 | 0.055598 | 0.29211
8 | 2027 | 2027-08-26 | 0.044822 | 0.29875 | 0.031142 | 0.28727 | 0.035198 | 0.31098 | 0.040262 | 0.33408 | 0.036621 | 0.32924 | 0.020313 | 0.19468 | 0.023391 | 0.18309 | 0.07215 | 0.68928 | 0.042038 | 0.33987 | 0.055711 | 0.29485
8 | 2027 | 2027-08-27 | 0.044842 | 0.29869 | 0.031298 | 0.28836 | 0.03526 | 0.31199 | 0.039489 | 0.33167 | 0.036457 | 0.33003 | 0.019435 | 0.18779 | 0.023669 | 0.18848 | 0.072193 | 0.69216 | 0.042102 | 0.33954 | 0.056099 | 0.29829
8 | 2027 | 2027-08-28 | 0.036578 | 0.26333 | 0.019839 | 0.21947 | 0.026907 | 0.265 | 0.024135 | 0.24429 | 0.025332 | 0.2643 | 0.011452 | 0.13358 | 0.012911 | 0.13561 | 0.049391 | 0.52455 | 0.033243 | 0.28882 | 0.045177 | 0.2509
8 | 2027 | 2027-08-29 | 0.040053 | 0.27912 | 0.020156 | 0.22342 | 0.027032 | 0.26623 | 0.021885 | 0.2297 | 0.025293 | 0.26998 | 0.0079624 | 0.098811 | 0.01345 | 0.14692 | 0.04856 | 0.52383 | 0.033594 | 0.29565 | 0.04678 | 0.26582
8 | 2027 | 2027-08-30 | 0.0456 | 0.30093 | 0.032082 | 0.2964 | 0.035623 | 0.31574 | 0.038049 | 0.33177 | 0.036036 | 0.33056 | 0.018512 | 0.18502 | 0.023324 | 0.18855 | 0.07255 | 0.70203 | 0.042309 | 0.33704 | 0.056319 | 0.29955
8 | 2027 | 2027-08-31 | 0.046657 | 0.30449 | 0.032239 | 0.29577 | 0.03582 | 0.31716 | 0.037305 | 0.3296 | 0.035961 | 0.33191 | 0.017763 | 0.17928 | 0.022964 | 0.18485 | 0.07239 | 0.70378 | 0.042625 | 0.3392 | 0.056447 | 0.30024
9 | 2027 | 2027-09-01 | 0.047057 | 0.31504 | 0.032152 | 0.30532 | 0.036444 | 0.3308 | 0.044316 | 0.3972 | 0.035164 | 0.3465 | 0.033185 | 0.35346 | 0.02614 | 0.19862 | 0.073642 | 0.71834 | 0.046317 | 0.36423 | 0.063629 | 0.33429
9 | 2027 | 2027-09-02 | 0.049574 | 0.3311 | 0.033022 | 0.31703 | 0.036976 | 0.33607 | 0.044396 | 0.40388 | 0.035368 | 0.35688 | 0.034114 | 0.36748 | 0.026606 | 0.20219 | 0.073374 | 0.72342 | 0.048445 | 0.38423 | 0.062848 | 0.32815
9 | 2027 | 2027-09-03 | 0.050139 | 0.33239 | 0.033191 | 0.31357 | 0.036935 | 0.33241 | 0.044097 | 0.40558 | 0.035311 | 0.35976 | 0.034368 | 0.37266 | 0.026562 | 0.20157 | 0.073793 | 0.72657 | 0.047776 | 0.3748 | 0.060544 | 0.31381
9 | 2027 | 2027-09-04 | 0.046254 | 0.32015 | 0.021544 | 0.24043 | 0.028779 | 0.28614 | 0.028472 | 0.31367 | 0.024134 | 0.28518 | 0.025807 | 0.30967 | 0.016326 | 0.15248 | 0.050065 | 0.55416 | 0.039661 | 0.33282 | 0.050898 | 0.27473
9 | 2027 | 2027-09-05 | 0.049474 | 0.33423 | 0.021943 | 0.24305 | 0.02915 | 0.29076 | 0.028118 | 0.31436 | 0.02422 | 0.28582 | 0.025732 | 0.31045 | 0.015776 | 0.14765 | 0.05024 | 0.55733 | 0.039765 | 0.33126 | 0.051527 | 0.27736
9 | 2027 | 2027-09-06 | 0.058071 | 0.37285 | 0.034394 | 0.32016 | 0.037941 | 0.33891 | 0.042859 | 0.40548 | 0.035695 | 0.35704 | 0.033415 | 0.36605 | 0.026914 | 0.20323 | 0.074063 | 0.74039 | 0.050764 | 0.39752 | 0.06482 | 0.33602
9 | 2027 | 2027-09-07 | 0.054946 | 0.35471 | 0.034647 | 0.32479 | 0.038641 | 0.34601 | 0.042442 | 0.40488 | 0.035661 | 0.35627 | 0.033392 | 0.36684 | 0.026749 | 0.2009 | 0.074183 | 0.74147 | 0.050149 | 0.38849 | 0.064918 | 0.33598
9 | 2027 | 2027-09-08 | 0.058487 | 0.37476 | 0.03512 | 0.33061 | 0.038835 | 0.34865 | 0.042657 | 0.41208 | 0.036111 | 0.36728 | 0.034493 | 0.38181 | 0.028435 | 0.2136 | 0.074368 | 0.74704 | 0.051416 | 0.39824 | 0.066728 | 0.3457
9 | 2027 | 2027-09-09 | 0.057304 | 0.36483 | 0.035458 | 0.32833 | 0.03928 | 0.35028 | 0.042363 | 0.41245 | 0.036131 | 0.36833 | 0.034781 | 0.38596 | 0.027373 | 0.20362 | 0.073964 | 0.7448 | 0.050874 | 0.39046 | 0.064347 | 0.33008
9 | 2027 | 2027-09-10 | 0.059969 | 0.37998 | 0.036374 | 0.33651 | 0.03976 | 0.35228 | 0.042553 | 0.41876 | 0.036746 | 0.3772 | 0.035573 | 0.39663 | 0.027905 | 0.20667 | 0.074515 | 0.75394 | 0.05279 | 0.40597 | 0.065644 | 0.33671
9 | 2027 | 2027-09-11 | 0.053647 | 0.35202 | 0.025116 | 0.26624 | 0.031793 | 0.30479 | 0.027367 | 0.33056 | 0.026022 | 0.30816 | 0.027725 | 0.34102 | 0.018042 | 0.15989 | 0.051267 | 0.58549 | 0.045357 | 0.36922 | 0.056121 | 0.29699
9 | 2027 | 2027-09-12 | 0.054134 | 0.35412 | 0.025722 | 0.26819 | 0.032368 | 0.30908 | 0.027345 | 0.33349 | 0.026664 | 0.31108 | 0.027854 | 0.34283 | 0.017997 | 0.15766 | 0.050994 | 0.58906 | 0.047187 | 0.38483 | 0.056817 | 0.30025
9 | 2027 | 2027-09-13 | 0.058742 | 0.36683 | 0.037808 | 0.34031 | 0.041404 | 0.35957 | 0.042322 | 0.42531 | 0.038222 | 0.38426 | 0.036186 | 0.40443 | 0.027706 | 0.20088 | 0.075658 | 0.76862 | 0.054464 | 0.41137 | 0.066787 | 0.33819
9 | 2027 | 2027-09-14 | 0.066384 | 0.40974 | 0.039032 | 0.35039 | 0.042296 | 0.36523 | 0.042549 | 0.43062 | 0.039158 | 0.3903 | 0.036585 | 0.40917 | 0.030217 | 0.21955 | 0.07604 | 0.77263 | 0.054702 | 0.40973 | 0.06985 | 0.3552
9 | 2027 | 2027-09-15 | 0.066736 | 0.41161 | 0.039515 | 0.3565 | 0.042729 | 0.36954 | 0.042049 | 0.42595 | 0.038986 | 0.38419 | 0.036567 | 0.40727 | 0.031399 | 0.22695 | 0.07596 | 0.77112 | 0.053801 | 0.39717 | 0.070724 | 0.35852
9 | 2027 | 2027-09-16 | 0.066442 | 0.40687 | 0.040044 | 0.35827 | 0.04341 | 0.37261 | 0.041703 | 0.42284 | 0.039093 | 0.37959 | 0.036553 | 0.40531 | 0.030847 | 0.22052 | 0.076194 | 0.77861 | 0.056119 | 0.41656 | 0.071532 | 0.36162
9 | 2027 | 2027-09-17 | 0.067433 | 0.41248 | 0.040789 | 0.36247 | 0.044144 | 0.37715 | 0.041842 | 0.4254 | 0.039538 | 0.38366 | 0.037424 | 0.41427 | 0.032192 | 0.22908 | 0.076739 | 0.78524 | 0.057202 | 0.42293 | 0.073962 | 0.37419
9 | 2027 | 2027-09-18 | 0.061373 | 0.3846 | 0.030106 | 0.29853 | 0.036444 | 0.33309 | 0.027859 | 0.34948 | 0.030082 | 0.33135 | 0.031072 | 0.37582 | 0.02256 | 0.18306 | 0.053943 | 0.61997 | 0.050199 | 0.38917 | 0.06557 | 0.34041
9 | 2027 | 2027-09-19 | 0.061324 | 0.38272 | 0.03185 | 0.31363 | 0.039182 | 0.35771 | 0.0287 | 0.35993 | 0.031116 | 0.34696 | 0.033047 | 0.39822 | 0.025247 | 0.20246 | 0.05436 | 0.61916 | 0.048363 | 0.3661 | 0.060206 | 0.30708
9 | 2027 | 2027-09-20 | 0.073508 | 0.44031 | 0.045077 | 0.39765 | 0.047319 | 0.39636 | 0.043996 | 0.45243 | 0.043469 | 0.41829 | 0.040938 | 0.45228 | 0.035277 | 0.24713 | 0.07805 | 0.79929 | 0.058982 | 0.42724 | 0.076642 | 0.3828
9 | 2027 | 2027-09-21 | 0.078053 | 0.46084 | 0.045945 | 0.40016 | 0.049277 | 0.41175 | 0.046122 | 0.47856 | 0.046697 | 0.45114 | 0.043191 | 0.47934 | 0.037295 | 0.26069 | 0.079129 | 0.81766 | 0.064018 | 0.47246 | 0.080827 | 0.40572
9 | 2027 | 2027-09-22 | 0.077449 | 0.45777 | 0.047572 | 0.41663 | 0.050516 | 0.42427 | 0.047648 | 0.49603 | 0.048468 | 0.47602 | 0.045927 | 0.51055 | 0.03993 | 0.27894 | 0.079891 | 0.83169 | 0.06804 | 0.50787 | 0.088968 | 0.4513
9 | 2027 | 2027-09-23 | 0.078597 | 0.46024 | 0.047542 | 0.41177 | 0.050569 | 0.41808 | 0.04673 | 0.48135 | 0.047786 | 0.45556 | 0.045239 | 0.49636 | 0.040865 | 0.28356 | 0.080401 | 0.82934 | 0.065408 | 0.47639 | 0.084671 | 0.42325
9 | 2027 | 2027-09-24 | 0.080948 | 0.46993 | 0.04811 | 0.41137 | 0.051221 | 0.41863 | 0.046848 | 0.47947 | 0.048509 | 0.45109 | 0.045356 | 0.49305 | 0.040517 | 0.27671 | 0.080971 | 0.82827 | 0.063231 | 0.44939 | 0.081165 | 0.40059
9 | 2027 | 2027-09-25 | 0.073805 | 0.43975 | 0.037993 | 0.35365 | 0.044021 | 0.37828 | 0.032682 | 0.39656 | 0.038326 | 0.39082 | 0.039326 | 0.45466 | 0.030267 | 0.2242 | 0.057845 | 0.66178 | 0.056925 | 0.42279 | 0.071276 | 0.35867
9 | 2027 | 2027-09-26 | 0.077048 | 0.45522 | 0.038801 | 0.35601 | 0.045305 | 0.38589 | 0.03391 | 0.40748 | 0.039969 | 0.40499 | 0.04117 | 0.47271 | 0.031855 | 0.23312 | 0.058378 | 0.66873 | 0.058566 | 0.43435 | 0.07197 | 0.36039
9 | 2027 | 2027-09-27 | 0.085081 | 0.49168 | 0.051833 | 0.43834 | 0.053981 | 0.43133 | 0.050644 | 0.5135 | 0.053079 | 0.49772 | 0.051783 | 0.55794 | 0.042232 | 0.27876 | 0.082657 | 0.85351 | 0.069906 | 0.50163 | 0.08374 | 0.4083
9 | 2027 | 2027-09-28 | 0.0893 | 0.5124 | 0.053254 | 0.44799 | 0.055616 | 0.44312 | 0.052587 | 0.5322 | 0.055643 | 0.52138 | 0.054163 | 0.58251 | 0.045189 | 0.29899 | 0.083189 | 0.85862 | 0.070803 | 0.50565 | 0.092513 | 0.45826
9 | 2027 | 2027-09-29 | 0.089086 | 0.51043 | 0.054298 | 0.45992 | 0.057041 | 0.45482 | 0.053914 | 0.54202 | 0.057064 | 0.53498 | 0.05645 | 0.60428 | 0.046824 | 0.30798 | 0.084309 | 0.86301 | 0.069737 | 0.48896 | 0.090917 | 0.44695
9 | 2027 | 2027-09-30 | 0.090159 | 0.51513 | 0.056898 | 0.48243 | 0.058125 | 0.4575 | 0.055167 | 0.55039 | 0.05925 | 0.54206 | 0.057232 | 0.60756 | 0.047932 | 0.3122 | 0.084745 | 0.86516 | 0.069654 | 0.48322 | 0.091008 | 0.44338
10 | 2027 | 2027-10-01 | 0.098467 | 0.49325 | 0.062643 | 0.48476 | 0.060194 | 0.45201 | 0.05457 | 0.57131 | 0.062994 | 0.51933 | 0.053774 | 0.58118 | 0.064523 | 0.34419 | 0.091857 | 0.90616 | 0.083668 | 0.52553 | 0.099114 | 0.4423
10 | 2027 | 2027-10-02 | 0.098708 | 0.49205 | 0.053711 | 0.4319 | 0.055061 | 0.42298 | 0.041848 | 0.49706 | 0.054673 | 0.46958 | 0.04908 | 0.5528 | 0.065458 | 0.343 | 0.071446 | 0.75846 | 0.081475 | 0.5168 | 0.090688 | 0.40638
10 | 2027 | 2027-10-03 | 0.11366 | 0.5514 | 0.060922 | 0.48152 | 0.065982 | 0.49036 | 0.045862 | 0.53422 | 0.060274 | 0.51169 | 0.054639 | 0.60919 | 0.070795 | 0.36936 | 0.075808 | 0.79739 | 0.093784 | 0.59028 | 0.10444 | 0.46354
10 | 2027 | 2027-10-04 | 0.11995 | 0.5776 | 0.073875 | 0.55945 | 0.075475 | 0.54331 | 0.063281 | 0.64402 | 0.074751 | 0.60252 | 0.065511 | 0.69371 | 0.081545 | 0.42049 | 0.09894 | 0.96538 | 0.096038 | 0.59319 | 0.11615 | 0.50985
10 | 2027 | 2027-10-05 | 0.11691 | 0.56462 | 0.072561 | 0.54773 | 0.072886 | 0.52394 | 0.063409 | 0.63042 | 0.074205 | 0.59016 | 0.065264 | 0.67958 | 0.074466 | 0.38922 | 0.099542 | 0.96961 | 0.097033 | 0.59784 | 0.11538 | 0.50474
10 | 2027 | 2027-10-06 | 0.1171 | 0.56519 | 0.074098 | 0.55734 | 0.073657 | 0.52765 | 0.064917 | 0.64737 | 0.076139 | 0.60364 | 0.066619 | 0.69508 | 0.082573 | 0.42391 | 0.099767 | 0.97093 | 0.098563 | 0.60662 | 0.11855 | 0.51797
10 | 2027 | 2027-10-07 | 0.12019 | 0.57745 | 0.075313 | 0.56472 | 0.075758 | 0.5399 | 0.068066 | 0.6783 | 0.080352 | 0.63488 | 0.07043 | 0.735 | 0.087002 | 0.44492 | 0.10311 | 0.99853 | 0.10426 | 0.63832 | 0.12726 | 0.55307
10 | 2027 | 2027-10-08 | 0.12512 | 0.59593 | 0.077297 | 0.57542 | 0.079364 | 0.55843 | 0.071508 | 0.70011 | 0.084579 | 0.6621 | 0.074877 | 0.7728 | 0.09026 | 0.45972 | 0.10624 | 1.0239 | 0.10904 | 0.66444 | 0.12946 | 0.56095
10 | 2027 | 2027-10-09 | 0.1086 | 0.52784 | 0.066586 | 0.5086 | 0.068396 | 0.49119 | 0.059082 | 0.61457 | 0.075918 | 0.60421 | 0.070313 | 0.73577 | 0.085305 | 0.43197 | 0.082442 | 0.84313 | 0.094126 | 0.57739 | 0.1203 | 0.52173
10 | 2027 | 2027-10-10 | 0.11919 | 0.56904 | 0.070091 | 0.53171 | 0.071113 | 0.50742 | 0.060398 | 0.62297 | 0.077162 | 0.60951 | 0.071138 | 0.74104 | 0.086387 | 0.43796 | 0.083885 | 0.85491 | 0.099105 | 0.60735 | 0.12381 | 0.53579
10 | 2027 | 2027-10-11 | 0.13273 | 0.62451 | 0.084128 | 0.61728 | 0.08102 | 0.56186 | 0.077482 | 0.72335 | 0.090605 | 0.68928 | 0.080959 | 0.81046 | 0.097513 | 0.49243 | 0.1097 | 1.0466 | 0.10981 | 0.66241 | 0.13149 | 0.56533
10 | 2027 | 2027-10-12 | 0.12493 | 0.59223 | 0.084067 | 0.61285 | 0.085443 | 0.58667 | 0.079192 | 0.71752 | 0.091766 | 0.68764 | 0.082609 | 0.81115 | 0.098087 | 0.49457 | 0.11031 | 1.0492 | 0.10928 | 0.65747 | 0.13451 | 0.57681
10 | 2027 | 2027-10-13 | 0.12409 | 0.58876 | 0.087999 | 0.63877 | 0.087296 | 0.59616 | 0.082388 | 0.75136 | 0.0958 | 0.71776 | 0.08582 | 0.84705 | 0.10087 | 0.50305 | 0.11138 | 1.057 | 0.11286 | 0.67903 | 0.13616 | 0.5828
10 | 2027 | 2027-10-14 | 0.13596 | 0.63572 | 0.089814 | 0.6492 | 0.090966 | 0.61623 | 0.088168 | 0.80246 | 0.1033 | 0.77331 | 0.093057 | 0.91951 | 0.10659 | 0.53205 | 0.117 | 1.1035 | 0.12308 | 0.73769 | 0.14705 | 0.62743
10 | 2027 | 2027-10-15 | 0.13938 | 0.64948 | 0.090746 | 0.65304 | 0.094367 | 0.63513 | 0.090816 | 0.81877 | 0.10605 | 0.78875 | 0.095508 | 0.93853 | 0.1059 | 0.52768 | 0.11779 | 1.1075 | 0.12361 | 0.73972 | 0.15035 | 0.64012
10 | 2027 | 2027-10-16 | 0.13899 | 0.64523 | 0.082684 | 0.60602 | 0.092655 | 0.62746 | 0.078368 | 0.74004 | 0.097179 | 0.73099 | 0.090007 | 0.8974 | 0.10245 | 0.50904 | 0.096641 | 0.94995 | 0.11668 | 0.70188 | 0.14012 | 0.59651
10 | 2027 | 2027-10-17 | 0.14681 | 0.67504 | 0.08888 | 0.64737 | 0.099655 | 0.66888 | 0.083779 | 0.78362 | 0.10385 | 0.77826 | 0.096452 | 0.95886 | 0.10511 | 0.52252 | 0.099737 | 0.97412 | 0.12241 | 0.73495 | 0.14372 | 0.61013
10 | 2027 | 2027-10-18 | 0.16173 | 0.73576 | 0.10449 | 0.74249 | 0.114 | 0.75064 | 0.10225 | 0.89571 | 0.11886 | 0.86961 | 0.10768 | 1.0423 | 0.12259 | 0.60497 | 0.12847 | 1.1916 | 0.14222 | 0.84617 | 0.16705 | 0.70651
10 | 2027 | 2027-10-19 | 0.17353 | 0.78304 | 0.11341 | 0.80484 | 0.12104 | 0.79368 | 0.10773 | 0.93149 | 0.12525 | 0.91166 | 0.11422 | 1.0986 | 0.13668 | 0.668 | 0.13188 | 1.218 | 0.14821 | 0.88065 | 0.16874 | 0.71229
10 | 2027 | 2027-10-20 | 0.18558 | 0.8299 | 0.11485 | 0.81123 | 0.12575 | 0.82087 | 0.11248 | 0.9619 | 0.13059 | 0.94559 | 0.1195 | 1.1431 | 0.13741 | 0.67094 | 0.13229 | 1.2174 | 0.14625 | 0.86721 | 0.17423 | 0.73395
10 | 2027 | 2027-10-21 | 0.18719 | 0.83556 | 0.11989 | 0.84406 | 0.12847 | 0.83515 | 0.11664 | 0.98443 | 0.13493 | 0.97068 | 0.12381 | 1.1758 | 0.14358 | 0.69972 | 0.13768 | 1.2626 | 0.16032 | 0.95209 | 0.18017 | 0.75858
10 | 2027 | 2027-10-22 | 0.17996 | 0.80595 | 0.11488 | 0.8052 | 0.12508 | 0.81028 | 0.11975 | 1.008 | 0.13803 | 0.98945 | 0.12616 | 1.1963 | 0.14121 | 0.68774 | 0.14037 | 1.2796 | 0.15805 | 0.9335 | 0.17869 | 0.74984
10 | 2027 | 2027-10-23 | 0.1613 | 0.72868 | 0.10553 | 0.74723 | 0.12223 | 0.79304 | 0.10965 | 0.94868 | 0.13206 | 0.95362 | 0.12356 | 1.1837 | 0.13387 | 0.65147 | 0.11539 | 1.0861 | 0.13969 | 0.82655 | 0.16572 | 0.69505
10 | 2027 | 2027-10-24 | 0.16436 | 0.74018 | 0.1049 | 0.73939 | 0.11821 | 0.76395 | 0.11241 | 0.95573 | 0.13414 | 0.95953 | 0.12548 | 1.1901 | 0.13306 | 0.64701 | 0.11848 | 1.109 | 0.14488 | 0.85661 | 0.16625 | 0.69676
10 | 2027 | 2027-10-25 | 0.1926 | 0.85436 | 0.12057 | 0.83651 | 0.13094 | 0.83716 | 0.13255 | 1.0834 | 0.15115 | 1.0665 | 0.13854 | 1.2928 | 0.14735 | 0.71318 | 0.14533 | 1.3097 | 0.16241 | 0.95606 | 0.18091 | 0.7564
10 | 2027 | 2027-10-26 | 0.19833 | 0.87643 | 0.12977 | 0.89823 | 0.14427 | 0.91826 | 0.138 | 1.113 | 0.15691 | 1.1011 | 0.14443 | 1.3384 | 0.1582 | 0.76405 | 0.15002 | 1.3471 | 0.17241 | 1.0156 | 0.19101 | 0.79716
10 | 2027 | 2027-10-27 | 0.20416 | 0.89899 | 0.13319 | 0.91926 | 0.15061 | 0.95501 | 0.14269 | 1.1433 | 0.16176 | 1.1308 | 0.14888 | 1.3749 | 0.16809 | 0.80679 | 0.15227 | 1.3609 | 0.17226 | 1.0119 | 0.19235 | 0.80209
10 | 2027 | 2027-10-28 | 0.20393 | 0.89742 | 0.13212 | 0.90793 | 0.14813 | 0.9367 | 0.14667 | 1.1675 | 0.16554 | 1.1522 | 0.15211 | 1.3994 | 0.16848 | 0.80902 | 0.15261 | 1.358 | 0.16866 | 0.98839 | 0.19262 | 0.80232
10 | 2027 | 2027-10-29 | 0.20485 | 0.89928 | 0.13505 | 0.92514 | 0.15695 | 0.98824 | 0.15114 | 1.1892 | 0.16976 | 1.1746 | 0.15618 | 1.4272 | 0.16799 | 0.80832 | 0.15384 | 1.3619 | 0.16463 | 0.96082 | 0.1889 | 0.78468
10 | 2027 | 2027-10-30 | 0.18845 | 0.83202 | 0.12546 | 0.86657 | 0.14127 | 0.89142 | 0.1401 | 1.1181 | 0.16195 | 1.1226 | 0.15153 | 1.3914 | 0.15818 | 0.75853 | 0.12962 | 1.1769 | 0.15434 | 0.90633 | 0.17326 | 0.71862
10 | 2027 | 2027-10-31 | 0.17375 | 0.7724 | 0.12164 | 0.83574 | 0.14528 | 0.91372 | 0.1424 | 1.1202 | 0.16294 | 1.1193 | 0.15206 | 1.3833 | 0.16001 | 0.76566 | 0.13397 | 1.2089 | 0.15938 | 0.93404 | 0.1747 | 0.72379
11 | 2027 | 2027-11-01 | 0.23076 | 0.9385 | 0.15303 | 0.92193 | 0.21264 | 1.1201 | 0.21214 | 1.2754 | 0.21579 | 1.3091 | 0.17071 | 1.3513 | 0.22 | 0.91391 | 0.20043 | 1.6401 | 0.20329 | 1.0025 | 0.21668 | 0.83065
11 | 2027 | 2027-11-02 | 0.25071 | 1.0108 | 0.16451 | 0.9808 | 0.22706 | 1.1841 | 0.21898 | 1.3081 | 0.22202 | 1.3417 | 0.17562 | 1.3837 | 0.23838 | 0.97832 | 0.20976 | 1.7053 | 0.21463 | 1.0549 | 0.22428 | 0.85789
11 | 2027 | 2027-11-03 | 0.25107 | 1.016 | 0.16843 | 1.0028 | 0.21838 | 1.1466 | 0.22679 | 1.3515 | 0.22877 | 1.3773 | 0.18261 | 1.4337 | 0.24558 | 1.0113 | 0.21541 | 1.7437 | 0.21971 | 1.0792 | 0.24027 | 0.91618
11 | 2027 | 2027-11-04 | 0.27905 | 1.1147 | 0.18277 | 1.0772 | 0.24424 | 1.2658 | 0.24075 | 1.4245 | 0.24142 | 1.4456 | 0.19323 | 1.5097 | 0.25594 | 1.0518 | 0.22709 | 1.8258 | 0.23477 | 1.1485 | 0.24259 | 0.92415
11 | 2027 | 2027-11-05 | 0.28409 | 1.1343 | 0.19095 | 1.1196 | 0.25622 | 1.3243 | 0.24711 | 1.4604 | 0.24676 | 1.4732 | 0.19922 | 1.5519 | 0.25727 | 1.059 | 0.2279 | 1.8284 | 0.23357 | 1.1427 | 0.25358 | 0.96422
11 | 2027 | 2027-11-06 | 0.27564 | 1.099 | 0.17674 | 1.0348 | 0.23867 | 1.2316 | 0.23892 | 1.4057 | 0.24162 | 1.4373 | 0.19658 | 1.5321 | 0.25187 | 1.0288 | 0.21015 | 1.6921 | 0.2335 | 1.1334 | 0.25599 | 0.96754
11 | 2027 | 2027-11-07 | 0.27545 | 1.0983 | 0.16688 | 0.9821 | 0.23907 | 1.2297 | 0.23885 | 1.3963 | 0.24159 | 1.4344 | 0.19514 | 1.5141 | 0.2559 | 1.0405 | 0.20272 | 1.6349 | 0.21801 | 1.0637 | 0.24018 | 0.90884
11 | 2027 | 2027-11-08 | 0.26623 | 1.0701 | 0.17317 | 1.0236 | 0.22234 | 1.1622 | 0.24798 | 1.4533 | 0.24669 | 1.4652 | 0.19957 | 1.5387 | 0.26388 | 1.0868 | 0.22149 | 1.7715 | 0.21562 | 1.06 | 0.24182 | 0.919
11 | 2027 | 2027-11-09 | 0.26511 | 1.0654 | 0.18682 | 1.0935 | 0.25367 | 1.3063 | 0.26511 | 1.5397 | 0.26234 | 1.5498 | 0.21156 | 1.623 | 0.27371 | 1.122 | 0.22889 | 1.8222 | 0.22341 | 1.0966 | 0.23119 | 0.87947
11 | 2027 | 2027-11-10 | 0.28372 | 1.1333 | 0.19166 | 1.1189 | 0.26129 | 1.3424 | 0.27749 | 1.6076 | 0.27312 | 1.6075 | 0.22183 | 1.6969 | 0.26592 | 1.0976 | 0.24213 | 1.9141 | 0.24525 | 1.1923 | 0.25407 | 0.96315
11 | 2027 | 2027-11-11 | 0.2923 | 1.1611 | 0.19158 | 1.115 | 0.2595 | 1.3314 | 0.26872 | 1.5528 | 0.2648 | 1.5582 | 0.21433 | 1.6331 | 0.27407 | 1.126 | 0.23739 | 1.8761 | 0.23468 | 1.1443 | 0.26518 | 1.0034
11 | 2027 | 2027-11-12 | 0.28463 | 1.134 | 0.19506 | 1.1314 | 0.26086 | 1.3327 | 0.27037 | 1.5593 | 0.26578 | 1.5609 | 0.21578 | 1.6387 | 0.28353 | 1.1624 | 0.23732 | 1.8712 | 0.23441 | 1.1403 | 0.25233 | 0.95537
11 | 2027 | 2027-11-13 | 0.29699 | 1.1749 | 0.18991 | 1.0952 | 0.2765 | 1.3961 | 0.27525 | 1.5544 | 0.27385 | 1.5975 | 0.2175 | 1.6434 | 0.2795 | 1.139 | 0.22625 | 1.7837 | 0.24275 | 1.1716 | 0.25391 | 0.95613
11 | 2027 | 2027-11-14 | 0.32881 | 1.287 | 0.19776 | 1.1337 | 0.28956 | 1.4547 | 0.28594 | 1.6176 | 0.28267 | 1.6443 | 0.22759 | 1.7171 | 0.29332 | 1.1874 | 0.23702 | 1.8587 | 0.25587 | 1.2325 | 0.27686 | 1.0402
11 | 2027 | 2027-11-15 | 0.32608 | 1.281 | 0.20965 | 1.2001 | 0.30055 | 1.5082 | 0.30278 | 1.7104 | 0.29507 | 1.7153 | 0.23613 | 1.7699 | 0.3101 | 1.2621 | 0.26011 | 2.0258 | 0.26284 | 1.2689 | 0.29126 | 1.0976
11 | 2027 | 2027-11-16 | 0.33128 | 1.2988 | 0.21567 | 1.2329 | 0.30307 | 1.5213 | 0.31569 | 1.7791 | 0.30629 | 1.7751 | 0.2462 | 1.8407 | 0.31659 | 1.2868 | 0.2645 | 2.0533 | 0.26957 | 1.2969 | 0.3001 | 1.1295
11 | 2027 | 2027-11-17 | 0.33144 | 1.2983 | 0.21351 | 1.2202 | 0.30496 | 1.5276 | 0.31334 | 1.7509 | 0.30425 | 1.7603 | 0.24136 | 1.7935 | 0.32611 | 1.324 | 0.26147 | 2.0274 | 0.26193 | 1.2621 | 0.29093 | 1.0956
11 | 2027 | 2027-11-18 | 0.34613 | 1.3524 | 0.21265 | 1.2159 | 0.28554 | 1.4389 | 0.31813 | 1.7882 | 0.30713 | 1.774 | 0.24849 | 1.8465 | 0.32364 | 1.3153 | 0.25846 | 2.0024 | 0.25166 | 1.218 | 0.27579 | 1.0395
11 | 2027 | 2027-11-19 | 0.33871 | 1.3244 | 0.2133 | 1.2184 | 0.29273 | 1.473 | 0.32691 | 1.8283 | 0.31484 | 1.8139 | 0.25388 | 1.8795 | 0.32014 | 1.3013 | 0.26236 | 2.0269 | 0.25522 | 1.2341 | 0.27726 | 1.0445
11 | 2027 | 2027-11-20 | 0.33096 | 1.2954 | 0.20518 | 1.1662 | 0.28886 | 1.4476 | 0.3234 | 1.8011 | 0.31352 | 1.7988 | 0.25506 | 1.8878 | 0.30974 | 1.2537 | 0.25073 | 1.9349 | 0.26407 | 1.2665 | 0.283 | 1.0607
11 | 2027 | 2027-11-21 | 0.32988 | 1.29 | 0.21734 | 1.2267 | 0.30898 | 1.5356 | 0.33506 | 1.8683 | 0.32315 | 1.8498 | 0.26543 | 1.9625 | 0.31452 | 1.2745 | 0.26157 | 2.0096 | 0.27978 | 1.3368 | 0.31692 | 1.1852
11 | 2027 | 2027-11-22 | 0.35405 | 1.3783 | 0.23219 | 1.3109 | 0.30725 | 1.5334 | 0.36232 | 2.0156 | 0.34515 | 1.9742 | 0.28113 | 2.0683 | 0.33886 | 1.3715 | 0.2862 | 2.188 | 0.28851 | 1.3821 | 0.3362 | 1.2605
11 | 2027 | 2027-11-23 | 0.37094 | 1.4406 | 0.24178 | 1.3603 | 0.34659 | 1.7145 | 0.37145 | 2.0484 | 0.35368 | 2.0182 | 0.28439 | 2.0814 | 0.35158 | 1.4241 | 0.291 | 2.2191 | 0.29347 | 1.4048 | 0.33251 | 1.247
11 | 2027 | 2027-11-24 | 0.37571 | 1.4586 | 0.24905 | 1.3971 | 0.35173 | 1.7367 | 0.38581 | 2.1244 | 0.36611 | 2.0846 | 0.29524 | 2.1574 | 0.351 | 1.424 | 0.29362 | 2.2345 | 0.29436 | 1.4095 | 0.33845 | 1.2685
11 | 2027 | 2027-11-25 | 0.36973 | 1.4389 | 0.24901 | 1.3959 | 0.34907 | 1.7288 | 0.3887 | 2.1411 | 0.36773 | 2.0907 | 0.29827 | 2.1751 | 0.36605 | 1.4749 | 0.29464 | 2.2382 | 0.29304 | 1.4039 | 0.33313 | 1.2491
11 | 2027 | 2027-11-26 | 0.38046 | 1.4754 | 0.24889 | 1.3936 | 0.34213 | 1.6933 | 0.39409 | 2.1697 | 0.37174 | 2.1102 | 0.30272 | 2.203 | 0.36513 | 1.4697 | 0.29498 | 2.2359 | 0.29432 | 1.4064 | 0.3387 | 1.2689
11 | 2027 | 2027-11-27 | 0.36699 | 1.4218 | 0.2421 | 1.3466 | 0.34904 | 1.714 | 0.38214 | 2.0771 | 0.36372 | 2.0568 | 0.29256 | 2.1179 | 0.35941 | 1.4446 | 0.27676 | 2.0964 | 0.2913 | 1.3864 | 0.31147 | 1.164
11 | 2027 | 2027-11-28 | 0.36371 | 1.4117 | 0.2438 | 1.3554 | 0.35088 | 1.7232 | 0.38496 | 2.1017 | 0.3647 | 2.0597 | 0.29755 | 2.1534 | 0.36574 | 1.4688 | 0.26985 | 2.0433 | 0.27433 | 1.3128 | 0.29446 | 1.1017
11 | 2027 | 2027-11-29 | 0.38076 | 1.4804 | 0.24803 | 1.3859 | 0.34909 | 1.7261 | 0.40614 | 2.2313 | 0.38002 | 2.1475 | 0.31241 | 2.2578 | 0.37231 | 1.5062 | 0.29676 | 2.2377 | 0.28943 | 1.3847 | 0.32024 | 1.2009
11 | 2027 | 2027-11-30 | 0.38064 | 1.4768 | 0.25335 | 1.4114 | 0.34407 | 1.6962 | 0.41399 | 2.2658 | 0.38673 | 2.1816 | 0.31676 | 2.2821 | 0.36985 | 1.4962 | 0.30384 | 2.2849 | 0.30075 | 1.4339 | 0.33182 | 1.2435
12 | 2027 | 2027-12-01 | 0.36288 | 1.4879 | 0.28071 | 1.5392 | 0.34885 | 1.7689 | 0.45678 | 2.4357 | 0.39196 | 2.2165 | 0.32169 | 2.1074 | 0.33965 | 1.5151 | 0.32905 | 2.3914 | 0.30634 | 1.5024 | 0.33621 | 1.3057
12 | 2027 | 2027-12-02 | 0.35721 | 1.4651 | 0.29092 | 1.5891 | 0.36152 | 1.8289 | 0.4557 | 2.4257 | 0.39209 | 2.2149 | 0.31942 | 2.0889 | 0.33652 | 1.5018 | 0.32745 | 2.3772 | 0.30312 | 1.4862 | 0.33107 | 1.2856
12 | 2027 | 2027-12-03 | 0.35456 | 1.4542 | 0.28109 | 1.537 | 0.35501 | 1.7937 | 0.46063 | 2.4516 | 0.39494 | 2.2272 | 0.32413 | 2.1175 | 0.33496 | 1.4949 | 0.32036 | 2.3251 | 0.29345 | 1.4387 | 0.33758 | 1.3113
12 | 2027 | 2027-12-04 | 0.34441 | 1.4117 | 0.26436 | 1.4394 | 0.34517 | 1.7389 | 0.45773 | 2.4222 | 0.39237 | 2.2049 | 0.32414 | 2.1063 | 0.33134 | 1.4731 | 0.30201 | 2.1834 | 0.28929 | 1.4146 | 0.3168 | 1.2275
12 | 2027 | 2027-12-05 | 0.35332 | 1.4461 | 0.29336 | 1.5896 | 0.38514 | 1.9334 | 0.47619 | 2.5101 | 0.40583 | 2.2773 | 0.33466 | 2.1605 | 0.33031 | 1.468 | 0.32102 | 2.3095 | 0.31383 | 1.5308 | 0.34482 | 1.3364
12 | 2027 | 2027-12-06 | 0.37498 | 1.5329 | 0.30913 | 1.6789 | 0.38085 | 1.9182 | 0.49545 | 2.6153 | 0.4205 | 2.3615 | 0.34381 | 2.2164 | 0.34758 | 1.5469 | 0.3428 | 2.4682 | 0.32031 | 1.5648 | 0.34504 | 1.34
12 | 2027 | 2027-12-07 | 0.37773 | 1.5432 | 0.31448 | 1.7044 | 0.40415 | 2.0301 | 0.50005 | 2.641 | 0.42266 | 2.3698 | 0.34903 | 2.2494 | 0.36045 | 1.6013 | 0.34252 | 2.4651 | 0.31567 | 1.5446 | 0.35537 | 1.3796
12 | 2027 | 2027-12-08 | 0.39091 | 1.5945 | 0.32806 | 1.7752 | 0.41056 | 2.0612 | 0.5174 | 2.7294 | 0.43384 | 2.4283 | 0.36198 | 2.3248 | 0.37154 | 1.6477 | 0.34322 | 2.4658 | 0.3174 | 1.551 | 0.35543 | 1.38
12 | 2027 | 2027-12-09 | 0.39226 | 1.5994 | 0.3208 | 1.7348 | 0.40704 | 2.0425 | 0.51203 | 2.7017 | 0.43002 | 2.4043 | 0.35867 | 2.3043 | 0.37048 | 1.6425 | 0.33619 | 2.4147 | 0.30743 | 1.5026 | 0.32954 | 1.2792
12 | 2027 | 2027-12-10 | 0.37128 | 1.5165 | 0.30747 | 1.6646 | 0.39744 | 1.9938 | 0.50803 | 2.6806 | 0.42717 | 2.3858 | 0.35614 | 2.2878 | 0.36018 | 1.598 | 0.34255 | 2.454 | 0.31704 | 1.5464 | 0.3461 | 1.344
12 | 2027 | 2027-12-11 | 0.36758 | 1.4995 | 0.29661 | 1.594 | 0.37542 | 1.8759 | 0.49901 | 2.6225 | 0.41985 | 2.3371 | 0.35288 | 2.2593 | 0.34333 | 1.5211 | 0.31897 | 2.2765 | 0.30705 | 1.4939 | 0.33093 | 1.2824
12 | 2027 | 2027-12-12 | 0.36442 | 1.4868 | 0.29757 | 1.598 | 0.37026 | 1.8496 | 0.49713 | 2.6073 | 0.41956 | 2.3339 | 0.34919 | 2.23 | 0.3452 | 1.5273 | 0.31928 | 2.275 | 0.30822 | 1.4978 | 0.33899 | 1.3139
12 | 2027 | 2027-12-13 | 0.36984 | 1.5098 | 0.30007 | 1.6204 | 0.37491 | 1.8795 | 0.52307 | 2.7465 | 0.43854 | 2.4422 | 0.36285 | 2.3116 | 0.35617 | 1.5795 | 0.33567 | 2.3995 | 0.30421 | 1.4847 | 0.33239 | 1.2908
12 | 2027 | 2027-12-14 | 0.36719 | 1.499 | 0.30083 | 1.6244 | 0.37622 | 1.8848 | 0.52271 | 2.7439 | 0.43806 | 2.4369 | 0.36273 | 2.3089 | 0.35927 | 1.5924 | 0.33679 | 2.4043 | 0.30524 | 1.489 | 0.32461 | 1.2605
12 | 2027 | 2027-12-15 | 0.3746 | 1.5278 | 0.31784 | 1.7111 | 0.39273 | 1.9657 | 0.52727 | 2.7696 | 0.44006 | 2.4447 | 0.3678 | 2.3403 | 0.37101 | 1.6416 | 0.33596 | 2.3966 | 0.30244 | 1.476 | 0.34037 | 1.322
12 | 2027 | 2027-12-16 | 0.38692 | 1.5759 | 0.30457 | 1.6392 | 0.3773 | 1.8891 | 0.52536 | 2.7537 | 0.43985 | 2.4423 | 0.36363 | 2.3071 | 0.37261 | 1.6486 | 0.33313 | 2.375 | 0.2977 | 1.4533 | 0.31972 | 1.242
12 | 2027 | 2027-12-17 | 0.39387 | 1.603 | 0.30703 | 1.6498 | 0.38017 | 1.9025 | 0.5294 | 2.7747 | 0.44196 | 2.4512 | 0.36718 | 2.327 | 0.38095 | 1.6834 | 0.33664 | 2.3944 | 0.30542 | 1.4869 | 0.33127 | 1.2872
12 | 2027 | 2027-12-18 | 0.38322 | 1.5588 | 0.3078 | 1.6429 | 0.37833 | 1.8848 | 0.52667 | 2.7449 | 0.43961 | 2.4312 | 0.36627 | 2.3075 | 0.36737 | 1.6186 | 0.31937 | 2.2598 | 0.30538 | 1.4812 | 0.33251 | 1.2895
12 | 2027 | 2027-12-19 | 0.38286 | 1.5571 | 0.30454 | 1.6224 | 0.38427 | 1.9074 | 0.52971 | 2.7627 | 0.44062 | 2.4338 | 0.37001 | 2.3304 | 0.3684 | 1.6233 | 0.31597 | 2.2339 | 0.30107 | 1.4598 | 0.35425 | 1.3746
12 | 2027 | 2027-12-20 | 0.38495 | 1.5673 | 0.32339 | 1.7253 | 0.40714 | 2.0228 | 0.53424 | 2.7856 | 0.44706 | 2.4751 | 0.36456 | 2.2907 | 0.37799 | 1.6695 | 0.34374 | 2.4344 | 0.31595 | 1.5343 | 0.3524 | 1.3698
12 | 2027 | 2027-12-21 | 0.64965 | 2.6067 | 0.55133 | 2.9078 | 0.79213 | 3.9071 | 0.75256 | 3.8503 | 0.60276 | 3.3411 | 0.494 | 2.9941 | 0.57437 | 2.4992 | 0.49559 | 3.4641 | 0.5214 | 2.5115 | 0.57248 | 2.2232
12 | 2027 | 2027-12-22 | 0.39523 | 1.6072 | 0.32205 | 1.7228 | 0.39997 | 1.9944 | 0.55831 | 2.915 | 0.4604 | 2.5426 | 0.38587 | 2.4204 | 0.38594 | 1.7006 | 0.3432 | 2.4266 | 0.31453 | 1.527 | 0.34906 | 1.3571
12 | 2027 | 2027-12-23 | 0.3903 | 1.5878 | 0.31868 | 1.7018 | 0.41341 | 2.0571 | 0.5556 | 2.8953 | 0.45951 | 2.5368 | 0.38114 | 2.3838 | 0.37964 | 1.6735 | 0.34228 | 2.418 | 0.31353 | 1.5217 | 0.35272 | 1.3712
12 | 2027 | 2027-12-24 | 0.40301 | 1.6375 | 0.31762 | 1.6968 | 0.38609 | 1.9278 | 0.56087 | 2.9237 | 0.46213 | 2.5488 | 0.38597 | 2.4121 | 0.37682 | 1.6603 | 0.34231 | 2.4178 | 0.31066 | 1.5098 | 0.34665 | 1.3476
12 | 2027 | 2027-12-25 | 0.41363 | 1.677 | 0.31967 | 1.6984 | 0.39643 | 1.971 | 0.54893 | 2.8519 | 0.45244 | 2.4878 | 0.38097 | 2.3738 | 0.37087 | 1.6282 | 0.33236 | 2.3336 | 0.32067 | 1.5522 | 0.3478 | 1.3496
12 | 2027 | 2027-12-26 | 0.40877 | 1.6579 | 0.32348 | 1.7177 | 0.40892 | 2.0307 | 0.55568 | 2.8818 | 0.45747 | 2.5146 | 0.38363 | 2.3822 | 0.38017 | 1.6665 | 0.33174 | 2.3254 | 0.32372 | 1.5635 | 0.36669 | 1.4237
12 | 2027 | 2027-12-27 | 0.41818 | 1.6969 | 0.34253 | 1.8204 | 0.42846 | 2.1284 | 0.56891 | 2.9627 | 0.46639 | 2.5671 | 0.39135 | 2.4354 | 0.38878 | 1.7088 | 0.34661 | 2.439 | 0.32113 | 1.5553 | 0.35646 | 1.3865
12 | 2027 | 2027-12-28 | 0.41857 | 1.6984 | 0.33862 | 1.8008 | 0.43223 | 2.1491 | 0.57352 | 2.9845 | 0.46932 | 2.5818 | 0.39393 | 2.4465 | 0.3857 | 1.6946 | 0.35315 | 2.4806 | 0.3322 | 1.6062 | 0.37277 | 1.4501
12 | 2027 | 2027-12-29 | 0.42501 | 1.7237 | 0.33736 | 1.7907 | 0.41661 | 2.0711 | 0.56695 | 2.938 | 0.46754 | 2.5733 | 0.38261 | 2.3627 | 0.38926 | 1.7092 | 0.35106 | 2.4647 | 0.32986 | 1.5946 | 0.37412 | 1.4558
12 | 2027 | 2027-12-30 | 0.40606 | 1.6493 | 0.3396 | 1.8039 | 0.42559 | 2.1165 | 0.57422 | 2.9743 | 0.47202 | 2.5966 | 0.38749 | 2.3883 | 0.39195 | 1.7198 | 0.35037 | 2.4583 | 0.32953 | 1.5926 | 0.37181 | 1.4469
12 | 2027 | 2027-12-31 | 0.39108 | 1.5904 | 0.32669 | 1.7369 | 0.40862 | 2.033 | 0.5673 | 2.9462 | 0.46519 | 2.5559 | 0.38653 | 2.3889 | 0.37495 | 1.6466 | 0.34672 | 2.4319 | 0.32517 | 1.5714 | 0.36502 | 1.4207
1 | 2028 | 2028-01-01 | 0.36007 | 1.4615 | 0.32372 | 1.6946 | 0.40425 | 1.9958 | 0.56515 | 2.9127 | 0.46118 | 2.5621 | 0.39782 | 2.4676 | 0.39282 | 1.7594 | 0.33409 | 2.3417 | 0.30403 | 1.4801 | 0.33354 | 1.2981
1 | 2028 | 2028-01-02 | 0.36655 | 1.4869 | 0.32327 | 1.6913 | 0.40937 | 2.0193 | 0.56514 | 2.9173 | 0.46026 | 2.5526 | 0.39932 | 2.48 | 0.38757 | 1.7353 | 0.33733 | 2.3599 | 0.30821 | 1.4984 | 0.34024 | 1.3249
1 | 2028 | 2028-01-03 | 0.39014 | 1.5812 | 0.34212 | 1.7972 | 0.42266 | 2.0897 | 0.58251 | 3.0138 | 0.47288 | 2.6283 | 0.40751 | 2.5296 | 0.40549 | 1.8176 | 0.36294 | 2.5462 | 0.32054 | 1.5607 | 0.36757 | 1.4341
1 | 2028 | 2028-01-04 | 0.38699 | 1.5691 | 0.34206 | 1.7961 | 0.42248 | 2.0889 | 0.58158 | 3.0126 | 0.47141 | 2.6166 | 0.40799 | 2.5344 | 0.40575 | 1.8183 | 0.37432 | 2.6219 | 0.33574 | 1.6325 | 0.37041 | 1.4451
1 | 2028 | 2028-01-05 | 0.3853 | 1.5626 | 0.34203 | 1.7949 | 0.42207 | 2.0865 | 0.58222 | 3.0159 | 0.47136 | 2.615 | 0.40845 | 2.5352 | 0.39427 | 1.7668 | 0.36871 | 2.5833 | 0.33057 | 1.6075 | 0.36041 | 1.4063
1 | 2028 | 2028-01-06 | 0.37385 | 1.5181 | 0.32706 | 1.7186 | 0.40561 | 2.007 | 0.57425 | 2.9801 | 0.4648 | 2.5748 | 0.40442 | 2.5136 | 0.38679 | 1.733 | 0.35842 | 2.5115 | 0.31905 | 1.5516 | 0.3409 | 1.3305
1 | 2028 | 2028-01-07 | 0.37259 | 1.5134 | 0.322 | 1.6921 | 0.39428 | 1.9515 | 0.57727 | 2.9891 | 0.46705 | 2.5899 | 0.40439 | 2.5038 | 0.39022 | 1.748 | 0.36004 | 2.5208 | 0.32228 | 1.5661 | 0.35598 | 1.3894
1 | 2028 | 2028-01-08 | 0.37456 | 1.5187 | 0.31128 | 1.6254 | 0.36653 | 1.81 | 0.54975 | 2.8431 | 0.44607 | 2.4645 | 0.38978 | 2.4127 | 0.38645 | 1.7262 | 0.32225 | 2.2494 | 0.29783 | 1.4447 | 0.33484 | 1.3051
1 | 2028 | 2028-01-09 | 0.36794 | 1.4931 | 0.30921 | 1.6142 | 0.36913 | 1.8221 | 0.54988 | 2.8444 | 0.44562 | 2.4607 | 0.39004 | 2.413 | 0.38 | 1.6969 | 0.31695 | 2.2119 | 0.29271 | 1.4195 | 0.3303 | 1.2881
1 | 2028 | 2028-01-10 | 0.37279 | 1.5145 | 0.32156 | 1.6873 | 0.38641 | 1.9124 | 0.56121 | 2.91 | 0.45398 | 2.5137 | 0.39392 | 2.436 | 0.38623 | 1.7278 | 0.34681 | 2.4266 | 0.31024 | 1.5062 | 0.34685 | 1.3555
1 | 2028 | 2028-01-11 | 0.38315 | 1.5552 | 0.33908 | 1.7751 | 0.41336 | 2.0424 | 0.57731 | 2.9839 | 0.46566 | 2.5821 | 0.40241 | 2.477 | 0.39453 | 1.7638 | 0.35907 | 2.5101 | 0.32748 | 1.5885 | 0.35289 | 1.3787
1 | 2028 | 2028-01-12 | 0.38511 | 1.563 | 0.34779 | 1.8186 | 0.42036 | 2.0763 | 0.59521 | 3.0724 | 0.4781 | 2.6514 | 0.41396 | 2.5434 | 0.39233 | 1.754 | 0.36376 | 2.5418 | 0.33525 | 1.6253 | 0.35984 | 1.4059
1 | 2028 | 2028-01-13 | 0.37181 | 1.5116 | 0.33559 | 1.7565 | 0.41637 | 2.0575 | 0.58634 | 3.0336 | 0.47074 | 2.6065 | 0.40983 | 2.5235 | 0.38431 | 1.7187 | 0.35706 | 2.4953 | 0.32865 | 1.5931 | 0.35854 | 1.4013
1 | 2028 | 2028-01-14 | 0.36537 | 1.4867 | 0.32484 | 1.702 | 0.39704 | 1.965 | 0.57396 | 2.9713 | 0.46144 | 2.5544 | 0.40139 | 2.4704 | 0.3787 | 1.6929 | 0.34361 | 2.4035 | 0.31403 | 1.5229 | 0.34558 | 1.3508
1 | 2028 | 2028-01-15 | 0.36022 | 1.4646 | 0.31296 | 1.6298 | 0.39139 | 1.9297 | 0.56376 | 2.9103 | 0.45303 | 2.5006 | 0.39778 | 2.444 | 0.37157 | 1.6564 | 0.31536 | 2.1971 | 0.3015 | 1.4584 | 0.33369 | 1.3024
1 | 2028 | 2028-01-16 | 0.35243 | 1.4345 | 0.31809 | 1.6548 | 0.38176 | 1.8832 | 0.55344 | 2.8578 | 0.44526 | 2.4575 | 0.39055 | 2.3977 | 0.36727 | 1.6373 | 0.32148 | 2.2337 | 0.3089 | 1.4911 | 0.33338 | 1.3016
1 | 2028 | 2028-01-17 | 0.37864 | 1.539 | 0.32083 | 1.6794 | 0.38825 | 1.9216 | 0.57125 | 2.9602 | 0.45786 | 2.532 | 0.40022 | 2.4615 | 0.38919 | 1.7372 | 0.34014 | 2.375 | 0.31389 | 1.5191 | 0.35469 | 1.3878
1 | 2028 | 2028-01-18 | 0.3728 | 1.5167 | 0.32329 | 1.6916 | 0.39553 | 1.9566 | 0.56743 | 2.9412 | 0.45466 | 2.514 | 0.39763 | 2.4444 | 0.38767 | 1.7308 | 0.3331 | 2.3256 | 0.30665 | 1.4835 | 0.34153 | 1.337
1 | 2028 | 2028-01-19 | 0.36149 | 1.4731 | 0.31668 | 1.6579 | 0.39479 | 1.9541 | 0.55902 | 2.8988 | 0.44822 | 2.4781 | 0.39186 | 2.4079 | 0.38112 | 1.7017 | 0.32917 | 2.302 | 0.30529 | 1.4782 | 0.33674 | 1.318
1 | 2028 | 2028-01-20 | 0.35896 | 1.4636 | 0.30891 | 1.6183 | 0.37937 | 1.8797 | 0.56467 | 2.9287 | 0.45165 | 2.4961 | 0.39613 | 2.4344 | 0.37363 | 1.6676 | 0.33256 | 2.323 | 0.31064 | 1.5025 | 0.33825 | 1.3241
1 | 2028 | 2028-01-21 | 0.35753 | 1.4583 | 0.31809 | 1.6638 | 0.38884 | 1.9239 | 0.55599 | 2.8864 | 0.44488 | 2.4577 | 0.39066 | 2.4015 | 0.37424 | 1.67 | 0.33419 | 2.3335 | 0.31445 | 1.5201 | 0.33708 | 1.3199
1 | 2028 | 2028-01-22 | 0.33632 | 1.3736 | 0.29257 | 1.5229 | 0.37409 | 1.8451 | 0.53013 | 2.746 | 0.42539 | 2.3433 | 0.37626 | 2.3093 | 0.35728 | 1.5909 | 0.30203 | 2.0986 | 0.29618 | 1.4272 | 0.31679 | 1.2385
1 | 2028 | 2028-01-23 | 0.33821 | 1.3814 | 0.28935 | 1.5066 | 0.3568 | 1.7627 | 0.5326 | 2.7582 | 0.42673 | 2.351 | 0.37782 | 2.3175 | 0.35139 | 1.5643 | 0.29959 | 2.0812 | 0.29485 | 1.4202 | 0.31764 | 1.2422
1 | 2028 | 2028-01-24 | 0.35817 | 1.4619 | 0.30884 | 1.6162 | 0.37668 | 1.8655 | 0.53998 | 2.8082 | 0.43192 | 2.3847 | 0.38048 | 2.3393 | 0.36593 | 1.6328 | 0.32131 | 2.2435 | 0.30362 | 1.4663 | 0.32055 | 1.2561
1 | 2028 | 2028-01-25 | 0.35371 | 1.4451 | 0.31176 | 1.6305 | 0.37725 | 1.8698 | 0.54456 | 2.8305 | 0.43483 | 2.4015 | 0.38327 | 2.3544 | 0.37091 | 1.6554 | 0.33034 | 2.3073 | 0.31783 | 1.535 | 0.32277 | 1.2646
1 | 2028 | 2028-01-26 | 0.35958 | 1.4683 | 0.31644 | 1.6539 | 0.38462 | 1.9055 | 0.55237 | 2.8635 | 0.44058 | 2.4375 | 0.38644 | 2.3652 | 0.36426 | 1.6254 | 0.32988 | 2.3029 | 0.31869 | 1.5382 | 0.32857 | 1.2875
1 | 2028 | 2028-01-27 | 0.37235 | 1.5185 | 0.31187 | 1.6305 | 0.3889 | 1.9252 | 0.54752 | 2.8428 | 0.43634 | 2.412 | 0.38436 | 2.3565 | 0.36563 | 1.6313 | 0.32571 | 2.2733 | 0.31497 | 1.5195 | 0.34163 | 1.3389
1 | 2028 | 2028-01-28 | 0.37764 | 1.5394 | 0.3257 | 1.6996 | 0.4033 | 1.9951 | 0.54276 | 2.8197 | 0.43246 | 2.3902 | 0.38139 | 2.3388 | 0.36201 | 1.6153 | 0.32734 | 2.2832 | 0.31834 | 1.5347 | 0.34158 | 1.3388
1 | 2028 | 2028-01-29 | 0.36438 | 1.4858 | 0.31518 | 1.6342 | 0.39292 | 1.9366 | 0.53309 | 2.7559 | 0.425 | 2.3458 | 0.37637 | 2.2984 | 0.34793 | 1.5482 | 0.30888 | 2.1422 | 0.31715 | 1.5239 | 0.33599 | 1.3152
1 | 2028 | 2028-01-30 | 0.35775 | 1.4606 | 0.32848 | 1.7016 | 0.40451 | 1.9926 | 0.52746 | 2.7279 | 0.42056 | 2.3213 | 0.37264 | 2.2756 | 0.3515 | 1.5645 | 0.30855 | 2.1403 | 0.31874 | 1.5313 | 0.34419 | 1.3473
1 | 2028 | 2028-01-31 | 0.38394 | 1.5653 | 0.34607 | 1.8022 | 0.42925 | 2.1205 | 0.55358 | 2.8628 | 0.44004 | 2.4404 | 0.38489 | 2.3449 | 0.37736 | 1.6829 | 0.33728 | 2.3497 | 0.33573 | 1.6165 | 0.36027 | 1.4126
2 | 2028 | 2028-02-01 | 0.39757 | 1.6354 | 0.33844 | 1.7876 | 0.39607 | 1.9797 | 0.52409 | 2.7555 | 0.42826 | 2.449 | 0.38897 | 2.408 | 0.37494 | 1.6761 | 0.30948 | 2.2007 | 0.30914 | 1.4871 | 0.34025 | 1.3688
2 | 2028 | 2028-02-02 | 0.39531 | 1.6266 | 0.32865 | 1.7366 | 0.38672 | 1.9332 | 0.51976 | 2.7341 | 0.42467 | 2.4279 | 0.38578 | 2.3887 | 0.37083 | 1.6577 | 0.30847 | 2.1935 | 0.30892 | 1.4861 | 0.34064 | 1.3696
2 | 2028 | 2028-02-03 | 0.38849 | 1.6003 | 0.33103 | 1.7487 | 0.38269 | 1.9141 | 0.51628 | 2.7172 | 0.42185 | 2.4113 | 0.38308 | 2.3726 | 0.37217 | 1.664 | 0.31147 | 2.2155 | 0.31577 | 1.5179 | 0.34238 | 1.375
2 | 2028 | 2028-02-04 | 0.37661 | 1.554 | 0.32287 | 1.7063 | 0.37185 | 1.8624 | 0.50966 | 2.6794 | 0.41564 | 2.3786 | 0.37939 | 2.3483 | 0.3609 | 1.6139 | 0.29573 | 2.1048 | 0.29846 | 1.4344 | 0.32863 | 1.319
2 | 2028 | 2028-02-05 | 0.35765 | 1.4778 | 0.29626 | 1.5584 | 0.33308 | 1.6673 | 0.4781 | 2.5105 | 0.39109 | 2.2278 | 0.36013 | 2.2287 | 0.34635 | 1.5457 | 0.26429 | 1.8747 | 0.28119 | 1.3473 | 0.3039 | 1.2181
2 | 2028 | 2028-02-06 | 0.35369 | 1.4622 | 0.29135 | 1.5327 | 0.33806 | 1.6912 | 0.47191 | 2.478 | 0.38576 | 2.1977 | 0.35606 | 2.2038 | 0.33138 | 1.4789 | 0.26861 | 1.9053 | 0.28747 | 1.3774 | 0.30763 | 1.2342
2 | 2028 | 2028-02-07 | 0.36369 | 1.504 | 0.29682 | 1.5709 | 0.3299 | 1.6582 | 0.4898 | 2.5786 | 0.39906 | 2.2813 | 0.36561 | 2.2659 | 0.33118 | 1.4817 | 0.29192 | 2.0786 | 0.29798 | 1.4317 | 0.32852 | 1.3207
2 | 2028 | 2028-02-08 | 0.35877 | 1.4851 | 0.29636 | 1.5681 | 0.33478 | 1.681 | 0.48992 | 2.5791 | 0.3992 | 2.2839 | 0.36537 | 2.2639 | 0.33834 | 1.5143 | 0.29107 | 2.0722 | 0.29688 | 1.427 | 0.32928 | 1.3236
2 | 2028 | 2028-02-09 | 0.35418 | 1.4671 | 0.29908 | 1.582 | 0.34857 | 1.7483 | 0.48379 | 2.5488 | 0.39427 | 2.2544 | 0.36088 | 2.2377 | 0.33114 | 1.4819 | 0.29218 | 2.0804 | 0.29961 | 1.44 | 0.33056 | 1.3298
2 | 2028 | 2028-02-10 | 0.34492 | 1.4306 | 0.29817 | 1.577 | 0.34382 | 1.7251 | 0.47888 | 2.5253 | 0.39045 | 2.2312 | 0.35705 | 2.2156 | 0.3294 | 1.4738 | 0.28362 | 2.0202 | 0.29039 | 1.3957 | 0.32369 | 1.3022
2 | 2028 | 2028-02-11 | 0.35294 | 1.4636 | 0.29325 | 1.5514 | 0.34252 | 1.7194 | 0.46818 | 2.4726 | 0.38185 | 2.1783 | 0.34942 | 2.1714 | 0.32458 | 1.4526 | 0.2836 | 2.0205 | 0.29201 | 1.4032 | 0.3223 | 1.2956
2 | 2028 | 2028-02-12 | 0.34853 | 1.4448 | 0.27632 | 1.4535 | 0.32818 | 1.6438 | 0.44973 | 2.3659 | 0.36773 | 2.0958 | 0.33942 | 2.1043 | 0.30488 | 1.3612 | 0.26124 | 1.8556 | 0.28831 | 1.3799 | 0.30192 | 1.2137
2 | 2028 | 2028-02-13 | 0.33798 | 1.4029 | 0.27649 | 1.4541 | 0.32263 | 1.6159 | 0.44728 | 2.3519 | 0.36556 | 2.0856 | 0.33774 | 2.0935 | 0.29983 | 1.3392 | 0.25292 | 1.7965 | 0.27761 | 1.3294 | 0.2976 | 1.1959
2 | 2028 | 2028-02-14 | 0.34008 | 1.4139 | 0.28531 | 1.5096 | 0.32774 | 1.6481 | 0.4573 | 2.4144 | 0.37268 | 2.1294 | 0.34173 | 2.1243 | 0.31027 | 1.3899 | 0.27741 | 1.9782 | 0.28954 | 1.3905 | 0.30631 | 1.232
2 | 2028 | 2028-02-15 | 0.33944 | 1.4116 | 0.27907 | 1.477 | 0.32072 | 1.6135 | 0.44988 | 2.3781 | 0.36684 | 2.0937 | 0.33619 | 2.0924 | 0.30465 | 1.3649 | 0.27137 | 1.9363 | 0.28424 | 1.3646 | 0.31212 | 1.255
2 | 2028 | 2028-02-16 | 0.33622 | 1.3995 | 0.27861 | 1.4745 | 0.32083 | 1.615 | 0.44527 | 2.3512 | 0.36262 | 2.0726 | 0.33346 | 2.0746 | 0.29615 | 1.3271 | 0.26734 | 1.908 | 0.28014 | 1.3451 | 0.29928 | 1.2039
2 | 2028 | 2028-02-17 | 0.32712 | 1.3638 | 0.26453 | 1.4013 | 0.308 | 1.552 | 0.43745 | 2.3118 | 0.35629 | 2.035 | 0.32788 | 2.042 | 0.28844 | 1.2932 | 0.26369 | 1.8823 | 0.27598 | 1.3255 | 0.294 | 1.183
2 | 2028 | 2028-02-18 | 0.32892 | 1.3716 | 0.26353 | 1.3958 | 0.30567 | 1.5403 | 0.43316 | 2.289 | 0.35276 | 2.0156 | 0.32479 | 2.0234 | 0.28645 | 1.2847 | 0.26629 | 1.9011 | 0.28067 | 1.3478 | 0.3082 | 1.2395
2 | 2028 | 2028-02-19 | 0.31367 | 1.3094 | 0.24849 | 1.3077 | 0.28907 | 1.4522 | 0.41717 | 2.1955 | 0.3409 | 1.9462 | 0.31611 | 1.9646 | 0.27084 | 1.2115 | 0.24081 | 1.7126 | 0.26868 | 1.287 | 0.29604 | 1.1906
2 | 2028 | 2028-02-20 | 0.32637 | 1.3601 | 0.24601 | 1.2946 | 0.29764 | 1.4936 | 0.41074 | 2.1624 | 0.33568 | 1.9159 | 0.31149 | 1.9373 | 0.2624 | 1.1739 | 0.23888 | 1.699 | 0.26661 | 1.2774 | 0.28889 | 1.1633
2 | 2028 | 2028-02-21 | 0.32487 | 1.3564 | 0.25929 | 1.373 | 0.31251 | 1.574 | 0.41739 | 2.2075 | 0.34001 | 1.9428 | 0.31326 | 1.9552 | 0.27763 | 1.2458 | 0.26331 | 1.8808 | 0.27957 | 1.3429 | 0.31059 | 1.2511
2 | 2028 | 2028-02-22 | 0.31519 | 1.3189 | 0.25579 | 1.3547 | 0.30759 | 1.5501 | 0.41838 | 2.2077 | 0.34036 | 1.9507 | 0.3143 | 1.9589 | 0.27634 | 1.2407 | 0.26208 | 1.8721 | 0.27812 | 1.3364 | 0.29716 | 1.1975
2 | 2028 | 2028-02-23 | 0.30537 | 1.2799 | 0.25337 | 1.3419 | 0.30167 | 1.5209 | 0.41376 | 2.1866 | 0.33711 | 1.9299 | 0.31022 | 1.9363 | 0.2645 | 1.1878 | 0.26159 | 1.8689 | 0.27839 | 1.3378 | 0.30322 | 1.2206
2 | 2028 | 2028-02-24 | 0.30109 | 1.2634 | 0.24934 | 1.3207 | 0.2866 | 1.447 | 0.40814 | 2.1578 | 0.33264 | 1.9038 | 0.30601 | 1.9116 | 0.26642 | 1.1966 | 0.25456 | 1.8193 | 0.26982 | 1.2972 | 0.30053 | 1.2088
2 | 2028 | 2028-02-25 | 0.31093 | 1.303 | 0.25044 | 1.3261 | 0.28255 | 1.4274 | 0.40536 | 2.1394 | 0.32993 | 1.8924 | 0.30445 | 1.9004 | 0.26783 | 1.2031 | 0.25021 | 1.7887 | 0.265 | 1.2743 | 0.28797 | 1.1602
2 | 2028 | 2028-02-26 | 0.29035 | 1.2192 | 0.2278 | 1.1984 | 0.26837 | 1.3496 | 0.38053 | 2.0069 | 0.31165 | 1.7778 | 0.28873 | 1.8033 | 0.25202 | 1.129 | 0.22365 | 1.5929 | 0.2524 | 1.2102 | 0.27965 | 1.125
2 | 2028 | 2028-02-27 | 0.28851 | 1.2127 | 0.22529 | 1.1851 | 0.26229 | 1.3213 | 0.3779 | 1.9897 | 0.30916 | 1.7672 | 0.28713 | 1.7922 | 0.24826 | 1.1126 | 0.22146 | 1.5775 | 0.24995 | 1.1988 | 0.27062 | 1.0899
2 | 2028 | 2028-02-28 | 0.29294 | 1.2328 | 0.23154 | 1.2272 | 0.25875 | 1.3116 | 0.38887 | 2.0557 | 0.31701 | 1.8165 | 0.29176 | 1.8264 | 0.26566 | 1.1949 | 0.24562 | 1.7574 | 0.2625 | 1.2623 | 0.28612 | 1.1513
2 | 2028 | 2028-02-29 | 0.31536 | 1.3222 | 0.24754 | 1.3097 | 0.28585 | 1.4443 | 0.39738 | 2.0948 | 0.32383 | 1.8633 | 0.29736 | 1.8572 | 0.27008 | 1.2148 | 0.25685 | 1.8357 | 0.27365 | 1.3175 | 0.2954 | 1.1929
3 | 2028 | 2028-03-01 | 0.29825 | 1.267 | 0.24032 | 1.2895 | 0.26422 | 1.3871 | 0.42944 | 2.28 | 0.32713 | 1.8726 | 0.30018 | 1.9393 | 0.24944 | 1.1277 | 0.24564 | 1.7351 | 0.27144 | 1.3391 | 0.29196 | 1.2056
3 | 2028 | 2028-03-02 | 0.29457 | 1.2628 | 0.23394 | 1.2558 | 0.26444 | 1.3879 | 0.41911 | 2.2269 | 0.32055 | 1.8346 | 0.29341 | 1.8965 | 0.24711 | 1.1174 | 0.24136 | 1.7061 | 0.27134 | 1.3384 | 0.2902 | 1.1971
3 | 2028 | 2028-03-03 | 0.29258 | 1.255 | 0.23245 | 1.2472 | 0.25523 | 1.3397 | 0.42379 | 2.2493 | 0.32397 | 1.8601 | 0.29517 | 1.9085 | 0.25329 | 1.1459 | 0.24356 | 1.721 | 0.27179 | 1.3414 | 0.27884 | 1.1509
3 | 2028 | 2028-03-04 | 0.2857 | 1.2259 | 0.21906 | 1.167 | 0.24462 | 1.2804 | 0.40851 | 2.1582 | 0.31097 | 1.7813 | 0.28697 | 1.8534 | 0.24439 | 1.1028 | 0.21817 | 1.5332 | 0.25488 | 1.2556 | 0.27298 | 1.1276
3 | 2028 | 2028-03-05 | 0.28803 | 1.2366 | 0.21842 | 1.1644 | 0.23268 | 1.218 | 0.40068 | 2.1177 | 0.3064 | 1.7567 | 0.2815 | 1.8189 | 0.23955 | 1.0809 | 0.21739 | 1.5281 | 0.25706 | 1.2666 | 0.26963 | 1.114
3 | 2028 | 2028-03-06 | 0.29785 | 1.2775 | 0.23009 | 1.234 | 0.24505 | 1.2866 | 0.4106 | 2.1784 | 0.31366 | 1.8015 | 0.28549 | 1.8487 | 0.25479 | 1.1532 | 0.24194 | 1.7093 | 0.26565 | 1.3127 | 0.26066 | 1.0762
3 | 2028 | 2028-03-07 | 0.2923 | 1.2551 | 0.22536 | 1.2084 | 0.25366 | 1.3317 | 0.4025 | 2.136 | 0.30753 | 1.7645 | 0.28019 | 1.8155 | 0.2493 | 1.1289 | 0.24235 | 1.7118 | 0.26398 | 1.3051 | 0.26293 | 1.0865
3 | 2028 | 2028-03-08 | 0.28684 | 1.2337 | 0.22464 | 1.2041 | 0.24353 | 1.2788 | 0.40423 | 2.1431 | 0.30802 | 1.7695 | 0.28047 | 1.818 | 0.24353 | 1.1028 | 0.24336 | 1.7188 | 0.26739 | 1.3224 | 0.26861 | 1.1108
3 | 2028 | 2028-03-09 | 0.28598 | 1.2309 | 0.22435 | 1.2028 | 0.24248 | 1.2734 | 0.3902 | 2.0713 | 0.29929 | 1.7184 | 0.27143 | 1.7604 | 0.23874 | 1.0815 | 0.23588 | 1.6673 | 0.25816 | 1.2768 | 0.26916 | 1.1126
3 | 2028 | 2028-03-10 | 0.2754 | 1.1879 | 0.22455 | 1.2038 | 0.25144 | 1.3204 | 0.38205 | 2.0291 | 0.29436 | 1.6911 | 0.26577 | 1.7246 | 0.22942 | 1.0401 | 0.22935 | 1.6223 | 0.251 | 1.2415 | 0.25724 | 1.0627
3 | 2028 | 2028-03-11 | 0.27132 | 1.1703 | 0.20662 | 1.0993 | 0.2256 | 1.1815 | 0.36669 | 1.9376 | 0.28168 | 1.6149 | 0.25736 | 1.668 | 0.21762 | 0.98384 | 0.20279 | 1.4268 | 0.23701 | 1.1699 | 0.25159 | 1.0399
3 | 2028 | 2028-03-12 | 0.27683 | 1.1931 | 0.21646 | 1.1523 | 0.23559 | 1.234 | 0.37414 | 1.9734 | 0.28617 | 1.6457 | 0.26081 | 1.6907 | 0.22317 | 1.0088 | 0.21112 | 1.484 | 0.24702 | 1.2204 | 0.25898 | 1.0717
3 | 2028 | 2028-03-13 | 0.2814 | 1.213 | 0.22881 | 1.2252 | 0.24793 | 1.3025 | 0.3846 | 2.0369 | 0.29403 | 1.6947 | 0.26499 | 1.7215 | 0.23668 | 1.0732 | 0.2368 | 1.673 | 0.26018 | 1.289 | 0.27971 | 1.1579
3 | 2028 | 2028-03-14 | 0.27562 | 1.1906 | 0.22008 | 1.1794 | 0.24048 | 1.2638 | 0.37461 | 1.9853 | 0.28781 | 1.6591 | 0.25826 | 1.6787 | 0.22954 | 1.0411 | 0.23233 | 1.6424 | 0.25785 | 1.2776 | 0.27129 | 1.1229
3 | 2028 | 2028-03-15 | 0.26314 | 1.1399 | 0.20974 | 1.1239 | 0.23275 | 1.2235 | 0.36935 | 1.9573 | 0.28407 | 1.638 | 0.25439 | 1.6544 | 0.21634 | 0.98192 | 0.22857 | 1.6165 | 0.25422 | 1.26 | 0.26469 | 1.0956
3 | 2028 | 2028-03-16 | 0.25689 | 1.1146 | 0.20303 | 1.0884 | 0.22082 | 1.1614 | 0.3613 | 1.9152 | 0.27839 | 1.6044 | 0.24894 | 1.6199 | 0.21231 | 0.96396 | 0.22841 | 1.6145 | 0.24677 | 1.2243 | 0.24799 | 1.027
3 | 2028 | 2028-03-17 | 0.25817 | 1.12 | 0.20541 | 1.1016 | 0.23133 | 1.2167 | 0.36307 | 1.9225 | 0.27889 | 1.6094 | 0.24918 | 1.6219 | 0.20976 | 0.95246 | 0.23296 | 1.6456 | 0.25236 | 1.2528 | 0.25609 | 1.0617
3 | 2028 | 2028-03-18 | 0.24912 | 1.0815 | 0.19563 | 1.04 | 0.23281 | 1.2209 | 0.35099 | 1.8476 | 0.26908 | 1.5526 | 0.24242 | 1.5756 | 0.20063 | 0.90833 | 0.20922 | 1.4693 | 0.23975 | 1.1883 | 0.24044 | 0.99779
3 | 2028 | 2028-03-19 | 0.2553 | 1.1069 | 0.1995 | 1.0596 | 0.23313 | 1.2229 | 0.34894 | 1.8356 | 0.26689 | 1.5402 | 0.2405 | 1.5638 | 0.20624 | 0.93376 | 0.20872 | 1.4656 | 0.23978 | 1.189 | 0.24933 | 1.035
3 | 2028 | 2028-03-20 | 0.25915 | 1.1243 | 0.20999 | 1.1238 | 0.2346 | 1.2347 | 0.35285 | 1.8663 | 0.271 | 1.5665 | 0.24076 | 1.569 | 0.21252 | 0.96521 | 0.23137 | 1.634 | 0.24984 | 1.2422 | 0.25499 | 1.0583
3 | 2028 | 2028-03-21 | 0.26148 | 1.1338 | 0.20146 | 1.0792 | 0.21931 | 1.1552 | 0.34295 | 1.8147 | 0.26361 | 1.5211 | 0.23436 | 1.5284 | 0.20916 | 0.95021 | 0.22721 | 1.6048 | 0.24175 | 1.2028 | 0.24691 | 1.0251
3 | 2028 | 2028-03-22 | 0.26028 | 1.1292 | 0.19276 | 1.0325 | 0.22062 | 1.1624 | 0.34528 | 1.8249 | 0.26472 | 1.5304 | 0.23484 | 1.5318 | 0.2019 | 0.91776 | 0.22524 | 1.5912 | 0.24169 | 1.2028 | 0.24236 | 1.0057
3 | 2028 | 2028-03-23 | 0.25756 | 1.1185 | 0.18995 | 1.0176 | 0.22455 | 1.1835 | 0.3374 | 1.7839 | 0.25962 | 1.5013 | 0.22936 | 1.4968 | 0.20042 | 0.91092 | 0.22211 | 1.5693 | 0.23616 | 1.1761 | 0.23714 | 0.98457
3 | 2028 | 2028-03-24 | 0.25333 | 1.1016 | 0.18536 | 0.99342 | 0.21711 | 1.145 | 0.32466 | 1.7183 | 0.25105 | 1.4498 | 0.22116 | 1.4443 | 0.19763 | 0.89832 | 0.21959 | 1.5515 | 0.23121 | 1.1523 | 0.23416 | 0.97285
3 | 2028 | 2028-03-25 | 0.24465 | 1.0647 | 0.17661 | 0.93788 | 0.20496 | 1.0782 | 0.31146 | 1.6378 | 0.23993 | 1.3836 | 0.2139 | 1.3947 | 0.18753 | 0.84968 | 0.19956 | 1.4013 | 0.22922 | 1.1402 | 0.23007 | 0.95659
3 | 2028 | 2028-03-26 | 0.24708 | 1.0749 | 0.1743 | 0.92525 | 0.20879 | 1.0988 | 0.31319 | 1.6449 | 0.24034 | 1.3878 | 0.21412 | 1.3964 | 0.18781 | 0.85128 | 0.20742 | 1.4548 | 0.23653 | 1.1777 | 0.22778 | 0.9477
3 | 2028 | 2028-03-27 | 0.24561 | 1.0707 | 0.1846 | 0.98994 | 0.20935 | 1.1061 | 0.31509 | 1.6657 | 0.24337 | 1.4077 | 0.21317 | 1.3937 | 0.20133 | 0.91516 | 0.22831 | 1.611 | 0.24521 | 1.2238 | 0.24765 | 1.0301
3 | 2028 | 2028-03-28 | 0.24409 | 1.0644 | 0.17819 | 0.95464 | 0.20111 | 1.0636 | 0.31162 | 1.6471 | 0.24158 | 1.4003 | 0.21011 | 1.3741 | 0.1987 | 0.90309 | 0.22392 | 1.5804 | 0.23843 | 1.1909 | 0.24631 | 1.0243
3 | 2028 | 2028-03-29 | 0.24125 | 1.0536 | 0.17514 | 0.93875 | 0.19896 | 1.0531 | 0.30447 | 1.6095 | 0.23603 | 1.3666 | 0.20529 | 1.3434 | 0.18893 | 0.85891 | 0.21826 | 1.5413 | 0.23258 | 1.1622 | 0.22832 | 0.94982
3 | 2028 | 2028-03-30 | 0.23731 | 1.037 | 0.1708 | 0.91585 | 0.19264 | 1.0207 | 0.2986 | 1.5787 | 0.23192 | 1.3432 | 0.20106 | 1.3163 | 0.18553 | 0.84367 | 0.21691 | 1.5316 | 0.22876 | 1.1441 | 0.22288 | 0.9281
3 | 2028 | 2028-03-31 | 0.24157 | 1.0544 | 0.17403 | 0.93341 | 0.19817 | 1.0503 | 0.30482 | 1.6085 | 0.23532 | 1.3665 | 0.20385 | 1.3344 | 0.1879 | 0.85435 | 0.21979 | 1.5508 | 0.22888 | 1.1458 | 0.22491 | 0.9372
4 | 2028 | 2028-04-01 | 0.21597 | 0.95043 | 0.14537 | 0.76281 | 0.17 | 0.88406 | 0.23435 | 1.2341 | 0.21286 | 1.1673 | 0.18488 | 1.1746 | 0.1611 | 0.70432 | 0.16891 | 1.2105 | 0.19865 | 1.0029 | 0.20898 | 0.87483
4 | 2028 | 2028-04-02 | 0.20901 | 0.92188 | 0.14862 | 0.77951 | 0.1703 | 0.8862 | 0.22913 | 1.2074 | 0.20816 | 1.1416 | 0.18013 | 1.1454 | 0.15822 | 0.69186 | 0.16411 | 1.1758 | 0.19109 | 0.96543 | 0.19664 | 0.823
4 | 2028 | 2028-04-03 | 0.21055 | 0.92934 | 0.15607 | 0.82851 | 0.1713 | 0.89767 | 0.23543 | 1.2514 | 0.21085 | 1.1625 | 0.17991 | 1.1506 | 0.16207 | 0.71398 | 0.18205 | 1.3118 | 0.19742 | 0.99976 | 0.206 | 0.86211
4 | 2028 | 2028-04-04 | 0.2014 | 0.89269 | 0.14822 | 0.78735 | 0.15874 | 0.8341 | 0.23003 | 1.2226 | 0.20546 | 1.1339 | 0.17523 | 1.1222 | 0.15469 | 0.68252 | 0.18291 | 1.3169 | 0.19568 | 0.99199 | 0.21137 | 0.8853
4 | 2028 | 2028-04-05 | 0.1964 | 0.87261 | 0.14578 | 0.77472 | 0.15776 | 0.83067 | 0.22366 | 1.1893 | 0.19908 | 1.0999 | 0.16965 | 1.0887 | 0.1562 | 0.68853 | 0.17818 | 1.2841 | 0.19275 | 0.9776 | 0.20105 | 0.84235
4 | 2028 | 2028-04-06 | 0.20141 | 0.89336 | 0.1455 | 0.77316 | 0.16159 | 0.85082 | 0.22552 | 1.1975 | 0.20204 | 1.1159 | 0.17142 | 1.0974 | 0.16047 | 0.70621 | 0.18105 | 1.3033 | 0.19283 | 0.97915 | 0.20152 | 0.84479
4 | 2028 | 2028-04-07 | 0.20895 | 0.92431 | 0.1493 | 0.79314 | 0.16582 | 0.87326 | 0.22548 | 1.1944 | 0.20216 | 1.1178 | 0.17182 | 1.0989 | 0.15974 | 0.70274 | 0.1806 | 1.2995 | 0.19097 | 0.97064 | 0.20818 | 0.8736
4 | 2028 | 2028-04-08 | 0.2009 | 0.88975 | 0.14232 | 0.74749 | 0.15849 | 0.83227 | 0.21007 | 1.1045 | 0.19171 | 1.0541 | 0.16372 | 1.0421 | 0.15222 | 0.66437 | 0.15672 | 1.1222 | 0.1805 | 0.91661 | 0.18985 | 0.79737
4 | 2028 | 2028-04-09 | 0.19212 | 0.85399 | 0.14054 | 0.7381 | 0.15711 | 0.8261 | 0.20234 | 1.0646 | 0.18382 | 1.0119 | 0.15692 | 1.0015 | 0.14494 | 0.63328 | 0.15278 | 1.0929 | 0.17209 | 0.87495 | 0.18284 | 0.76833
4 | 2028 | 2028-04-10 | 0.19205 | 0.85571 | 0.13707 | 0.72947 | 0.15147 | 0.80234 | 0.20606 | 1.0933 | 0.18256 | 1.0133 | 0.1549 | 0.99733 | 0.14255 | 0.62907 | 0.16692 | 1.2034 | 0.17795 | 0.90656 | 0.19329 | 0.81241
4 | 2028 | 2028-04-11 | 0.18788 | 0.83787 | 0.13448 | 0.71571 | 0.14826 | 0.78704 | 0.20378 | 1.0813 | 0.18093 | 1.0046 | 0.15298 | 0.98475 | 0.1461 | 0.64367 | 0.17275 | 1.2427 | 0.17899 | 0.91324 | 0.18679 | 0.78501
4 | 2028 | 2028-04-12 | 0.1927 | 0.85797 | 0.1352 | 0.72017 | 0.14893 | 0.79168 | 0.20209 | 1.0737 | 0.18058 | 1.0017 | 0.1513 | 0.97294 | 0.14824 | 0.65231 | 0.17498 | 1.2597 | 0.18544 | 0.94655 | 0.19765 | 0.83146
4 | 2028 | 2028-04-13 | 0.19268 | 0.85866 | 0.1402 | 0.74652 | 0.15277 | 0.81203 | 0.19767 | 1.0483 | 0.17548 | 0.9761 | 0.14796 | 0.95327 | 0.14835 | 0.65239 | 0.1709 | 1.2315 | 0.183 | 0.93474 | 0.19819 | 0.83424
4 | 2028 | 2028-04-14 | 0.18198 | 0.81473 | 0.14006 | 0.74599 | 0.1499 | 0.79885 | 0.1973 | 1.0458 | 0.17593 | 0.97865 | 0.14781 | 0.95102 | 0.14906 | 0.65504 | 0.17112 | 1.2297 | 0.17334 | 0.88734 | 0.19162 | 0.80694
4 | 2028 | 2028-04-15 | 0.16556 | 0.74604 | 0.11573 | 0.61025 | 0.12915 | 0.69039 | 0.17514 | 0.92407 | 0.15856 | 0.8767 | 0.13341 | 0.85731 | 0.13358 | 0.58308 | 0.14621 | 1.0458 | 0.16364 | 0.83702 | 0.16466 | 0.69416
4 | 2028 | 2028-04-16 | 0.16363 | 0.73847 | 0.11331 | 0.59771 | 0.13065 | 0.69825 | 0.17014 | 0.89663 | 0.15308 | 0.84863 | 0.12944 | 0.83383 | 0.12635 | 0.55224 | 0.14146 | 1.0149 | 0.16645 | 0.85138 | 0.17337 | 0.73154
4 | 2028 | 2028-04-17 | 0.17318 | 0.77861 | 0.12708 | 0.67984 | 0.14407 | 0.77344 | 0.18562 | 0.98585 | 0.16549 | 0.92291 | 0.13789 | 0.88974 | 0.14049 | 0.61781 | 0.1668 | 1.2004 | 0.1722 | 0.8837 | 0.18393 | 0.77565
4 | 2028 | 2028-04-18 | 0.1716 | 0.77203 | 0.12369 | 0.66249 | 0.13839 | 0.74575 | 0.18066 | 0.96073 | 0.16084 | 0.89801 | 0.13364 | 0.86393 | 0.13538 | 0.59589 | 0.16269 | 1.1704 | 0.16497 | 0.84796 | 0.17078 | 0.72038
4 | 2028 | 2028-04-19 | 0.16754 | 0.75612 | 0.11984 | 0.64259 | 0.13108 | 0.71025 | 0.1767 | 0.94037 | 0.1572 | 0.87874 | 0.13034 | 0.84376 | 0.12934 | 0.56996 | 0.15732 | 1.1317 | 0.15642 | 0.80552 | 0.17007 | 0.718
4 | 2028 | 2028-04-20 | 0.16125 | 0.73021 | 0.11887 | 0.638 | 0.12857 | 0.69831 | 0.17333 | 0.92249 | 0.15401 | 0.86226 | 0.12771 | 0.82766 | 0.12666 | 0.55832 | 0.15262 | 1.0976 | 0.14848 | 0.76617 | 0.16299 | 0.68857
4 | 2028 | 2028-04-21 | 0.16241 | 0.73552 | 0.11551 | 0.62075 | 0.12704 | 0.69184 | 0.16866 | 0.89787 | 0.14924 | 0.83752 | 0.12396 | 0.8053 | 0.13053 | 0.57427 | 0.15413 | 1.1089 | 0.15186 | 0.78406 | 0.16072 | 0.67943
4 | 2028 | 2028-04-22 | 0.15626 | 0.70933 | 0.1023 | 0.54337 | 0.11488 | 0.62657 | 0.15038 | 0.79342 | 0.1352 | 0.75534 | 0.11362 | 0.73623 | 0.11999 | 0.52323 | 0.12808 | 0.91885 | 0.14658 | 0.75575 | 0.15024 | 0.63683
4 | 2028 | 2028-04-23 | 0.15479 | 0.70376 | 0.099093 | 0.52712 | 0.1131 | 0.61845 | 0.14752 | 0.77825 | 0.13257 | 0.74195 | 0.11148 | 0.72316 | 0.11569 | 0.50481 | 0.12589 | 0.90324 | 0.14359 | 0.74145 | 0.14371 | 0.60954
4 | 2028 | 2028-04-24 | 0.15905 | 0.72227 | 0.10767 | 0.58204 | 0.11841 | 0.65182 | 0.15656 | 0.8361 | 0.13793 | 0.77809 | 0.11413 | 0.74573 | 0.12342 | 0.54333 | 0.14697 | 1.0599 | 0.14813 | 0.76724 | 0.15526 | 0.65767
4 | 2028 | 2028-04-25 | 0.16082 | 0.7295 | 0.106 | 0.5741 | 0.11986 | 0.66083 | 0.15237 | 0.81431 | 0.13377 | 0.7566 | 0.11085 | 0.72617 | 0.12277 | 0.54029 | 0.1472 | 1.0602 | 0.14426 | 0.74882 | 0.157 | 0.66555
4 | 2028 | 2028-04-26 | 0.15904 | 0.7224 | 0.10792 | 0.58453 | 0.12206 | 0.67267 | 0.15126 | 0.80871 | 0.13335 | 0.75475 | 0.11022 | 0.72167 | 0.12315 | 0.54161 | 0.14462 | 1.0445 | 0.14869 | 0.7715 | 0.15582 | 0.66104
4 | 2028 | 2028-04-27 | 0.16329 | 0.73984 | 0.11172 | 0.60504 | 0.12317 | 0.67965 | 0.15141 | 0.80803 | 0.13378 | 0.75842 | 0.111 | 0.7259 | 0.12445 | 0.5468 | 0.14379 | 1.0389 | 0.14807 | 0.76923 | 0.15477 | 0.65709
4 | 2028 | 2028-04-28 | 0.1644 | 0.74387 | 0.10966 | 0.59543 | 0.12273 | 0.67924 | 0.1464 | 0.78419 | 0.12944 | 0.73475 | 0.10667 | 0.69974 | 0.12251 | 0.53839 | 0.14577 | 1.0509 | 0.14389 | 0.74942 | 0.14883 | 0.63212
4 | 2028 | 2028-04-29 | 0.15871 | 0.72045 | 0.09707 | 0.521 | 0.10969 | 0.60964 | 0.13288 | 0.70174 | 0.11986 | 0.67816 | 0.10112 | 0.65955 | 0.1123 | 0.48878 | 0.12455 | 0.89428 | 0.14158 | 0.73652 | 0.13923 | 0.59295
4 | 2028 | 2028-04-30 | 0.15897 | 0.72117 | 0.097442 | 0.52417 | 0.11324 | 0.62918 | 0.13119 | 0.69437 | 0.11915 | 0.67418 | 0.099858 | 0.65128 | 0.11277 | 0.4906 | 0.13031 | 0.93487 | 0.14721 | 0.76623 | 0.14748 | 0.6281
5 | 2028 | 2028-05-01 | 0.15046 | 0.69138 | 0.087124 | 0.49088 | 0.10808 | 0.65051 | 0.11634 | 0.64667 | 0.11556 | 0.68261 | 0.087387 | 0.60078 | 0.098917 | 0.44963 | 0.1421 | 1.0141 | 0.13124 | 0.70854 | 0.13027 | 0.56366
5 | 2028 | 2028-05-02 | 0.1502 | 0.69061 | 0.086339 | 0.48666 | 0.10235 | 0.61721 | 0.11409 | 0.63596 | 0.11413 | 0.67645 | 0.086035 | 0.59319 | 0.099302 | 0.45143 | 0.14051 | 1.0029 | 0.12973 | 0.70136 | 0.12518 | 0.5414
5 | 2028 | 2028-05-03 | 0.14957 | 0.6884 | 0.08521 | 0.48229 | 0.10029 | 0.60698 | 0.11152 | 0.62221 | 0.11083 | 0.65768 | 0.083778 | 0.57859 | 0.096582 | 0.43927 | 0.13718 | 0.9794 | 0.12553 | 0.67957 | 0.12155 | 0.52556
5 | 2028 | 2028-05-04 | 0.1464 | 0.67569 | 0.084241 | 0.4764 | 0.10126 | 0.6145 | 0.10941 | 0.60746 | 0.10704 | 0.63341 | 0.081685 | 0.56245 | 0.095075 | 0.43261 | 0.13465 | 0.96069 | 0.12285 | 0.66614 | 0.12126 | 0.52505
5 | 2028 | 2028-05-05 | 0.14227 | 0.65914 | 0.080233 | 0.45477 | 0.096743 | 0.5889 | 0.10738 | 0.5969 | 0.10551 | 0.62585 | 0.080495 | 0.55514 | 0.094827 | 0.43173 | 0.13355 | 0.95422 | 0.12192 | 0.66206 | 0.11897 | 0.51523
5 | 2028 | 2028-05-06 | 0.12808 | 0.59993 | 0.064731 | 0.36535 | 0.082263 | 0.50643 | 0.089794 | 0.49556 | 0.090446 | 0.53636 | 0.070296 | 0.48638 | 0.081865 | 0.3703 | 0.10835 | 0.76962 | 0.11111 | 0.60556 | 0.10601 | 0.46142
5 | 2028 | 2028-05-07 | 0.12393 | 0.58307 | 0.062253 | 0.3526 | 0.075674 | 0.46796 | 0.086851 | 0.48044 | 0.085905 | 0.51026 | 0.067351 | 0.46775 | 0.073906 | 0.33465 | 0.10482 | 0.74582 | 0.10642 | 0.58108 | 0.10459 | 0.45573
5 | 2028 | 2028-05-08 | 0.13009 | 0.60956 | 0.074773 | 0.42689 | 0.08524 | 0.52432 | 0.099682 | 0.55609 | 0.094787 | 0.56454 | 0.073539 | 0.51055 | 0.083149 | 0.37984 | 0.12695 | 0.90983 | 0.11456 | 0.62513 | 0.11424 | 0.49527
5 | 2028 | 2028-05-09 | 0.12537 | 0.59036 | 0.073837 | 0.42368 | 0.085931 | 0.5308 | 0.098156 | 0.54674 | 0.093746 | 0.55891 | 0.072918 | 0.50596 | 0.083992 | 0.38377 | 0.12379 | 0.88839 | 0.11061 | 0.60464 | 0.11215 | 0.48623
5 | 2028 | 2028-05-10 | 0.12058 | 0.57044 | 0.070344 | 0.40673 | 0.082012 | 0.50999 | 0.095302 | 0.53361 | 0.090056 | 0.53912 | 0.070369 | 0.49115 | 0.079814 | 0.36498 | 0.12199 | 0.87674 | 0.10883 | 0.59599 | 0.11055 | 0.47983
5 | 2028 | 2028-05-11 | 0.11601 | 0.55215 | 0.068827 | 0.39962 | 0.082027 | 0.51233 | 0.093392 | 0.52335 | 0.088183 | 0.52908 | 0.069175 | 0.48367 | 0.079338 | 0.36327 | 0.11907 | 0.85521 | 0.10583 | 0.58077 | 0.10802 | 0.4687
5 | 2028 | 2028-05-12 | 0.11539 | 0.54988 | 0.069215 | 0.40316 | 0.081761 | 0.51277 | 0.091059 | 0.51266 | 0.085831 | 0.51733 | 0.067502 | 0.47443 | 0.075765 | 0.3473 | 0.11605 | 0.83368 | 0.10252 | 0.56383 | 0.10383 | 0.4507
5 | 2028 | 2028-05-13 | 0.1067 | 0.51347 | 0.05538 | 0.3217 | 0.073049 | 0.4652 | 0.073987 | 0.41299 | 0.071209 | 0.4297 | 0.057882 | 0.40878 | 0.061227 | 0.2788 | 0.088918 | 0.63409 | 0.089215 | 0.49387 | 0.089819 | 0.39199
5 | 2028 | 2028-05-14 | 0.10324 | 0.49933 | 0.054808 | 0.32009 | 0.067623 | 0.43408 | 0.071736 | 0.40204 | 0.068542 | 0.41547 | 0.056159 | 0.39871 | 0.05947 | 0.27127 | 0.087713 | 0.62732 | 0.088301 | 0.4899 | 0.088169 | 0.38505
5 | 2028 | 2028-05-15 | 0.10938 | 0.52596 | 0.067468 | 0.39673 | 0.077147 | 0.49067 | 0.085129 | 0.48159 | 0.079094 | 0.48064 | 0.063393 | 0.44924 | 0.069719 | 0.32103 | 0.1123 | 0.80842 | 0.10065 | 0.55685 | 0.1014 | 0.43943
5 | 2028 | 2028-05-16 | 0.10383 | 0.50357 | 0.068092 | 0.40063 | 0.077044 | 0.49167 | 0.083913 | 0.47384 | 0.078353 | 0.47671 | 0.063127 | 0.44708 | 0.067966 | 0.31361 | 0.11009 | 0.79431 | 0.098255 | 0.54481 | 0.097638 | 0.42344
5 | 2028 | 2028-05-17 | 0.10122 | 0.49322 | 0.065877 | 0.39003 | 0.075445 | 0.48388 | 0.082018 | 0.46337 | 0.07576 | 0.46187 | 0.061689 | 0.43787 | 0.06452 | 0.29854 | 0.10583 | 0.7655 | 0.092625 | 0.51523 | 0.093526 | 0.40609
5 | 2028 | 2028-05-18 | 0.097498 | 0.47818 | 0.063879 | 0.38079 | 0.073363 | 0.47305 | 0.080228 | 0.45679 | 0.075253 | 0.46234 | 0.061088 | 0.43676 | 0.063849 | 0.296 | 0.1053 | 0.76377 | 0.09279 | 0.51712 | 0.095979 | 0.41746
5 | 2028 | 2028-05-19 | 0.10512 | 0.50948 | 0.063521 | 0.38237 | 0.070359 | 0.45753 | 0.078525 | 0.45088 | 0.075044 | 0.46479 | 0.060654 | 0.43694 | 0.06901 | 0.31937 | 0.10727 | 0.77927 | 0.097076 | 0.54143 | 0.099873 | 0.43523
5 | 2028 | 2028-05-20 | 0.10574 | 0.51165 | 0.053395 | 0.32299 | 0.068279 | 0.45136 | 0.062255 | 0.35849 | 0.063995 | 0.40136 | 0.052914 | 0.38615 | 0.064017 | 0.2938 | 0.084342 | 0.60939 | 0.090621 | 0.50872 | 0.093578 | 0.41052
5 | 2028 | 2028-05-21 | 0.098089 | 0.48071 | 0.053483 | 0.32354 | 0.067265 | 0.4462 | 0.060761 | 0.3498 | 0.062094 | 0.39048 | 0.052004 | 0.38024 | 0.060184 | 0.27711 | 0.083522 | 0.60288 | 0.091101 | 0.51245 | 0.096074 | 0.42171
5 | 2028 | 2028-05-22 | 0.10088 | 0.49328 | 0.06267 | 0.38128 | 0.07311 | 0.47974 | 0.074161 | 0.42752 | 0.070887 | 0.44326 | 0.058575 | 0.42509 | 0.066139 | 0.30785 | 0.10548 | 0.76718 | 0.098828 | 0.55422 | 0.10403 | 0.45388
5 | 2028 | 2028-05-23 | 0.10475 | 0.50992 | 0.064568 | 0.39173 | 0.072496 | 0.47764 | 0.072428 | 0.42 | 0.069335 | 0.43626 | 0.057605 | 0.42068 | 0.065446 | 0.30535 | 0.10281 | 0.74858 | 0.09608 | 0.54039 | 0.1025 | 0.44675
5 | 2028 | 2028-05-24 | 0.10191 | 0.49845 | 0.062172 | 0.38124 | 0.072077 | 0.47717 | 0.070697 | 0.41263 | 0.067752 | 0.42913 | 0.056614 | 0.41627 | 0.064927 | 0.30352 | 0.10159 | 0.74239 | 0.09501 | 0.53558 | 0.10157 | 0.44336
5 | 2028 | 2028-05-25 | 0.095652 | 0.47334 | 0.062139 | 0.38242 | 0.071075 | 0.47308 | 0.069282 | 0.4068 | 0.067013 | 0.42712 | 0.056152 | 0.41525 | 0.064445 | 0.30201 | 0.1011 | 0.73873 | 0.09585 | 0.54129 | 0.099216 | 0.43368
5 | 2028 | 2028-05-26 | 0.10104 | 0.49596 | 0.063212 | 0.38981 | 0.071101 | 0.47479 | 0.068547 | 0.40362 | 0.067868 | 0.43431 | 0.056755 | 0.42056 | 0.066175 | 0.31041 | 0.099799 | 0.73029 | 0.095127 | 0.53846 | 0.10176 | 0.44507
5 | 2028 | 2028-05-27 | 0.098793 | 0.48599 | 0.050976 | 0.31831 | 0.063959 | 0.43682 | 0.05197 | 0.31122 | 0.05592 | 0.36629 | 0.048398 | 0.36706 | 0.054738 | 0.25628 | 0.076893 | 0.56111 | 0.08852 | 0.50495 | 0.093387 | 0.41114
5 | 2028 | 2028-05-28 | 0.099579 | 0.48951 | 0.050286 | 0.31606 | 0.06301 | 0.43263 | 0.050585 | 0.30341 | 0.053755 | 0.35383 | 0.047398 | 0.36089 | 0.054372 | 0.25522 | 0.075284 | 0.55048 | 0.087271 | 0.49928 | 0.089396 | 0.39359
5 | 2028 | 2028-05-29 | 0.10656 | 0.51983 | 0.061141 | 0.38303 | 0.069045 | 0.46726 | 0.064 | 0.38252 | 0.062526 | 0.40724 | 0.053892 | 0.40634 | 0.064313 | 0.30393 | 0.097017 | 0.71313 | 0.094569 | 0.53878 | 0.10038 | 0.43916
5 | 2028 | 2028-05-30 | 0.098243 | 0.48556 | 0.060105 | 0.38028 | 0.068192 | 0.46437 | 0.062375 | 0.37695 | 0.061286 | 0.40297 | 0.053025 | 0.40377 | 0.064408 | 0.305 | 0.096326 | 0.71018 | 0.094409 | 0.539 | 0.10257 | 0.45025
5 | 2028 | 2028-05-31 | 0.096636 | 0.47944 | 0.060336 | 0.38304 | 0.069178 | 0.47188 | 0.061671 | 0.37315 | 0.061229 | 0.40382 | 0.053244 | 0.406 | 0.065721 | 0.31158 | 0.094448 | 0.69753 | 0.092691 | 0.53082 | 0.10002 | 0.43911
6 | 2028 | 2028-06-01 | 0.088778 | 0.44569 | 0.054866 | 0.36849 | 0.063179 | 0.44768 | 0.060948 | 0.38709 | 0.056823 | 0.39112 | 0.048279 | 0.38192 | 0.049135 | 0.24264 | 0.08855 | 0.67254 | 0.077549 | 0.45845 | 0.085927 | 0.38294
6 | 2028 | 2028-06-02 | 0.086192 | 0.435 | 0.054393 | 0.3669 | 0.061984 | 0.44167 | 0.060702 | 0.38627 | 0.055774 | 0.3834 | 0.047566 | 0.37638 | 0.048363 | 0.23936 | 0.087406 | 0.66506 | 0.077049 | 0.45664 | 0.085488 | 0.38124
6 | 2028 | 2028-06-03 | 0.073906 | 0.38361 | 0.040088 | 0.27996 | 0.050456 | 0.37384 | 0.044212 | 0.28886 | 0.042831 | 0.30507 | 0.039446 | 0.32139 | 0.036982 | 0.18454 | 0.061807 | 0.47554 | 0.067087 | 0.40411 | 0.07288 | 0.32852
6 | 2028 | 2028-06-04 | 0.07356 | 0.38258 | 0.039322 | 0.27645 | 0.049696 | 0.37021 | 0.043091 | 0.28386 | 0.042209 | 0.30382 | 0.039319 | 0.32271 | 0.036096 | 0.18069 | 0.060104 | 0.4632 | 0.065532 | 0.39563 | 0.070852 | 0.3195
6 | 2028 | 2028-06-05 | 0.081346 | 0.41581 | 0.05095 | 0.34847 | 0.056701 | 0.40997 | 0.056895 | 0.36603 | 0.052455 | 0.36723 | 0.046642 | 0.37477 | 0.045184 | 0.22489 | 0.082764 | 0.63245 | 0.07396 | 0.44129 | 0.081384 | 0.36308
6 | 2028 | 2028-06-06 | 0.079135 | 0.4075 | 0.051209 | 0.35193 | 0.056257 | 0.40876 | 0.056079 | 0.36266 | 0.051922 | 0.3659 | 0.046503 | 0.37552 | 0.044878 | 0.22493 | 0.082225 | 0.62971 | 0.073678 | 0.44083 | 0.081186 | 0.36293
6 | 2028 | 2028-06-07 | 0.077638 | 0.40107 | 0.051115 | 0.35265 | 0.056562 | 0.41255 | 0.056153 | 0.36539 | 0.052076 | 0.36847 | 0.046398 | 0.37587 | 0.044103 | 0.22121 | 0.081364 | 0.62387 | 0.072213 | 0.43279 | 0.080399 | 0.35999
6 | 2028 | 2028-06-08 | 0.074658 | 0.38948 | 0.049262 | 0.34181 | 0.05642 | 0.41265 | 0.055025 | 0.35841 | 0.050669 | 0.35974 | 0.046002 | 0.37387 | 0.042929 | 0.21627 | 0.080235 | 0.61672 | 0.072238 | 0.43447 | 0.0794 | 0.3557
6 | 2028 | 2028-06-09 | 0.07417 | 0.38772 | 0.049366 | 0.34405 | 0.05538 | 0.4069 | 0.055002 | 0.36031 | 0.050782 | 0.36215 | 0.045962 | 0.37482 | 0.042484 | 0.21496 | 0.079095 | 0.60902 | 0.071381 | 0.43045 | 0.078801 | 0.35307
6 | 2028 | 2028-06-10 | 0.062795 | 0.34095 | 0.036562 | 0.26762 | 0.045828 | 0.35256 | 0.039342 | 0.26901 | 0.039027 | 0.29246 | 0.038301 | 0.32352 | 0.031857 | 0.16512 | 0.054437 | 0.42695 | 0.061965 | 0.38136 | 0.069387 | 0.31521
6 | 2028 | 2028-06-11 | 0.061356 | 0.33524 | 0.037339 | 0.27457 | 0.045912 | 0.35428 | 0.038472 | 0.26405 | 0.038094 | 0.28738 | 0.038109 | 0.32329 | 0.03174 | 0.16534 | 0.054674 | 0.4302 | 0.061828 | 0.38174 | 0.069364 | 0.31534
6 | 2028 | 2028-06-12 | 0.067958 | 0.36345 | 0.048857 | 0.34509 | 0.054518 | 0.40502 | 0.052879 | 0.34968 | 0.048793 | 0.35316 | 0.045602 | 0.3761 | 0.041388 | 0.21209 | 0.077973 | 0.60441 | 0.07049 | 0.42891 | 0.079571 | 0.35788
6 | 2028 | 2028-06-13 | 0.068831 | 0.36693 | 0.049348 | 0.34924 | 0.054364 | 0.40616 | 0.052915 | 0.3517 | 0.049007 | 0.35625 | 0.045676 | 0.37792 | 0.040279 | 0.20743 | 0.07668 | 0.59463 | 0.067953 | 0.41413 | 0.07736 | 0.34877
6 | 2028 | 2028-06-14 | 0.064686 | 0.35113 | 0.047576 | 0.33968 | 0.053699 | 0.40115 | 0.051744 | 0.34399 | 0.047656 | 0.34802 | 0.045451 | 0.37732 | 0.040104 | 0.20878 | 0.07441 | 0.57826 | 0.067239 | 0.41138 | 0.077511 | 0.34917
6 | 2028 | 2028-06-15 | 0.062078 | 0.34019 | 0.047251 | 0.33919 | 0.052753 | 0.39528 | 0.051178 | 0.34107 | 0.047116 | 0.34567 | 0.045415 | 0.37825 | 0.03985 | 0.20767 | 0.073334 | 0.57077 | 0.065968 | 0.4048 | 0.076545 | 0.34525
6 | 2028 | 2028-06-16 | 0.058719 | 0.32676 | 0.046307 | 0.33394 | 0.052565 | 0.39547 | 0.052119 | 0.34927 | 0.04811 | 0.35346 | 0.045587 | 0.38023 | 0.038731 | 0.20319 | 0.073298 | 0.57149 | 0.065114 | 0.4007 | 0.074746 | 0.33791
6 | 2028 | 2028-06-17 | 0.050225 | 0.29126 | 0.034861 | 0.26629 | 0.043903 | 0.34691 | 0.036788 | 0.25934 | 0.036484 | 0.28387 | 0.037997 | 0.32892 | 0.02824 | 0.15363 | 0.049382 | 0.39468 | 0.054969 | 0.34686 | 0.064546 | 0.29615
6 | 2028 | 2028-06-18 | 0.050864 | 0.29465 | 0.035331 | 0.27062 | 0.043704 | 0.34641 | 0.035974 | 0.25411 | 0.035589 | 0.27882 | 0.037923 | 0.32944 | 0.028016 | 0.1535 | 0.049059 | 0.39372 | 0.055167 | 0.34967 | 0.065038 | 0.29883
6 | 2028 | 2028-06-19 | 0.062009 | 0.34192 | 0.046655 | 0.34033 | 0.051999 | 0.39423 | 0.050619 | 0.34089 | 0.046544 | 0.34615 | 0.045563 | 0.3832 | 0.038101 | 0.20361 | 0.071992 | 0.56517 | 0.06407 | 0.39861 | 0.0755 | 0.34228
6 | 2028 | 2028-06-20 | 0.064959 | 0.35547 | 0.04658 | 0.34144 | 0.051581 | 0.39187 | 0.050375 | 0.34029 | 0.046517 | 0.34761 | 0.045724 | 0.38574 | 0.038932 | 0.2085 | 0.072352 | 0.56974 | 0.06486 | 0.40514 | 0.074995 | 0.34053
6 | 2028 | 2028-06-21 | 0.063581 | 0.35077 | 0.045509 | 0.33585 | 0.050874 | 0.38712 | 0.049609 | 0.33531 | 0.045737 | 0.34344 | 0.04572 | 0.38683 | 0.039015 | 0.21075 | 0.072136 | 0.57049 | 0.066831 | 0.41945 | 0.07598 | 0.34552
6 | 2028 | 2028-06-22 | 0.060456 | 0.33797 | 0.045867 | 0.33905 | 0.050921 | 0.38842 | 0.049832 | 0.33767 | 0.045995 | 0.3462 | 0.045866 | 0.38873 | 0.038666 | 0.21002 | 0.072452 | 0.57427 | 0.066756 | 0.42044 | 0.077569 | 0.35345
6 | 2028 | 2028-06-23 | 0.060209 | 0.33714 | 0.045354 | 0.33682 | 0.050972 | 0.3897 | 0.050553 | 0.34313 | 0.046478 | 0.34964 | 0.045945 | 0.3895 | 0.03844 | 0.20918 | 0.072358 | 0.57476 | 0.066432 | 0.41991 | 0.077345 | 0.35268
6 | 2028 | 2028-06-24 | 0.050309 | 0.29628 | 0.033133 | 0.26401 | 0.04198 | 0.33816 | 0.035174 | 0.25205 | 0.034663 | 0.27826 | 0.038345 | 0.33779 | 0.027845 | 0.15995 | 0.047957 | 0.39407 | 0.056118 | 0.36521 | 0.065552 | 0.30381
6 | 2028 | 2028-06-25 | 0.046809 | 0.28236 | 0.032595 | 0.26171 | 0.04148 | 0.33492 | 0.034807 | 0.24953 | 0.034167 | 0.27556 | 0.038357 | 0.33859 | 0.02724 | 0.15781 | 0.046833 | 0.3855 | 0.053594 | 0.35071 | 0.063444 | 0.29481
6 | 2028 | 2028-06-26 | 0.052676 | 0.30768 | 0.043855 | 0.33065 | 0.049831 | 0.3829 | 0.04914 | 0.33296 | 0.04451 | 0.33788 | 0.045861 | 0.39082 | 0.036897 | 0.20594 | 0.069753 | 0.55613 | 0.061196 | 0.39136 | 0.072954 | 0.3343
6 | 2028 | 2028-06-27 | 0.052291 | 0.30611 | 0.043735 | 0.33096 | 0.049791 | 0.38332 | 0.050092 | 0.34052 | 0.045546 | 0.3458 | 0.046136 | 0.39343 | 0.037142 | 0.2081 | 0.070188 | 0.56125 | 0.061991 | 0.39802 | 0.07379 | 0.33857
6 | 2028 | 2028-06-28 | 0.051499 | 0.30355 | 0.044074 | 0.33417 | 0.049686 | 0.38319 | 0.050433 | 0.34349 | 0.045959 | 0.34959 | 0.046334 | 0.39563 | 0.037061 | 0.20802 | 0.07057 | 0.56506 | 0.061014 | 0.39325 | 0.074328 | 0.34189
6 | 2028 | 2028-06-29 | 0.052286 | 0.30748 | 0.043679 | 0.33267 | 0.049451 | 0.38198 | 0.050172 | 0.3417 | 0.045642 | 0.3482 | 0.046397 | 0.39682 | 0.037058 | 0.20957 | 0.070618 | 0.56707 | 0.061549 | 0.39835 | 0.074238 | 0.34219
6 | 2028 | 2028-06-30 | 0.053854 | 0.31476 | 0.043242 | 0.33088 | 0.049151 | 0.38021 | 0.049955 | 0.33954 | 0.045019 | 0.34377 | 0.046292 | 0.39613 | 0.037098 | 0.21107 | 0.070588 | 0.56803 | 0.061225 | 0.39791 | 0.073595 | 0.33993
7 | 2028 | 2028-07-01 | 0.041098 | 0.27323 | 0.028554 | 0.25308 | 0.039197 | 0.32912 | 0.041106 | 0.29861 | 0.033654 | 0.28608 | 0.039832 | 0.37642 | 0.023552 | 0.15837 | 0.042382 | 0.35764 | 0.050433 | 0.34737 | 0.059458 | 0.27812
7 | 2028 | 2028-07-02 | 0.040367 | 0.27054 | 0.028338 | 0.25427 | 0.039303 | 0.33315 | 0.042719 | 0.31096 | 0.03431 | 0.2927 | 0.040166 | 0.3828 | 0.023361 | 0.15703 | 0.04229 | 0.35781 | 0.049883 | 0.34498 | 0.058563 | 0.27437
7 | 2028 | 2028-07-03 | 0.046324 | 0.29527 | 0.039767 | 0.32468 | 0.047508 | 0.37942 | 0.058989 | 0.40895 | 0.045877 | 0.36469 | 0.04798 | 0.44013 | 0.034218 | 0.20724 | 0.065794 | 0.53362 | 0.058388 | 0.39194 | 0.069963 | 0.32306
7 | 2028 | 2028-07-04 | 0.045836 | 0.29354 | 0.039552 | 0.32168 | 0.047068 | 0.37455 | 0.056524 | 0.38965 | 0.044837 | 0.35474 | 0.047536 | 0.43047 | 0.034403 | 0.20851 | 0.065645 | 0.53315 | 0.057697 | 0.38781 | 0.069925 | 0.32372
7 | 2028 | 2028-07-05 | 0.044827 | 0.28903 | 0.039328 | 0.3214 | 0.046843 | 0.3732 | 0.05708 | 0.3937 | 0.045058 | 0.35695 | 0.047638 | 0.43228 | 0.03439 | 0.20931 | 0.065606 | 0.53358 | 0.056979 | 0.38488 | 0.06978 | 0.32382
7 | 2028 | 2028-07-06 | 0.044289 | 0.28721 | 0.039101 | 0.32094 | 0.046631 | 0.37207 | 0.056698 | 0.39048 | 0.044888 | 0.35533 | 0.047554 | 0.4303 | 0.034253 | 0.2098 | 0.06581 | 0.53657 | 0.056724 | 0.38573 | 0.069855 | 0.32485
7 | 2028 | 2028-07-07 | 0.044598 | 0.28993 | 0.038869 | 0.32057 | 0.046556 | 0.3732 | 0.057435 | 0.3959 | 0.045184 | 0.3582 | 0.047662 | 0.43247 | 0.034055 | 0.21059 | 0.066036 | 0.53977 | 0.05649 | 0.38659 | 0.070079 | 0.32671
7 | 2028 | 2028-07-08 | 0.036613 | 0.25556 | 0.026993 | 0.24781 | 0.037742 | 0.32168 | 0.042435 | 0.30726 | 0.034121 | 0.29123 | 0.040065 | 0.3792 | 0.023904 | 0.16132 | 0.042732 | 0.36823 | 0.047492 | 0.33879 | 0.058891 | 0.28097
7 | 2028 | 2028-07-09 | 0.036758 | 0.25773 | 0.026751 | 0.24866 | 0.037708 | 0.32351 | 0.043346 | 0.31401 | 0.034488 | 0.29472 | 0.040175 | 0.38171 | 0.02363 | 0.16142 | 0.042877 | 0.37045 | 0.046977 | 0.33755 | 0.058394 | 0.27924
7 | 2028 | 2028-07-10 | 0.044071 | 0.2898 | 0.038152 | 0.32006 | 0.046018 | 0.37162 | 0.060324 | 0.41738 | 0.04635 | 0.3693 | 0.048021 | 0.44062 | 0.033619 | 0.21176 | 0.066414 | 0.54641 | 0.055358 | 0.38264 | 0.06757 | 0.31687
7 | 2028 | 2028-07-11 | 0.042184 | 0.28013 | 0.037912 | 0.31703 | 0.04559 | 0.36708 | 0.057921 | 0.3985 | 0.045332 | 0.35933 | 0.047486 | 0.43007 | 0.033622 | 0.21241 | 0.066486 | 0.54788 | 0.054705 | 0.37966 | 0.067703 | 0.31859
7 | 2028 | 2028-07-12 | 0.042248 | 0.28171 | 0.037664 | 0.31634 | 0.045357 | 0.36578 | 0.057199 | 0.39266 | 0.045012 | 0.35612 | 0.047246 | 0.42584 | 0.033413 | 0.21255 | 0.066784 | 0.55167 | 0.054402 | 0.38016 | 0.068418 | 0.32292
7 | 2028 | 2028-07-13 | 0.042265 | 0.28242 | 0.037415 | 0.31478 | 0.045125 | 0.36452 | 0.058653 | 0.40368 | 0.045595 | 0.36167 | 0.047392 | 0.42984 | 0.033493 | 0.21285 | 0.067001 | 0.55473 | 0.054061 | 0.37922 | 0.068003 | 0.3217
7 | 2028 | 2028-07-14 | 0.04202 | 0.28172 | 0.037163 | 0.3131 | 0.044841 | 0.36246 | 0.058621 | 0.40323 | 0.045555 | 0.36119 | 0.047245 | 0.42799 | 0.033232 | 0.21279 | 0.067208 | 0.55747 | 0.053486 | 0.37763 | 0.067011 | 0.31766
7 | 2028 | 2028-07-15 | 0.034709 | 0.25198 | 0.025254 | 0.24546 | 0.036267 | 0.31509 | 0.045369 | 0.32827 | 0.035202 | 0.30107 | 0.039857 | 0.38042 | 0.022395 | 0.16218 | 0.043968 | 0.38616 | 0.044133 | 0.32865 | 0.055655 | 0.27111
7 | 2028 | 2028-07-16 | 0.034254 | 0.25042 | 0.025003 | 0.24122 | 0.03593 | 0.31223 | 0.045801 | 0.3315 | 0.035348 | 0.30242 | 0.039762 | 0.3801 | 0.022552 | 0.16296 | 0.044207 | 0.38939 | 0.043717 | 0.3274 | 0.054902 | 0.26838
7 | 2028 | 2028-07-17 | 0.041116 | 0.27973 | 0.036386 | 0.31237 | 0.044294 | 0.36147 | 0.061497 | 0.42517 | 0.046651 | 0.37163 | 0.047253 | 0.43311 | 0.032615 | 0.21272 | 0.067773 | 0.56512 | 0.051553 | 0.37081 | 0.064775 | 0.3093
7 | 2028 | 2028-07-18 | 0.04086 | 0.27883 | 0.036125 | 0.31144 | 0.044013 | 0.3596 | 0.061596 | 0.42593 | 0.046649 | 0.37159 | 0.047062 | 0.43127 | 0.032609 | 0.21305 | 0.06817 | 0.57042 | 0.05176 | 0.37242 | 0.064354 | 0.3081
7 | 2028 | 2028-07-19 | 0.040269 | 0.27661 | 0.035861 | 0.31136 | 0.043836 | 0.35949 | 0.061208 | 0.423 | 0.046439 | 0.36957 | 0.046763 | 0.42745 | 0.032393 | 0.21332 | 0.068395 | 0.57319 | 0.050969 | 0.37009 | 0.064367 | 0.30897
7 | 2028 | 2028-07-20 | 0.039918 | 0.27532 | 0.0356 | 0.30966 | 0.043688 | 0.35987 | 0.060967 | 0.42127 | 0.046284 | 0.36814 | 0.046475 | 0.4241 | 0.032159 | 0.21259 | 0.068534 | 0.57527 | 0.050193 | 0.36645 | 0.063632 | 0.30636
7 | 2028 | 2028-07-21 | 0.039776 | 0.27533 | 0.035338 | 0.30838 | 0.043258 | 0.3557 | 0.060553 | 0.41828 | 0.046053 | 0.366 | 0.046138 | 0.42 | 0.032101 | 0.21266 | 0.068944 | 0.58079 | 0.050423 | 0.36802 | 0.063496 | 0.30671
7 | 2028 | 2028-07-22 | 0.032283 | 0.24341 | 0.023431 | 0.23635 | 0.034524 | 0.306 | 0.046593 | 0.33828 | 0.035369 | 0.30291 | 0.0385 | 0.36898 | 0.02137 | 0.16195 | 0.045742 | 0.41002 | 0.04111 | 0.31889 | 0.052463 | 0.26166
7 | 2028 | 2028-07-23 | 0.032263 | 0.24412 | 0.023171 | 0.23447 | 0.034152 | 0.30284 | 0.045989 | 0.33399 | 0.035047 | 0.3 | 0.038095 | 0.36399 | 0.021148 | 0.16155 | 0.045997 | 0.41343 | 0.040569 | 0.31708 | 0.052132 | 0.26095
7 | 2028 | 2028-07-24 | 0.03892 | 0.27243 | 0.034557 | 0.30346 | 0.042328 | 0.34927 | 0.061113 | 0.42376 | 0.046074 | 0.36683 | 0.045363 | 0.41419 | 0.031556 | 0.21173 | 0.069602 | 0.58996 | 0.048651 | 0.36088 | 0.06248 | 0.30446
7 | 2028 | 2028-07-25 | 0.039614 | 0.27678 | 0.034298 | 0.30259 | 0.042016 | 0.34714 | 0.061262 | 0.42549 | 0.046055 | 0.36697 | 0.045066 | 0.41199 | 0.031067 | 0.21108 | 0.069886 | 0.59409 | 0.048479 | 0.35997 | 0.061981 | 0.30282
7 | 2028 | 2028-07-26 | 0.038653 | 0.27197 | 0.034041 | 0.30159 | 0.041888 | 0.34805 | 0.061866 | 0.43084 | 0.046219 | 0.36895 | 0.044839 | 0.4115 | 0.030825 | 0.21003 | 0.070133 | 0.59751 | 0.047917 | 0.35801 | 0.061388 | 0.30066
7 | 2028 | 2028-07-27 | 0.038315 | 0.2708 | 0.033786 | 0.30132 | 0.041637 | 0.34695 | 0.063081 | 0.44102 | 0.046633 | 0.37342 | 0.044711 | 0.41333 | 0.030494 | 0.20918 | 0.070386 | 0.60115 | 0.047471 | 0.35633 | 0.061839 | 0.30388
7 | 2028 | 2028-07-28 | 0.038005 | 0.2695 | 0.033543 | 0.29682 | 0.041122 | 0.34157 | 0.060478 | 0.42175 | 0.04545 | 0.36247 | 0.043864 | 0.40043 | 0.030613 | 0.20929 | 0.070657 | 0.60526 | 0.047283 | 0.35529 | 0.060921 | 0.30023
7 | 2028 | 2028-07-29 | 0.031355 | 0.24239 | 0.021651 | 0.22555 | 0.032476 | 0.29346 | 0.046535 | 0.34259 | 0.034735 | 0.29952 | 0.036126 | 0.34917 | 0.020108 | 0.15872 | 0.047642 | 0.4366 | 0.038237 | 0.30927 | 0.05039 | 0.25755
7 | 2028 | 2028-07-30 | 0.030841 | 0.24025 | 0.021406 | 0.22665 | 0.032336 | 0.2942 | 0.046732 | 0.34522 | 0.034709 | 0.29993 | 0.035772 | 0.34705 | 0.019703 | 0.15756 | 0.047751 | 0.43867 | 0.037374 | 0.30512 | 0.049359 | 0.25325
7 | 2028 | 2028-07-31 | 0.037649 | 0.26899 | 0.032821 | 0.29398 | 0.040406 | 0.33899 | 0.061384 | 0.43211 | 0.045504 | 0.36499 | 0.04286 | 0.39527 | 0.029665 | 0.20639 | 0.071349 | 0.61569 | 0.045742 | 0.34949 | 0.059873 | 0.29756
8 | 2028 | 2028-08-01 | 0.041497 | 0.2915 | 0.032888 | 0.28999 | 0.038931 | 0.32188 | 0.046622 | 0.31602 | 0.042106 | 0.34828 | 0.029957 | 0.24315 | 0.030377 | 0.21139 | 0.069459 | 0.61348 | 0.046894 | 0.36742 | 0.061498 | 0.3176
8 | 2028 | 2028-08-02 | 0.041634 | 0.29275 | 0.032746 | 0.29086 | 0.038645 | 0.32081 | 0.04595 | 0.31195 | 0.042007 | 0.34983 | 0.028384 | 0.228 | 0.029993 | 0.21147 | 0.070339 | 0.61949 | 0.0464 | 0.36083 | 0.060727 | 0.31247
8 | 2028 | 2028-08-03 | 0.040855 | 0.28848 | 0.032439 | 0.28776 | 0.038447 | 0.31944 | 0.047162 | 0.32359 | 0.041784 | 0.34538 | 0.030235 | 0.24934 | 0.029745 | 0.20937 | 0.070313 | 0.6222 | 0.046037 | 0.36085 | 0.060559 | 0.31076
8 | 2028 | 2028-08-04 | 0.041601 | 0.2933 | 0.032228 | 0.28676 | 0.038188 | 0.31838 | 0.04665 | 0.32112 | 0.041645 | 0.34615 | 0.02902 | 0.23815 | 0.029469 | 0.20755 | 0.070436 | 0.62545 | 0.045664 | 0.35974 | 0.059961 | 0.30929
8 | 2028 | 2028-08-05 | 0.034585 | 0.26408 | 0.020419 | 0.21639 | 0.029473 | 0.26933 | 0.031316 | 0.23181 | 0.030525 | 0.28087 | 0.020278 | 0.17527 | 0.018698 | 0.15693 | 0.047702 | 0.45737 | 0.036585 | 0.30919 | 0.049272 | 0.26981
8 | 2028 | 2028-08-06 | 0.033005 | 0.25585 | 0.020188 | 0.2146 | 0.029254 | 0.26826 | 0.031284 | 0.23357 | 0.03033 | 0.27988 | 0.019998 | 0.17417 | 0.018422 | 0.15488 | 0.048118 | 0.4617 | 0.036194 | 0.30582 | 0.049052 | 0.26641
8 | 2028 | 2028-08-07 | 0.040949 | 0.29069 | 0.031684 | 0.28477 | 0.037469 | 0.31544 | 0.046023 | 0.32203 | 0.04109 | 0.34483 | 0.027226 | 0.22471 | 0.028541 | 0.20514 | 0.071059 | 0.63614 | 0.044577 | 0.35423 | 0.059102 | 0.30987
8 | 2028 | 2028-08-08 | 0.04055 | 0.28804 | 0.031528 | 0.28436 | 0.037249 | 0.31456 | 0.045939 | 0.32365 | 0.040871 | 0.34375 | 0.026931 | 0.2236 | 0.028199 | 0.20389 | 0.071338 | 0.63997 | 0.04423 | 0.35178 | 0.058734 | 0.30781
8 | 2028 | 2028-08-09 | 0.040442 | 0.28755 | 0.031343 | 0.28303 | 0.037054 | 0.31368 | 0.045725 | 0.32432 | 0.040649 | 0.34296 | 0.02644 | 0.22046 | 0.027836 | 0.20063 | 0.071764 | 0.64432 | 0.043878 | 0.34822 | 0.05834 | 0.30491
8 | 2028 | 2028-08-10 | 0.041396 | 0.29336 | 0.031216 | 0.28284 | 0.036845 | 0.31297 | 0.045699 | 0.32667 | 0.040404 | 0.34148 | 0.026327 | 0.22141 | 0.027469 | 0.19965 | 0.071635 | 0.64665 | 0.043615 | 0.34871 | 0.058034 | 0.30375
8 | 2028 | 2028-08-11 | 0.041478 | 0.2944 | 0.031094 | 0.28256 | 0.036649 | 0.31231 | 0.045331 | 0.32633 | 0.04017 | 0.34097 | 0.025639 | 0.21631 | 0.027115 | 0.19844 | 0.071495 | 0.64893 | 0.04337 | 0.34924 | 0.058422 | 0.30797
8 | 2028 | 2028-08-12 | 0.033526 | 0.2593 | 0.019303 | 0.21117 | 0.028026 | 0.2636 | 0.030462 | 0.24179 | 0.028943 | 0.27346 | 0.018007 | 0.16568 | 0.016382 | 0.14682 | 0.048128 | 0.47812 | 0.034591 | 0.30362 | 0.046924 | 0.25856
8 | 2028 | 2028-08-13 | 0.033716 | 0.26042 | 0.019199 | 0.21079 | 0.027859 | 0.26308 | 0.030155 | 0.2422 | 0.028689 | 0.27259 | 0.01751 | 0.16272 | 0.016221 | 0.14725 | 0.048691 | 0.48336 | 0.034169 | 0.29843 | 0.046976 | 0.25963
8 | 2028 | 2028-08-14 | 0.040812 | 0.29084 | 0.030811 | 0.28205 | 0.036136 | 0.31084 | 0.044094 | 0.32494 | 0.039428 | 0.33935 | 0.023578 | 0.20134 | 0.026323 | 0.19759 | 0.072307 | 0.66024 | 0.042571 | 0.34169 | 0.056947 | 0.29942
8 | 2028 | 2028-08-15 | 0.040762 | 0.28997 | 0.030696 | 0.28089 | 0.036021 | 0.3104 | 0.043852 | 0.32613 | 0.039161 | 0.33815 | 0.02328 | 0.20057 | 0.026025 | 0.19564 | 0.072286 | 0.66293 | 0.042381 | 0.3413 | 0.057097 | 0.30207
8 | 2028 | 2028-08-16 | 0.041078 | 0.29124 | 0.030676 | 0.2816 | 0.035899 | 0.31014 | 0.043805 | 0.32902 | 0.038878 | 0.3363 | 0.02337 | 0.20397 | 0.025539 | 0.19207 | 0.072375 | 0.66602 | 0.042196 | 0.3401 | 0.056554 | 0.29876
8 | 2028 | 2028-08-17 | 0.040989 | 0.29052 | 0.030628 | 0.28135 | 0.035794 | 0.30999 | 0.043635 | 0.33101 | 0.038602 | 0.3348 | 0.023277 | 0.20546 | 0.025142 | 0.18953 | 0.072397 | 0.66845 | 0.042156 | 0.33992 | 0.056393 | 0.29871
8 | 2028 | 2028-08-18 | 0.041036 | 0.29055 | 0.030605 | 0.2814 | 0.035698 | 0.30997 | 0.043555 | 0.33383 | 0.038321 | 0.333 | 0.023385 | 0.20911 | 0.02493 | 0.18888 | 0.071982 | 0.66929 | 0.042197 | 0.34297 | 0.056577 | 0.30105
8 | 2028 | 2028-08-19 | 0.035384 | 0.26983 | 0.019018 | 0.21268 | 0.02716 | 0.262 | 0.026966 | 0.23583 | 0.027173 | 0.27054 | 0.012935 | 0.12876 | 0.014277 | 0.13889 | 0.04891 | 0.50031 | 0.033285 | 0.29418 | 0.045458 | 0.25278
8 | 2028 | 2028-08-20 | 0.034623 | 0.26588 | 0.019015 | 0.21251 | 0.027112 | 0.26214 | 0.027391 | 0.243 | 0.026869 | 0.26717 | 0.014024 | 0.14287 | 0.013857 | 0.13491 | 0.048697 | 0.50227 | 0.033227 | 0.29528 | 0.045317 | 0.25201
8 | 2028 | 2028-08-21 | 0.042461 | 0.29947 | 0.030776 | 0.28498 | 0.0355 | 0.31064 | 0.040586 | 0.32026 | 0.037655 | 0.33613 | 0.019018 | 0.17024 | 0.023967 | 0.18378 | 0.072302 | 0.67906 | 0.041779 | 0.33875 | 0.055828 | 0.29639
8 | 2028 | 2028-08-22 | 0.041158 | 0.29218 | 0.030749 | 0.28355 | 0.035505 | 0.31096 | 0.041841 | 0.33443 | 0.037316 | 0.33025 | 0.021668 | 0.20096 | 0.023855 | 0.18468 | 0.072334 | 0.68151 | 0.041852 | 0.33868 | 0.056381 | 0.30043
8 | 2028 | 2028-08-23 | 0.041607 | 0.29391 | 0.030895 | 0.28571 | 0.035502 | 0.31153 | 0.041286 | 0.33369 | 0.037092 | 0.33007 | 0.021093 | 0.19737 | 0.023501 | 0.18041 | 0.07242 | 0.68455 | 0.041825 | 0.33775 | 0.056255 | 0.29874
8 | 2028 | 2028-08-24 | 0.041771 | 0.29435 | 0.030987 | 0.28623 | 0.035549 | 0.3121 | 0.03924 | 0.32069 | 0.036966 | 0.33459 | 0.017868 | 0.16557 | 0.023307 | 0.1808 | 0.072524 | 0.68725 | 0.041938 | 0.33728 | 0.056142 | 0.2969
8 | 2028 | 2028-08-25 | 0.041764 | 0.29419 | 0.031078 | 0.28635 | 0.035638 | 0.31271 | 0.040058 | 0.3314 | 0.036688 | 0.33029 | 0.019821 | 0.18883 | 0.023214 | 0.18002 | 0.072685 | 0.69055 | 0.041953 | 0.33596 | 0.055688 | 0.2919
8 | 2028 | 2028-08-26 | 0.036242 | 0.27248 | 0.019616 | 0.21791 | 0.027254 | 0.26556 | 0.025124 | 0.24748 | 0.025515 | 0.26309 | 0.012565 | 0.1424 | 0.012848 | 0.1321 | 0.048965 | 0.51919 | 0.0333 | 0.29237 | 0.044944 | 0.24917
8 | 2028 | 2028-08-27 | 0.036468 | 0.27313 | 0.01979 | 0.21911 | 0.027335 | 0.26667 | 0.024354 | 0.2451 | 0.025365 | 0.26398 | 0.011709 | 0.13571 | 0.012622 | 0.12951 | 0.049009 | 0.52207 | 0.033384 | 0.29211 | 0.045657 | 0.25457
8 | 2028 | 2028-08-28 | 0.042569 | 0.29832 | 0.031643 | 0.29092 | 0.035915 | 0.31592 | 0.038597 | 0.3313 | 0.03619 | 0.33032 | 0.018782 | 0.18502 | 0.022751 | 0.17808 | 0.072644 | 0.69896 | 0.042111 | 0.33595 | 0.056808 | 0.3002
8 | 2028 | 2028-08-29 | 0.043969 | 0.30683 | 0.032063 | 0.29693 | 0.036059 | 0.31725 | 0.036353 | 0.31675 | 0.036168 | 0.33611 | 0.015317 | 0.15047 | 0.022787 | 0.18142 | 0.071952 | 0.69916 | 0.042349 | 0.34134 | 0.056275 | 0.30171
8 | 2028 | 2028-08-30 | 0.043024 | 0.30078 | 0.032362 | 0.29972 | 0.036214 | 0.31879 | 0.037729 | 0.33211 | 0.035963 | 0.33081 | 0.018376 | 0.18525 | 0.022949 | 0.18335 | 0.072727 | 0.70512 | 0.042301 | 0.33557 | 0.055882 | 0.29573
8 | 2028 | 2028-08-31 | 0.043717 | 0.30307 | 0.032454 | 0.29725 | 0.036432 | 0.32032 | 0.036994 | 0.33 | 0.035908 | 0.33229 | 0.017655 | 0.17975 | 0.022535 | 0.17858 | 0.072435 | 0.70599 | 0.042772 | 0.33933 | 0.056336 | 0.2984
9 | 2028 | 2028-09-01 | 0.049058 | 0.33918 | 0.032387 | 0.30691 | 0.037077 | 0.33406 | 0.043723 | 0.39385 | 0.034769 | 0.34198 | 0.032807 | 0.35011 | 0.026103 | 0.19817 | 0.073871 | 0.72394 | 0.04749 | 0.37434 | 0.063282 | 0.3312
9 | 2028 | 2028-09-02 | 0.043124 | 0.31777 | 0.021068 | 0.24162 | 0.028894 | 0.28828 | 0.028873 | 0.31193 | 0.023847 | 0.28399 | 0.026101 | 0.31069 | 0.016319 | 0.15279 | 0.050077 | 0.55254 | 0.039984 | 0.3388 | 0.050829 | 0.27505
9 | 2028 | 2028-09-03 | 0.043245 | 0.31658 | 0.021446 | 0.24055 | 0.029156 | 0.28781 | 0.02859 | 0.31372 | 0.023816 | 0.28702 | 0.026387 | 0.31613 | 0.016805 | 0.15654 | 0.050443 | 0.55462 | 0.039 | 0.32615 | 0.050231 | 0.27044
9 | 2028 | 2028-09-04 | 0.049836 | 0.34393 | 0.033487 | 0.31268 | 0.037937 | 0.33779 | 0.042872 | 0.39927 | 0.034966 | 0.34961 | 0.033191 | 0.3608 | 0.026881 | 0.20351 | 0.073611 | 0.7319 | 0.04921 | 0.3856 | 0.060611 | 0.31216
9 | 2028 | 2028-09-05 | 0.049836 | 0.34032 | 0.033907 | 0.3154 | 0.038331 | 0.34252 | 0.042687 | 0.40198 | 0.035263 | 0.35293 | 0.033301 | 0.3639 | 0.025594 | 0.19237 | 0.073795 | 0.73511 | 0.049335 | 0.38412 | 0.062383 | 0.3213
9 | 2028 | 2028-09-06 | 0.053684 | 0.36177 | 0.034733 | 0.32234 | 0.038687 | 0.3427 | 0.042359 | 0.40262 | 0.035437 | 0.3533 | 0.033206 | 0.36406 | 0.02636 | 0.19794 | 0.073917 | 0.73837 | 0.049692 | 0.38495 | 0.064004 | 0.32995
9 | 2028 | 2028-09-07 | 0.054277 | 0.36399 | 0.034819 | 0.32481 | 0.039131 | 0.34683 | 0.041968 | 0.40215 | 0.035435 | 0.35271 | 0.03322 | 0.36515 | 0.02673 | 0.20001 | 0.074049 | 0.73951 | 0.049098 | 0.37601 | 0.064683 | 0.3332
9 | 2028 | 2028-09-08 | 0.056911 | 0.37903 | 0.035315 | 0.33074 | 0.039629 | 0.35267 | 0.042358 | 0.41139 | 0.036102 | 0.36642 | 0.03451 | 0.38246 | 0.028063 | 0.20962 | 0.074128 | 0.7429 | 0.049714 | 0.37924 | 0.064825 | 0.33328
9 | 2028 | 2028-09-09 | 0.049129 | 0.34179 | 0.024215 | 0.26056 | 0.031641 | 0.30634 | 0.027593 | 0.32897 | 0.025556 | 0.30672 | 0.027622 | 0.33933 | 0.018282 | 0.16355 | 0.05092 | 0.57764 | 0.043562 | 0.35552 | 0.053584 | 0.2838
9 | 2028 | 2028-09-10 | 0.051813 | 0.357 | 0.025153 | 0.26886 | 0.032146 | 0.30844 | 0.027962 | 0.33735 | 0.026392 | 0.3183 | 0.028605 | 0.35236 | 0.019859 | 0.17529 | 0.051368 | 0.58463 | 0.044827 | 0.36451 | 0.05715 | 0.30339
9 | 2028 | 2028-09-11 | 0.060593 | 0.39401 | 0.037396 | 0.34157 | 0.041399 | 0.36028 | 0.042846 | 0.42859 | 0.038189 | 0.389 | 0.036282 | 0.40648 | 0.030061 | 0.22246 | 0.074903 | 0.76367 | 0.055047 | 0.42259 | 0.066527 | 0.33801
9 | 2028 | 2028-09-12 | 0.061562 | 0.3987 | 0.038025 | 0.34364 | 0.041998 | 0.36468 | 0.042418 | 0.42594 | 0.038324 | 0.38459 | 0.036007 | 0.40253 | 0.030555 | 0.22465 | 0.074588 | 0.7662 | 0.05656 | 0.43499 | 0.067803 | 0.34455
9 | 2028 | 2028-09-13 | 0.059571 | 0.38411 | 0.039049 | 0.3524 | 0.042602 | 0.36721 | 0.042196 | 0.42543 | 0.038409 | 0.38446 | 0.036419 | 0.40669 | 0.029771 | 0.21683 | 0.075738 | 0.76935 | 0.0542 | 0.40599 | 0.0661 | 0.33249
9 | 2028 | 2028-09-14 | 0.060757 | 0.39157 | 0.039169 | 0.34894 | 0.042958 | 0.3668 | 0.041874 | 0.42327 | 0.038658 | 0.38065 | 0.036266 | 0.40363 | 0.031046 | 0.22495 | 0.076138 | 0.77346 | 0.054457 | 0.40443 | 0.069181 | 0.34955
9 | 2028 | 2028-09-15 | 0.061128 | 0.3935 | 0.039673 | 0.35516 | 0.043696 | 0.3743 | 0.042007 | 0.42646 | 0.039262 | 0.38485 | 0.036894 | 0.41022 | 0.032388 | 0.23358 | 0.076436 | 0.77875 | 0.055586 | 0.41174 | 0.068947 | 0.34646
9 | 2028 | 2028-09-16 | 0.053312 | 0.35639 | 0.029141 | 0.29357 | 0.036226 | 0.33249 | 0.027501 | 0.34443 | 0.029178 | 0.32457 | 0.03001 | 0.36508 | 0.020965 | 0.17291 | 0.053219 | 0.61097 | 0.048602 | 0.3789 | 0.060894 | 0.31569
9 | 2028 | 2028-09-17 | 0.055248 | 0.36714 | 0.02972 | 0.2956 | 0.036703 | 0.33405 | 0.02754 | 0.3453 | 0.029489 | 0.32637 | 0.030782 | 0.37236 | 0.021837 | 0.17735 | 0.053488 | 0.61212 | 0.048025 | 0.36885 | 0.061653 | 0.31863
9 | 2028 | 2028-09-18 | 0.061053 | 0.38646 | 0.042163 | 0.37009 | 0.045942 | 0.38622 | 0.042461 | 0.43356 | 0.041104 | 0.39371 | 0.038765 | 0.4274 | 0.03202 | 0.22318 | 0.077245 | 0.7899 | 0.05733 | 0.41671 | 0.072159 | 0.35919
9 | 2028 | 2028-09-19 | 0.06426 | 0.4024 | 0.04374 | 0.38302 | 0.047301 | 0.39551 | 0.043945 | 0.4519 | 0.042918 | 0.41964 | 0.041389 | 0.45829 | 0.03449 | 0.2406 | 0.078163 | 0.79815 | 0.058194 | 0.42011 | 0.072998 | 0.3614
9 | 2028 | 2028-09-20 | 0.069847 | 0.43268 | 0.044967 | 0.39229 | 0.04869 | 0.4047 | 0.044351 | 0.45596 | 0.044174 | 0.42274 | 0.041666 | 0.45902 | 0.03454 | 0.23854 | 0.078464 | 0.80414 | 0.059843 | 0.43229 | 0.073821 | 0.36452
9 | 2028 | 2028-09-21 | 0.071174 | 0.43553 | 0.046043 | 0.39718 | 0.049549 | 0.40784 | 0.044762 | 0.45937 | 0.045263 | 0.42566 | 0.042176 | 0.46202 | 0.036722 | 0.25333 | 0.079033 | 0.81258 | 0.061875 | 0.4479 | 0.080833 | 0.40362
9 | 2028 | 2028-09-22 | 0.073827 | 0.45028 | 0.047503 | 0.41147 | 0.051092 | 0.42353 | 0.046198 | 0.47517 | 0.046906 | 0.44829 | 0.044816 | 0.49155 | 0.039141 | 0.26962 | 0.079345 | 0.8178 | 0.063227 | 0.45697 | 0.08224 | 0.41051
9 | 2028 | 2028-09-23 | 0.067453 | 0.42037 | 0.036598 | 0.3455 | 0.043553 | 0.37862 | 0.032019 | 0.39312 | 0.037137 | 0.38728 | 0.038161 | 0.44641 | 0.029462 | 0.22216 | 0.056947 | 0.65025 | 0.054308 | 0.40294 | 0.069079 | 0.34859
9 | 2028 | 2028-09-24 | 0.067973 | 0.41997 | 0.037562 | 0.34974 | 0.044228 | 0.37925 | 0.03338 | 0.40682 | 0.039376 | 0.40322 | 0.039528 | 0.45973 | 0.03055 | 0.22726 | 0.0582 | 0.66162 | 0.055834 | 0.4123 | 0.071211 | 0.35824
9 | 2028 | 2028-09-25 | 0.07732 | 0.46236 | 0.050756 | 0.43271 | 0.053684 | 0.43204 | 0.049313 | 0.50345 | 0.051732 | 0.48276 | 0.049034 | 0.53112 | 0.04088 | 0.27301 | 0.081871 | 0.84268 | 0.067174 | 0.4805 | 0.084716 | 0.41647
9 | 2028 | 2028-09-26 | 0.08012 | 0.47537 | 0.051959 | 0.4397 | 0.055551 | 0.44589 | 0.050606 | 0.51466 | 0.053432 | 0.49721 | 0.050934 | 0.54952 | 0.042634 | 0.28319 | 0.082374 | 0.84865 | 0.068491 | 0.48882 | 0.085986 | 0.42146
9 | 2028 | 2028-09-27 | 0.08433 | 0.49974 | 0.052237 | 0.43817 | 0.055231 | 0.43717 | 0.052314 | 0.53036 | 0.055268 | 0.5192 | 0.053786 | 0.57937 | 0.043287 | 0.28424 | 0.083568 | 0.86491 | 0.072534 | 0.52363 | 0.091138 | 0.44839
9 | 2028 | 2028-09-28 | 0.091343 | 0.53574 | 0.054991 | 0.46382 | 0.05801 | 0.46137 | 0.054472 | 0.55127 | 0.058073 | 0.54568 | 0.056371 | 0.60632 | 0.046157 | 0.30357 | 0.084607 | 0.8791 | 0.076125 | 0.5541 | 0.097111 | 0.48225
9 | 2028 | 2028-09-29 | 0.094386 | 0.55159 | 0.057742 | 0.49629 | 0.06142 | 0.49474 | 0.056016 | 0.56329 | 0.059736 | 0.56208 | 0.058862 | 0.63047 | 0.04872 | 0.32023 | 0.08558 | 0.88029 | 0.074062 | 0.52757 | 0.10003 | 0.49679
9 | 2028 | 2028-09-30 | 0.090249 | 0.5366 | 0.047211 | 0.43038 | 0.053505 | 0.44324 | 0.041952 | 0.47754 | 0.050284 | 0.49339 | 0.051584 | 0.57429 | 0.040357 | 0.282 | 0.063111 | 0.71726 | 0.067687 | 0.49924 | 0.084499 | 0.4206
10 | 2028 | 2028-10-01 | 0.095259 | 0.48846 | 0.055086 | 0.44234 | 0.058552 | 0.44505 | 0.041359 | 0.49731 | 0.054153 | 0.46772 | 0.048355 | 0.54906 | 0.060307 | 0.32229 | 0.073499 | 0.77734 | 0.087541 | 0.554 | 0.099797 | 0.44476
10 | 2028 | 2028-10-02 | 0.10352 | 0.52253 | 0.067843 | 0.51854 | 0.06898 | 0.50346 | 0.057954 | 0.59277 | 0.067296 | 0.54569 | 0.058234 | 0.61836 | 0.078058 | 0.40293 | 0.097797 | 0.95771 | 0.097067 | 0.60297 | 0.11332 | 0.4995
10 | 2028 | 2028-10-03 | 0.10481 | 0.52724 | 0.068997 | 0.52472 | 0.070321 | 0.50962 | 0.0603 | 0.60958 | 0.070308 | 0.56531 | 0.061277 | 0.64528 | 0.076201 | 0.39602 | 0.099145 | 0.96923 | 0.101 | 0.62581 | 0.11734 | 0.51555
10 | 2028 | 2028-10-04 | 0.11156 | 0.55368 | 0.072343 | 0.54691 | 0.07206 | 0.51893 | 0.062125 | 0.62259 | 0.072551 | 0.57904 | 0.063402 | 0.66357 | 0.081012 | 0.41766 | 0.10048 | 0.97801 | 0.098803 | 0.60837 | 0.11849 | 0.51828
10 | 2028 | 2028-10-05 | 0.11333 | 0.55991 | 0.072259 | 0.54394 | 0.072229 | 0.51712 | 0.06442 | 0.63411 | 0.075247 | 0.5943 | 0.066294 | 0.68551 | 0.079597 | 0.41257 | 0.10264 | 0.99617 | 0.10399 | 0.6384 | 0.12098 | 0.52691
10 | 2028 | 2028-10-06 | 0.11354 | 0.56053 | 0.07462 | 0.5594 | 0.077129 | 0.54712 | 0.065829 | 0.64931 | 0.076975 | 0.60579 | 0.067445 | 0.69833 | 0.084928 | 0.43443 | 0.10315 | 0.99994 | 0.10622 | 0.65142 | 0.13065 | 0.56759
10 | 2028 | 2028-10-07 | 0.10546 | 0.52653 | 0.065418 | 0.50523 | 0.070788 | 0.51134 | 0.053909 | 0.58965 | 0.069751 | 0.56677 | 0.063278 | 0.68094 | 0.076184 | 0.39249 | 0.08165 | 0.84076 | 0.099084 | 0.61209 | 0.11337 | 0.49397
10 | 2028 | 2028-10-08 | 0.10768 | 0.53413 | 0.06458 | 0.49567 | 0.071665 | 0.51239 | 0.056731 | 0.60352 | 0.072978 | 0.58516 | 0.066749 | 0.70711 | 0.07747 | 0.39817 | 0.08227 | 0.84328 | 0.096891 | 0.596 | 0.11395 | 0.49501
10 | 2028 | 2028-10-09 | 0.12654 | 0.6107 | 0.081223 | 0.59848 | 0.087908 | 0.60696 | 0.074672 | 0.7001 | 0.08737 | 0.66863 | 0.078298 | 0.78559 | 0.095757 | 0.48196 | 0.10902 | 1.0434 | 0.10975 | 0.66375 | 0.12836 | 0.5533
10 | 2028 | 2028-10-10 | 0.12824 | 0.6164 | 0.085145 | 0.62453 | 0.092008 | 0.63197 | 0.077982 | 0.73156 | 0.091589 | 0.69926 | 0.082001 | 0.82391 | 0.096473 | 0.48626 | 0.111 | 1.0599 | 0.11612 | 0.70218 | 0.13919 | 0.59823
10 | 2028 | 2028-10-11 | 0.11968 | 0.58183 | 0.083498 | 0.61083 | 0.085927 | 0.59022 | 0.07965 | 0.73723 | 0.093062 | 0.7042 | 0.083327 | 0.83001 | 0.092815 | 0.47033 | 0.11096 | 1.0557 | 0.1112 | 0.6693 | 0.13549 | 0.58075
10 | 2028 | 2028-10-12 | 0.12352 | 0.59611 | 0.082636 | 0.60062 | 0.084875 | 0.58003 | 0.080565 | 0.72139 | 0.092955 | 0.69142 | 0.083741 | 0.81607 | 0.089405 | 0.45405 | 0.11135 | 1.0561 | 0.10996 | 0.66014 | 0.12715 | 0.54425
10 | 2028 | 2028-10-13 | 0.12201 | 0.58995 | 0.083339 | 0.60337 | 0.082624 | 0.56327 | 0.082793 | 0.74315 | 0.095455 | 0.70814 | 0.085457 | 0.83433 | 0.098654 | 0.49241 | 0.11168 | 1.0571 | 0.11145 | 0.66904 | 0.12799 | 0.54683
10 | 2028 | 2028-10-14 | 0.13092 | 0.62347 | 0.078376 | 0.57831 | 0.080587 | 0.55278 | 0.073679 | 0.70572 | 0.091779 | 0.69567 | 0.084967 | 0.85239 | 0.094404 | 0.4733 | 0.093984 | 0.93059 | 0.11302 | 0.68198 | 0.13724 | 0.58557
10 | 2028 | 2028-10-15 | 0.14462 | 0.6783 | 0.0862 | 0.63145 | 0.095649 | 0.64608 | 0.080584 | 0.77194 | 0.10095 | 0.76603 | 0.093634 | 0.94313 | 0.10299 | 0.5118 | 0.10064 | 0.98753 | 0.1296 | 0.78114 | 0.15029 | 0.63941
10 | 2028 | 2028-10-16 | 0.14746 | 0.69015 | 0.10063 | 0.71923 | 0.10743 | 0.71265 | 0.099199 | 0.8836 | 0.11618 | 0.85871 | 0.10527 | 1.0294 | 0.11796 | 0.58238 | 0.12547 | 1.1695 | 0.13788 | 0.82207 | 0.16282 | 0.68986
10 | 2028 | 2028-10-17 | 0.15802 | 0.73095 | 0.1044 | 0.74319 | 0.11375 | 0.74968 | 0.10224 | 0.89856 | 0.11919 | 0.87432 | 0.10816 | 1.0493 | 0.11582 | 0.57369 | 0.12884 | 1.1961 | 0.14431 | 0.85935 | 0.16885 | 0.71377
10 | 2028 | 2028-10-18 | 0.1693 | 0.77548 | 0.10837 | 0.768 | 0.12306 | 0.80524 | 0.10669 | 0.93245 | 0.12434 | 0.90901 | 0.11294 | 1.0932 | 0.12655 | 0.62288 | 0.13171 | 1.2176 | 0.14848 | 0.8826 | 0.17106 | 0.72198
10 | 2028 | 2028-10-19 | 0.17221 | 0.78724 | 0.10838 | 0.76657 | 0.12051 | 0.78699 | 0.10945 | 0.93546 | 0.12655 | 0.91483 | 0.1154 | 1.102 | 0.13303 | 0.65072 | 0.1326 | 1.2212 | 0.14748 | 0.87483 | 0.17112 | 0.72091
10 | 2028 | 2028-10-20 | 0.16923 | 0.77397 | 0.1066 | 0.74975 | 0.11769 | 0.76602 | 0.11411 | 0.96409 | 0.13167 | 0.94668 | 0.12047 | 1.1437 | 0.13298 | 0.65006 | 0.13405 | 1.2298 | 0.1483 | 0.87827 | 0.16524 | 0.69457
10 | 2028 | 2028-10-21 | 0.16445 | 0.75249 | 0.098365 | 0.70067 | 0.10989 | 0.71908 | 0.10197 | 0.88154 | 0.1227 | 0.88548 | 0.11499 | 1.0981 | 0.12516 | 0.61212 | 0.11155 | 1.0606 | 0.14115 | 0.84138 | 0.16305 | 0.68589
10 | 2028 | 2028-10-22 | 0.16339 | 0.74753 | 0.09863 | 0.69948 | 0.11198 | 0.72918 | 0.1048 | 0.9013 | 0.12532 | 0.89989 | 0.11685 | 1.1127 | 0.12723 | 0.62067 | 0.11273 | 1.0639 | 0.13469 | 0.79743 | 0.15832 | 0.66343
10 | 2028 | 2028-10-23 | 0.16164 | 0.74106 | 0.11095 | 0.77049 | 0.11919 | 0.76428 | 0.12366 | 1.0075 | 0.14026 | 0.98711 | 0.12829 | 1.1917 | 0.1383 | 0.67357 | 0.13931 | 1.2604 | 0.14688 | 0.86214 | 0.17135 | 0.71641
10 | 2028 | 2028-10-24 | 0.16402 | 0.74986 | 0.11356 | 0.78582 | 0.11997 | 0.76577 | 0.12666 | 1.0169 | 0.14265 | 0.99546 | 0.1305 | 1.2011 | 0.14032 | 0.68221 | 0.14293 | 1.288 | 0.15346 | 0.90062 | 0.17999 | 0.75239
10 | 2028 | 2028-10-25 | 0.16946 | 0.77124 | 0.11677 | 0.8068 | 0.12698 | 0.80838 | 0.13294 | 1.0684 | 0.15006 | 1.048 | 0.13736 | 1.2672 | 0.14705 | 0.71135 | 0.1467 | 1.3179 | 0.16303 | 0.95854 | 0.18328 | 0.76501
10 | 2028 | 2028-10-26 | 0.16767 | 0.76325 | 0.11747 | 0.8076 | 0.12659 | 0.8019 | 0.13706 | 1.0817 | 0.15374 | 1.0645 | 0.14122 | 1.2891 | 0.14787 | 0.71584 | 0.14658 | 1.3117 | 0.15975 | 0.93775 | 0.17225 | 0.71663
10 | 2028 | 2028-10-27 | 0.16804 | 0.76395 | 0.11765 | 0.8054 | 0.12813 | 0.80796 | 0.14181 | 1.1122 | 0.15862 | 1.0944 | 0.1457 | 1.3256 | 0.15296 | 0.73635 | 0.1486 | 1.3232 | 0.1589 | 0.92987 | 0.17765 | 0.73869
10 | 2028 | 2028-10-28 | 0.18468 | 0.82823 | 0.11546 | 0.79912 | 0.13364 | 0.84655 | 0.13297 | 1.0727 | 0.15438 | 1.0749 | 0.14427 | 1.3313 | 0.14939 | 0.71825 | 0.13068 | 1.1932 | 0.1606 | 0.94503 | 0.18277 | 0.76044
10 | 2028 | 2028-10-29 | 0.1945 | 0.86567 | 0.12365 | 0.85397 | 0.14793 | 0.93304 | 0.13854 | 1.107 | 0.16022 | 1.1111 | 0.1499 | 1.377 | 0.15896 | 0.76405 | 0.13446 | 1.22 | 0.16354 | 0.95964 | 0.18473 | 0.76678
10 | 2028 | 2028-10-30 | 0.19499 | 0.86918 | 0.1329 | 0.90405 | 0.1519 | 0.94979 | 0.1561 | 1.1972 | 0.17278 | 1.1776 | 0.15876 | 1.4267 | 0.16714 | 0.80152 | 0.15594 | 1.3722 | 0.16774 | 0.97966 | 0.18535 | 0.76735
10 | 2028 | 2028-10-31 | 0.1974 | 0.87797 | 0.13718 | 0.93116 | 0.15933 | 0.9939 | 0.16107 | 1.2305 | 0.17778 | 1.2085 | 0.16317 | 1.4633 | 0.17019 | 0.81426 | 0.16004 | 1.4019 | 0.17208 | 1.0031 | 0.19003 | 0.78622
11 | 2028 | 2028-11-01 | 0.23207 | 0.95217 | 0.15352 | 0.92373 | 0.20907 | 1.1023 | 0.2133 | 1.2803 | 0.21667 | 1.3124 | 0.17192 | 1.3576 | 0.21975 | 0.91433 | 0.20539 | 1.6739 | 0.20946 | 1.0303 | 0.21938 | 0.8397
11 | 2028 | 2028-11-02 | 0.23103 | 0.94845 | 0.15032 | 0.90518 | 0.20131 | 1.0625 | 0.21242 | 1.2736 | 0.21558 | 1.3042 | 0.1717 | 1.3519 | 0.21356 | 0.89024 | 0.20598 | 1.6754 | 0.20673 | 1.0188 | 0.22397 | 0.85587
11 | 2028 | 2028-11-03 | 0.2272 | 0.93852 | 0.15875 | 0.95092 | 0.2037 | 1.0768 | 0.21665 | 1.2987 | 0.21893 | 1.3208 | 0.1763 | 1.3841 | 0.22145 | 0.92566 | 0.20755 | 1.6841 | 0.20524 | 1.0132 | 0.22193 | 0.84779
11 | 2028 | 2028-11-04 | 0.23299 | 0.95261 | 0.1496 | 0.89252 | 0.20194 | 1.0584 | 0.21534 | 1.2825 | 0.22014 | 1.3205 | 0.17908 | 1.4059 | 0.21937 | 0.90869 | 0.18538 | 1.5166 | 0.19478 | 0.96006 | 0.21168 | 0.80478
11 | 2028 | 2028-11-05 | 0.22459 | 0.92354 | 0.15495 | 0.91991 | 0.20988 | 1.0979 | 0.22071 | 1.3133 | 0.22452 | 1.3427 | 0.18439 | 1.443 | 0.22002 | 0.91339 | 0.18794 | 1.5319 | 0.19638 | 0.96695 | 0.20164 | 0.76742
11 | 2028 | 2028-11-06 | 0.24457 | 0.99974 | 0.1691 | 1.0024 | 0.22737 | 1.1861 | 0.23594 | 1.4007 | 0.23546 | 1.4061 | 0.19267 | 1.496 | 0.23951 | 0.99823 | 0.21573 | 1.7334 | 0.21172 | 1.0406 | 0.22817 | 0.86898
11 | 2028 | 2028-11-07 | 0.24858 | 1.0143 | 0.16938 | 1.0032 | 0.22372 | 1.1652 | 0.23642 | 1.394 | 0.23593 | 1.4059 | 0.19159 | 1.4804 | 0.24217 | 1.005 | 0.21705 | 1.7397 | 0.21026 | 1.0346 | 0.22737 | 0.86556
11 | 2028 | 2028-11-08 | 0.25243 | 1.0291 | 0.17643 | 1.0398 | 0.21967 | 1.1485 | 0.24682 | 1.4461 | 0.24522 | 1.4551 | 0.19912 | 1.5319 | 0.25203 | 1.0454 | 0.21771 | 1.7413 | 0.20765 | 1.0235 | 0.22444 | 0.85422
11 | 2028 | 2028-11-09 | 0.26222 | 1.0639 | 0.18048 | 1.0591 | 0.23789 | 1.2313 | 0.26087 | 1.5167 | 0.25794 | 1.5234 | 0.20905 | 1.6009 | 0.25912 | 1.0707 | 0.22568 | 1.7962 | 0.21636 | 1.0643 | 0.23682 | 0.89944
11 | 2028 | 2028-11-10 | 0.2842 | 1.1439 | 0.18982 | 1.1082 | 0.25859 | 1.3285 | 0.27896 | 1.6138 | 0.2741 | 1.611 | 0.2231 | 1.7025 | 0.27042 | 1.1151 | 0.23134 | 1.8328 | 0.226 | 1.1046 | 0.24668 | 0.93519
11 | 2028 | 2028-11-11 | 0.28065 | 1.1235 | 0.18428 | 1.0666 | 0.2594 | 1.3212 | 0.27455 | 1.5698 | 0.27291 | 1.5964 | 0.22076 | 1.6808 | 0.26885 | 1.0958 | 0.21199 | 1.6852 | 0.22083 | 1.0747 | 0.2372 | 0.89493
11 | 2028 | 2028-11-12 | 0.28305 | 1.1329 | 0.18155 | 1.0502 | 0.25973 | 1.3176 | 0.27156 | 1.5526 | 0.26948 | 1.5746 | 0.21912 | 1.6634 | 0.27762 | 1.1296 | 0.21657 | 1.7142 | 0.22804 | 1.1046 | 0.24937 | 0.93905
11 | 2028 | 2028-11-13 | 0.29025 | 1.1637 | 0.19742 | 1.1427 | 0.27614 | 1.4017 | 0.29156 | 1.6474 | 0.28579 | 1.6668 | 0.22626 | 1.7003 | 0.2889 | 1.1867 | 0.25161 | 1.9686 | 0.25273 | 1.223 | 0.27608 | 1.0417
11 | 2028 | 2028-11-14 | 0.30527 | 1.215 | 0.2109 | 1.2108 | 0.28717 | 1.4508 | 0.30382 | 1.7186 | 0.29606 | 1.7217 | 0.23737 | 1.7814 | 0.29793 | 1.2178 | 0.25886 | 2.018 | 0.26021 | 1.2583 | 0.29401 | 1.1074
11 | 2028 | 2028-11-15 | 0.30301 | 1.2064 | 0.21169 | 1.2098 | 0.30076 | 1.5079 | 0.30897 | 1.7404 | 0.30043 | 1.743 | 0.24044 | 1.7975 | 0.30839 | 1.257 | 0.26209 | 2.0373 | 0.26414 | 1.2745 | 0.27982 | 1.0548
11 | 2028 | 2028-11-16 | 0.3208 | 1.2698 | 0.20755 | 1.1889 | 0.28512 | 1.4361 | 0.31154 | 1.7564 | 0.30185 | 1.7482 | 0.24363 | 1.8175 | 0.3135 | 1.2767 | 0.26529 | 2.0561 | 0.26899 | 1.294 | 0.29366 | 1.1052
11 | 2028 | 2028-11-17 | 0.34026 | 1.3391 | 0.2206 | 1.2564 | 0.30916 | 1.546 | 0.31902 | 1.7783 | 0.30908 | 1.785 | 0.24529 | 1.8183 | 0.32641 | 1.3261 | 0.26515 | 2.0513 | 0.26602 | 1.2803 | 0.29648 | 1.1154
11 | 2028 | 2028-11-18 | 0.34199 | 1.342 | 0.2171 | 1.2294 | 0.3135 | 1.5599 | 0.31573 | 1.763 | 0.30733 | 1.768 | 0.24934 | 1.8523 | 0.32444 | 1.3066 | 0.24576 | 1.9039 | 0.25833 | 1.2416 | 0.29379 | 1.1005
11 | 2028 | 2028-11-19 | 0.36226 | 1.4143 | 0.22733 | 1.2823 | 0.31965 | 1.5892 | 0.32812 | 1.8216 | 0.31844 | 1.8268 | 0.25711 | 1.9029 | 0.32841 | 1.3195 | 0.2549 | 1.9665 | 0.27031 | 1.296 | 0.30326 | 1.135
11 | 2028 | 2028-11-20 | 0.35607 | 1.3995 | 0.23402 | 1.326 | 0.31253 | 1.5655 | 0.34178 | 1.9045 | 0.3273 | 1.8782 | 0.26507 | 1.9534 | 0.33606 | 1.3622 | 0.27536 | 2.1143 | 0.27303 | 1.3133 | 0.3061 | 1.1498
11 | 2028 | 2028-11-21 | 0.33986 | 1.3393 | 0.22079 | 1.2525 | 0.29433 | 1.4743 | 0.3405 | 1.9058 | 0.32467 | 1.861 | 0.26685 | 1.9645 | 0.32511 | 1.3262 | 0.26868 | 2.0615 | 0.26062 | 1.2558 | 0.29697 | 1.1158
11 | 2028 | 2028-11-22 | 0.36282 | 1.419 | 0.23187 | 1.308 | 0.31233 | 1.5559 | 0.35657 | 1.9847 | 0.3391 | 1.9382 | 0.27741 | 2.036 | 0.34585 | 1.3976 | 0.27751 | 2.1218 | 0.27287 | 1.3107 | 0.29867 | 1.1218
11 | 2028 | 2028-11-23 | 0.36374 | 1.4235 | 0.23636 | 1.3305 | 0.33249 | 1.6474 | 0.36775 | 2.0279 | 0.34955 | 1.9929 | 0.28201 | 2.0591 | 0.34284 | 1.3935 | 0.28403 | 2.1654 | 0.28063 | 1.3461 | 0.31099 | 1.1672
11 | 2028 | 2028-11-24 | 0.35338 | 1.3867 | 0.24136 | 1.3554 | 0.34165 | 1.6883 | 0.37898 | 2.0879 | 0.35901 | 2.0428 | 0.29077 | 2.1196 | 0.34428 | 1.4006 | 0.28953 | 2.2017 | 0.28619 | 1.372 | 0.32592 | 1.2218
11 | 2028 | 2028-11-25 | 0.3319 | 1.3067 | 0.22233 | 1.245 | 0.32344 | 1.5992 | 0.36912 | 2.0283 | 0.35158 | 1.9936 | 0.28762 | 2.0955 | 0.33116 | 1.3374 | 0.26366 | 2.0066 | 0.27059 | 1.2951 | 0.29201 | 1.0925
11 | 2028 | 2028-11-26 | 0.34094 | 1.337 | 0.21937 | 1.2277 | 0.31749 | 1.5683 | 0.36672 | 2.0172 | 0.34822 | 1.972 | 0.2869 | 2.085 | 0.32952 | 1.3295 | 0.26338 | 1.9998 | 0.27093 | 1.2933 | 0.30158 | 1.127
11 | 2028 | 2028-11-27 | 0.34077 | 1.3401 | 0.2274 | 1.2766 | 0.30401 | 1.5106 | 0.38123 | 2.0821 | 0.35915 | 2.034 | 0.28968 | 2.0877 | 0.32955 | 1.3504 | 0.28075 | 2.1257 | 0.2674 | 1.2838 | 0.30047 | 1.1278
11 | 2028 | 2028-11-28 | 0.36686 | 1.4364 | 0.2319 | 1.3002 | 0.30381 | 1.5103 | 0.39176 | 2.1461 | 0.36743 | 2.0776 | 0.29977 | 2.1609 | 0.34198 | 1.3965 | 0.28197 | 2.1317 | 0.26353 | 1.2698 | 0.29547 | 1.1096
11 | 2028 | 2028-11-29 | 0.36925 | 1.4477 | 0.24138 | 1.3496 | 0.32376 | 1.6064 | 0.40432 | 2.2204 | 0.3776 | 2.1317 | 0.31119 | 2.2438 | 0.34971 | 1.4254 | 0.29599 | 2.2292 | 0.28683 | 1.3725 | 0.32169 | 1.2057
11 | 2028 | 2028-11-30 | 0.37583 | 1.4683 | 0.24951 | 1.3899 | 0.33987 | 1.6755 | 0.41006 | 2.2442 | 0.3823 | 2.1547 | 0.31413 | 2.2577 | 0.36086 | 1.4644 | 0.3001 | 2.2549 | 0.29347 | 1.4004 | 0.31624 | 1.1857
12 | 2028 | 2028-12-01 | 0.35684 | 1.4736 | 0.28135 | 1.5414 | 0.34222 | 1.7353 | 0.45637 | 2.4329 | 0.39168 | 2.2126 | 0.32169 | 2.1067 | 0.3244 | 1.4504 | 0.3212 | 2.3358 | 0.29445 | 1.4455 | 0.31151 | 1.2093
12 | 2028 | 2028-12-02 | 0.36616 | 1.5076 | 0.27648 | 1.5031 | 0.34428 | 1.7367 | 0.45145 | 2.3894 | 0.38874 | 2.1892 | 0.31821 | 2.0705 | 0.32728 | 1.4563 | 0.29985 | 2.1729 | 0.28761 | 1.4075 | 0.31255 | 1.2107
12 | 2028 | 2028-12-03 | 0.36197 | 1.4906 | 0.28507 | 1.5466 | 0.3654 | 1.8364 | 0.46147 | 2.4399 | 0.39526 | 2.222 | 0.32585 | 2.1147 | 0.33445 | 1.4864 | 0.30801 | 2.2242 | 0.2991 | 1.4603 | 0.32638 | 1.2648
12 | 2028 | 2028-12-04 | 0.35834 | 1.4779 | 0.3005 | 1.6355 | 0.37351 | 1.8828 | 0.4837 | 2.5625 | 0.41138 | 2.3136 | 0.3383 | 2.1927 | 0.3439 | 1.5321 | 0.33342 | 2.4088 | 0.30821 | 1.5085 | 0.33092 | 1.2844
12 | 2028 | 2028-12-05 | 0.36112 | 1.4884 | 0.2926 | 1.5944 | 0.35921 | 1.8124 | 0.49109 | 2.5966 | 0.41683 | 2.3413 | 0.34241 | 2.2124 | 0.34667 | 1.543 | 0.32688 | 2.3617 | 0.29746 | 1.4574 | 0.32648 | 1.2673
12 | 2028 | 2028-12-06 | 0.34445 | 1.4224 | 0.28782 | 1.5673 | 0.35069 | 1.7698 | 0.47934 | 2.5364 | 0.4088 | 2.294 | 0.33468 | 2.1662 | 0.34417 | 1.5321 | 0.32744 | 2.3618 | 0.2983 | 1.46 | 0.32449 | 1.2599
12 | 2028 | 2028-12-07 | 0.35631 | 1.4685 | 0.29179 | 1.5856 | 0.36333 | 1.8298 | 0.48534 | 2.569 | 0.41197 | 2.3079 | 0.3407 | 2.2033 | 0.34548 | 1.5376 | 0.32347 | 2.3336 | 0.28862 | 1.4159 | 0.30655 | 1.1897
12 | 2028 | 2028-12-08 | 0.36871 | 1.5168 | 0.29988 | 1.628 | 0.36015 | 1.8141 | 0.49895 | 2.6392 | 0.42043 | 2.3513 | 0.35148 | 2.2671 | 0.35543 | 1.5792 | 0.33068 | 2.3785 | 0.29942 | 1.4652 | 0.3265 | 1.2673
12 | 2028 | 2028-12-09 | 0.37513 | 1.5395 | 0.29393 | 1.5845 | 0.36836 | 1.8458 | 0.49487 | 2.6028 | 0.41724 | 2.3261 | 0.34992 | 2.2446 | 0.3505 | 1.5515 | 0.317 | 2.2676 | 0.30398 | 1.481 | 0.32563 | 1.2611
12 | 2028 | 2028-12-10 | 0.37242 | 1.5284 | 0.30108 | 1.6204 | 0.39064 | 1.9528 | 0.50183 | 2.6349 | 0.42228 | 2.3517 | 0.35369 | 2.262 | 0.34837 | 1.5416 | 0.32477 | 2.3164 | 0.3156 | 1.5343 | 0.34427 | 1.334
12 | 2028 | 2028-12-11 | 0.39427 | 1.616 | 0.3128 | 1.6868 | 0.40678 | 2.0347 | 0.52894 | 2.7819 | 0.44161 | 2.4614 | 0.36922 | 2.357 | 0.37421 | 1.6576 | 0.35004 | 2.4998 | 0.32593 | 1.5876 | 0.35128 | 1.3636
12 | 2028 | 2028-12-12 | 0.38652 | 1.5852 | 0.3117 | 1.68 | 0.38989 | 1.9512 | 0.52258 | 2.745 | 0.43806 | 2.44 | 0.36293 | 2.3136 | 0.37054 | 1.6403 | 0.34739 | 2.4782 | 0.32307 | 1.5724 | 0.34781 | 1.3503
12 | 2028 | 2028-12-13 | 0.38483 | 1.5782 | 0.31004 | 1.6711 | 0.38287 | 1.9174 | 0.52997 | 2.7793 | 0.44336 | 2.4672 | 0.3669 | 2.3318 | 0.36229 | 1.605 | 0.33819 | 2.4144 | 0.30738 | 1.4992 | 0.33692 | 1.3081
12 | 2028 | 2028-12-14 | 0.38215 | 1.5674 | 0.30532 | 1.6466 | 0.39055 | 1.9537 | 0.52585 | 2.7585 | 0.44016 | 2.4468 | 0.36461 | 2.3173 | 0.36644 | 1.6223 | 0.33781 | 2.4091 | 0.30639 | 1.4939 | 0.34065 | 1.3224
12 | 2028 | 2028-12-15 | 0.38801 | 1.5901 | 0.31207 | 1.6801 | 0.38789 | 1.9411 | 0.54209 | 2.8409 | 0.45057 | 2.5015 | 0.3764 | 2.3848 | 0.36662 | 1.6225 | 0.33692 | 2.4011 | 0.30359 | 1.4809 | 0.33861 | 1.3149
12 | 2028 | 2028-12-16 | 0.38408 | 1.5723 | 0.30625 | 1.637 | 0.39058 | 1.9462 | 0.52457 | 2.7342 | 0.43879 | 2.4298 | 0.36423 | 2.2973 | 0.3594 | 1.5861 | 0.31652 | 2.2456 | 0.29826 | 1.4507 | 0.32729 | 1.2684
12 | 2028 | 2028-12-17 | 0.39938 | 1.6321 | 0.31621 | 1.6864 | 0.403 | 2.0062 | 0.53587 | 2.7904 | 0.44614 | 2.4681 | 0.37196 | 2.3397 | 0.36769 | 1.6207 | 0.32654 | 2.3091 | 0.31505 | 1.5274 | 0.34406 | 1.3339
12 | 2028 | 2028-12-18 | 0.40133 | 1.6416 | 0.32113 | 1.7209 | 0.40954 | 2.0431 | 0.54796 | 2.8626 | 0.45504 | 2.5204 | 0.37755 | 2.3775 | 0.37486 | 1.656 | 0.34281 | 2.4316 | 0.31417 | 1.527 | 0.34863 | 1.3544
12 | 2028 | 2028-12-19 | 0.39179 | 1.604 | 0.32399 | 1.7322 | 0.4027 | 2.0033 | 0.54136 | 2.8336 | 0.44908 | 2.4842 | 0.37572 | 2.3705 | 0.38023 | 1.6789 | 0.34009 | 2.4103 | 0.31087 | 1.5104 | 0.35048 | 1.3623
12 | 2028 | 2028-12-20 | 0.40887 | 1.6709 | 0.33801 | 1.8001 | 0.42135 | 2.0914 | 0.54717 | 2.8477 | 0.45615 | 2.5242 | 0.37201 | 2.3289 | 0.38211 | 1.6865 | 0.34373 | 2.4325 | 0.3161 | 1.5345 | 0.34853 | 1.3545
12 | 2028 | 2028-12-21 | 0.64763 | 2.6085 | 0.55158 | 2.9082 | 0.7925 | 3.9082 | 0.75438 | 3.8586 | 0.60382 | 3.3454 | 0.49504 | 2.9977 | 0.5746 | 2.4997 | 0.49554 | 3.4619 | 0.52154 | 2.5117 | 0.57279 | 2.2242
12 | 2028 | 2028-12-22 | 0.39394 | 1.6119 | 0.32024 | 1.7125 | 0.40138 | 2.0006 | 0.55637 | 2.9051 | 0.45874 | 2.5318 | 0.38473 | 2.4123 | 0.37735 | 1.6637 | 0.33799 | 2.3895 | 0.30762 | 1.4937 | 0.34727 | 1.3499
12 | 2028 | 2028-12-23 | 0.39257 | 1.6043 | 0.31135 | 1.653 | 0.37977 | 1.8854 | 0.54391 | 2.8231 | 0.45052 | 2.4804 | 0.37539 | 2.3397 | 0.36773 | 1.6164 | 0.31732 | 2.2323 | 0.30301 | 1.4665 | 0.33303 | 1.2919
12 | 2028 | 2028-12-24 | 0.38467 | 1.5732 | 0.3048 | 1.6196 | 0.37476 | 1.865 | 0.54321 | 2.8226 | 0.44882 | 2.4684 | 0.37677 | 2.3494 | 0.36486 | 1.603 | 0.31366 | 2.2071 | 0.2951 | 1.4308 | 0.32801 | 1.2724
12 | 2028 | 2028-12-25 | 0.40333 | 1.6485 | 0.32125 | 1.7157 | 0.3935 | 1.9629 | 0.56518 | 2.9453 | 0.46417 | 2.5568 | 0.38928 | 2.4277 | 0.38075 | 1.6756 | 0.346 | 2.4393 | 0.31637 | 1.536 | 0.34295 | 1.3331
12 | 2028 | 2028-12-26 | 0.39234 | 1.6052 | 0.32299 | 1.7243 | 0.40065 | 1.9965 | 0.56889 | 2.9605 | 0.467 | 2.5714 | 0.39018 | 2.4266 | 0.373 | 1.6417 | 0.34242 | 2.411 | 0.31539 | 1.5281 | 0.35137 | 1.3666
12 | 2028 | 2028-12-27 | 0.3954 | 1.6173 | 0.32423 | 1.7248 | 0.40534 | 2.015 | 0.57238 | 2.9791 | 0.4686 | 2.5782 | 0.3933 | 2.4438 | 0.38269 | 1.6824 | 0.34628 | 2.4352 | 0.32128 | 1.5555 | 0.3557 | 1.3833
12 | 2028 | 2028-12-28 | 0.40413 | 1.6515 | 0.33601 | 1.7865 | 0.41548 | 2.0668 | 0.58425 | 3.0361 | 0.47676 | 2.6222 | 0.40005 | 2.4774 | 0.3834 | 1.6843 | 0.34695 | 2.4371 | 0.3243 | 1.5682 | 0.35734 | 1.39
12 | 2028 | 2028-12-29 | 0.41664 | 1.7006 | 0.34088 | 1.8082 | 0.42963 | 2.1341 | 0.5695 | 2.95 | 0.46908 | 2.5808 | 0.38401 | 2.3682 | 0.38636 | 1.6964 | 0.34773 | 2.4407 | 0.32598 | 1.5757 | 0.38382 | 1.4932
12 | 2028 | 2028-12-30 | 0.40505 | 1.653 | 0.33351 | 1.7616 | 0.4195 | 2.0795 | 0.56555 | 2.9168 | 0.46517 | 2.5525 | 0.38343 | 2.3532 | 0.37093 | 1.6242 | 0.32584 | 2.2758 | 0.32003 | 1.5423 | 0.36361 | 1.4122
12 | 2028 | 2028-12-31 | 0.40222 | 1.642 | 0.32126 | 1.6981 | 0.3887 | 1.9285 | 0.56441 | 2.9168 | 0.4625 | 2.5352 | 0.3858 | 2.3716 | 0.3632 | 1.5902 | 0.31996 | 2.2343 | 0.31265 | 1.5068 | 0.34634 | 1.3454
1 | 2029 | 2029-01-01 | 0.40241 | 1.6388 | 0.35072 | 1.8419 | 0.44416 | 2.1954 | 0.59292 | 3.0611 | 0.4814 | 2.6805 | 0.41289 | 2.5589 | 0.40542 | 1.8188 | 0.37153 | 2.6103 | 0.33132 | 1.6148 | 0.35678 | 1.3908
1 | 2029 | 2029-01-02 | 0.40886 | 1.6641 | 0.35826 | 1.8792 | 0.45506 | 2.2468 | 0.59815 | 3.0906 | 0.48434 | 2.6933 | 0.41748 | 2.5885 | 0.40759 | 1.8277 | 0.37717 | 2.6452 | 0.33858 | 1.6479 | 0.379 | 1.478
1 | 2029 | 2029-01-03 | 0.40823 | 1.6616 | 0.35744 | 1.8741 | 0.45988 | 2.2691 | 0.59759 | 3.0855 | 0.48368 | 2.6897 | 0.4163 | 2.5762 | 0.4157 | 1.8626 | 0.37777 | 2.6469 | 0.34021 | 1.6546 | 0.37403 | 1.459
1 | 2029 | 2029-01-04 | 0.38247 | 1.5613 | 0.3457 | 1.8139 | 0.4354 | 2.151 | 0.592 | 3.062 | 0.47876 | 2.6583 | 0.41402 | 2.5658 | 0.40346 | 1.8076 | 0.36962 | 2.5886 | 0.33079 | 1.6082 | 0.3572 | 1.3935
1 | 2029 | 2029-01-05 | 0.38142 | 1.5573 | 0.34201 | 1.7943 | 0.43499 | 2.1486 | 0.59178 | 3.0613 | 0.47809 | 2.6531 | 0.41397 | 2.5637 | 0.39754 | 1.7809 | 0.36236 | 2.5386 | 0.32356 | 1.5733 | 0.3441 | 1.3426
1 | 2029 | 2029-01-06 | 0.3745 | 1.5283 | 0.3314 | 1.7287 | 0.42279 | 2.0824 | 0.57197 | 2.9527 | 0.46273 | 2.5595 | 0.40416 | 2.5001 | 0.38212 | 1.7079 | 0.33355 | 2.327 | 0.30956 | 1.5012 | 0.33575 | 1.3077
1 | 2029 | 2029-01-07 | 0.35952 | 1.47 | 0.31395 | 1.6395 | 0.39757 | 1.9599 | 0.57186 | 2.9469 | 0.46267 | 2.5614 | 0.40228 | 2.4801 | 0.3799 | 1.6978 | 0.32946 | 2.2971 | 0.3056 | 1.4813 | 0.32184 | 1.2539
1 | 2029 | 2029-01-08 | 0.36672 | 1.5003 | 0.3265 | 1.7133 | 0.40061 | 1.9815 | 0.56775 | 2.9448 | 0.45906 | 2.5417 | 0.39906 | 2.4721 | 0.38631 | 1.729 | 0.34404 | 2.4109 | 0.30564 | 1.4859 | 0.33528 | 1.3091
1 | 2029 | 2029-01-09 | 0.36828 | 1.5067 | 0.31494 | 1.6541 | 0.38124 | 1.8875 | 0.55714 | 2.8949 | 0.45068 | 2.4923 | 0.39297 | 2.4373 | 0.3848 | 1.7217 | 0.33384 | 2.3398 | 0.29437 | 1.431 | 0.3328 | 1.3002
1 | 2029 | 2029-01-10 | 0.35644 | 1.4607 | 0.31709 | 1.6642 | 0.37964 | 1.8794 | 0.55663 | 2.8878 | 0.45026 | 2.492 | 0.39108 | 2.4183 | 0.37935 | 1.6968 | 0.33464 | 2.3422 | 0.29606 | 1.4376 | 0.33878 | 1.324
1 | 2029 | 2029-01-11 | 0.34693 | 1.4238 | 0.31639 | 1.6598 | 0.38346 | 1.8977 | 0.56274 | 2.9141 | 0.45458 | 2.518 | 0.39368 | 2.4268 | 0.37703 | 1.6856 | 0.33632 | 2.3531 | 0.29996 | 1.4557 | 0.31585 | 1.2344
1 | 2029 | 2029-01-12 | 0.36048 | 1.4769 | 0.31853 | 1.67 | 0.38121 | 1.8868 | 0.57371 | 2.9696 | 0.4619 | 2.5579 | 0.40113 | 2.4705 | 0.38726 | 1.7311 | 0.33612 | 2.3512 | 0.30157 | 1.463 | 0.32796 | 1.2817
1 | 2029 | 2029-01-13 | 0.35718 | 1.4623 | 0.30704 | 1.6002 | 0.37107 | 1.8312 | 0.55301 | 2.8581 | 0.44577 | 2.4596 | 0.39123 | 2.4087 | 0.37814 | 1.6871 | 0.32067 | 2.2319 | 0.3048 | 1.4738 | 0.32644 | 1.2737
1 | 2029 | 2029-01-14 | 0.35345 | 1.4479 | 0.3094 | 1.6121 | 0.37256 | 1.8393 | 0.55881 | 2.8826 | 0.44989 | 2.485 | 0.39351 | 2.415 | 0.37873 | 1.6888 | 0.31693 | 2.2069 | 0.3025 | 1.4628 | 0.32899 | 1.2836
1 | 2029 | 2029-01-15 | 0.37337 | 1.5283 | 0.32297 | 1.6914 | 0.39886 | 1.9728 | 0.56823 | 2.9475 | 0.45605 | 2.5208 | 0.39905 | 2.4594 | 0.39549 | 1.7663 | 0.33456 | 2.3412 | 0.30624 | 1.4848 | 0.34029 | 1.3304
1 | 2029 | 2029-01-16 | 0.36761 | 1.5061 | 0.3259 | 1.7054 | 0.39733 | 1.9653 | 0.55327 | 2.8728 | 0.44486 | 2.4581 | 0.38908 | 2.3979 | 0.3843 | 1.7166 | 0.33093 | 2.3108 | 0.30132 | 1.4584 | 0.3255 | 1.2732
1 | 2029 | 2029-01-17 | 0.38808 | 1.5859 | 0.33228 | 1.737 | 0.40924 | 2.0227 | 0.56533 | 2.9316 | 0.45318 | 2.5052 | 0.39656 | 2.4396 | 0.39891 | 1.7801 | 0.3384 | 2.3626 | 0.31307 | 1.5147 | 0.35382 | 1.3842
1 | 2029 | 2029-01-18 | 0.38906 | 1.5902 | 0.33255 | 1.7381 | 0.41421 | 2.0466 | 0.57133 | 2.9594 | 0.45724 | 2.529 | 0.39976 | 2.4546 | 0.39114 | 1.746 | 0.34678 | 2.4192 | 0.32533 | 1.5728 | 0.37066 | 1.4501
1 | 2029 | 2029-01-19 | 0.37977 | 1.5545 | 0.31791 | 1.6637 | 0.39149 | 1.938 | 0.56894 | 2.9457 | 0.45524 | 2.5189 | 0.39754 | 2.4377 | 0.37958 | 1.6947 | 0.33716 | 2.3565 | 0.31678 | 1.5329 | 0.35448 | 1.3867
1 | 2029 | 2029-01-20 | 0.36808 | 1.507 | 0.31305 | 1.6276 | 0.38266 | 1.8881 | 0.56352 | 2.9067 | 0.45046 | 2.4869 | 0.3965 | 2.4248 | 0.37039 | 1.6491 | 0.31394 | 2.182 | 0.30938 | 1.4918 | 0.34645 | 1.3533
1 | 2029 | 2029-01-21 | 0.37689 | 1.5416 | 0.31492 | 1.6361 | 0.3956 | 1.9491 | 0.55096 | 2.8458 | 0.44084 | 2.432 | 0.38873 | 2.3793 | 0.37534 | 1.6709 | 0.30907 | 2.1479 | 0.30498 | 1.47 | 0.34941 | 1.3651
1 | 2029 | 2029-01-22 | 0.37871 | 1.5514 | 0.33527 | 1.7501 | 0.41511 | 2.0503 | 0.56225 | 2.9149 | 0.44886 | 2.4818 | 0.39381 | 2.415 | 0.39596 | 1.7667 | 0.33579 | 2.3429 | 0.31939 | 1.5425 | 0.34817 | 1.3629
1 | 2029 | 2029-01-23 | 0.39221 | 1.6045 | 0.3284 | 1.7153 | 0.41633 | 2.0573 | 0.57149 | 2.9594 | 0.45521 | 2.5184 | 0.39937 | 2.4454 | 0.39566 | 1.7649 | 0.33985 | 2.3702 | 0.32628 | 1.5749 | 0.36661 | 1.4349
1 | 2029 | 2029-01-24 | 0.38658 | 1.5829 | 0.33695 | 1.7582 | 0.42081 | 2.0786 | 0.56935 | 2.9478 | 0.45333 | 2.5086 | 0.39761 | 2.4328 | 0.3892 | 1.7362 | 0.34065 | 2.3761 | 0.32947 | 1.5901 | 0.3548 | 1.3891
1 | 2029 | 2029-01-25 | 0.37184 | 1.5259 | 0.3282 | 1.7135 | 0.40172 | 1.9878 | 0.55103 | 2.8608 | 0.43934 | 2.4281 | 0.38689 | 2.3731 | 0.37735 | 1.6839 | 0.32776 | 2.2893 | 0.31597 | 1.5257 | 0.33218 | 1.301
1 | 2029 | 2029-01-26 | 0.377 | 1.5463 | 0.32632 | 1.7036 | 0.41141 | 2.0348 | 0.5504 | 2.8536 | 0.43887 | 2.4282 | 0.38507 | 2.3564 | 0.37504 | 1.6732 | 0.32567 | 2.2738 | 0.31477 | 1.519 | 0.32969 | 1.2916
1 | 2029 | 2029-01-27 | 0.37857 | 1.5506 | 0.32757 | 1.6984 | 0.41765 | 2.0567 | 0.54592 | 2.8184 | 0.43486 | 2.4013 | 0.38442 | 2.3455 | 0.37098 | 1.6511 | 0.31114 | 2.1604 | 0.31882 | 1.5335 | 0.34356 | 1.3436
1 | 2029 | 2029-01-28 | 0.39409 | 1.6115 | 0.33993 | 1.76 | 0.42511 | 2.0931 | 0.55709 | 2.8713 | 0.44274 | 2.4474 | 0.39084 | 2.3799 | 0.38043 | 1.6933 | 0.31603 | 2.1926 | 0.32629 | 1.5685 | 0.35281 | 1.3797
1 | 2029 | 2029-01-29 | 0.41276 | 1.687 | 0.36653 | 1.9053 | 0.45478 | 2.2425 | 0.57848 | 2.988 | 0.45831 | 2.5413 | 0.40172 | 2.4475 | 0.40519 | 1.8066 | 0.34672 | 2.4148 | 0.34548 | 1.6639 | 0.38489 | 1.5076
1 | 2029 | 2029-01-30 | 0.39448 | 1.6163 | 0.35214 | 1.8324 | 0.43977 | 2.1699 | 0.56975 | 2.9451 | 0.45159 | 2.5037 | 0.39615 | 2.4146 | 0.39505 | 1.762 | 0.33828 | 2.3572 | 0.33679 | 1.6219 | 0.3755 | 1.4713
1 | 2029 | 2029-01-31 | 0.38757 | 1.5896 | 0.34204 | 1.7816 | 0.43408 | 2.1436 | 0.55439 | 2.866 | 0.4404 | 2.4432 | 0.38513 | 2.3451 | 0.39058 | 1.7417 | 0.33473 | 2.3322 | 0.33384 | 1.6071 | 0.3634 | 1.4245
2 | 2029 | 2029-02-01 | 0.39999 | 1.6553 | 0.33433 | 1.7661 | 0.38624 | 1.9316 | 0.5145 | 2.7078 | 0.42035 | 2.4005 | 0.38237 | 2.3692 | 0.38324 | 1.7131 | 0.30406 | 2.1626 | 0.3037 | 1.4608 | 0.33711 | 1.3558
2 | 2029 | 2029-02-02 | 0.38882 | 1.6112 | 0.31933 | 1.6882 | 0.37578 | 1.8797 | 0.51508 | 2.7106 | 0.42076 | 2.4048 | 0.3825 | 2.3691 | 0.36658 | 1.6387 | 0.31208 | 2.2192 | 0.31467 | 1.5134 | 0.34065 | 1.3694
2 | 2029 | 2029-02-03 | 0.37572 | 1.5581 | 0.31674 | 1.6645 | 0.37445 | 1.8669 | 0.49304 | 2.5884 | 0.40392 | 2.3029 | 0.36973 | 2.2867 | 0.35688 | 1.5922 | 0.29024 | 2.0576 | 0.31099 | 1.4905 | 0.33602 | 1.3482
2 | 2029 | 2029-02-04 | 0.37917 | 1.5726 | 0.30856 | 1.622 | 0.36807 | 1.8369 | 0.48824 | 2.5595 | 0.3992 | 2.2797 | 0.36727 | 2.2694 | 0.35314 | 1.5756 | 0.28354 | 2.0107 | 0.30487 | 1.4607 | 0.3444 | 1.3823
2 | 2029 | 2029-02-05 | 0.37677 | 1.5658 | 0.31934 | 1.6876 | 0.36517 | 1.8303 | 0.49925 | 2.628 | 0.40716 | 2.3278 | 0.37183 | 2.3037 | 0.35624 | 1.5936 | 0.29957 | 2.1324 | 0.30584 | 1.4694 | 0.34501 | 1.3857
2 | 2029 | 2029-02-06 | 0.37683 | 1.5661 | 0.31738 | 1.6773 | 0.36681 | 1.8379 | 0.50234 | 2.6411 | 0.40937 | 2.3454 | 0.37403 | 2.3147 | 0.35319 | 1.58 | 0.29715 | 2.1152 | 0.3037 | 1.4593 | 0.33713 | 1.3546
2 | 2029 | 2029-02-07 | 0.38701 | 1.6068 | 0.32011 | 1.6911 | 0.3792 | 1.8981 | 0.50415 | 2.6485 | 0.41068 | 2.3566 | 0.3752 | 2.3202 | 0.36142 | 1.6164 | 0.30539 | 2.174 | 0.31582 | 1.517 | 0.35166 | 1.4146
2 | 2029 | 2029-02-08 | 0.40064 | 1.6615 | 0.32631 | 1.7229 | 0.38074 | 1.9046 | 0.50424 | 2.6489 | 0.4108 | 2.3591 | 0.37492 | 2.318 | 0.37612 | 1.6826 | 0.30907 | 2.1996 | 0.32031 | 1.5391 | 0.3661 | 1.4731
2 | 2029 | 2029-02-09 | 0.39765 | 1.6499 | 0.33422 | 1.7636 | 0.3923 | 1.9611 | 0.50056 | 2.6306 | 0.40787 | 2.3422 | 0.37209 | 2.3013 | 0.36641 | 1.6391 | 0.30418 | 2.1654 | 0.31557 | 1.5163 | 0.34207 | 1.3764
2 | 2029 | 2029-02-10 | 0.37807 | 1.5706 | 0.31126 | 1.6345 | 0.38467 | 1.917 | 0.4709 | 2.4713 | 0.38499 | 2.2019 | 0.354 | 2.1889 | 0.33481 | 1.4943 | 0.27304 | 1.9375 | 0.29862 | 1.4307 | 0.32568 | 1.3094
2 | 2029 | 2029-02-11 | 0.37397 | 1.5555 | 0.31226 | 1.6395 | 0.3711 | 1.8515 | 0.46761 | 2.4551 | 0.38242 | 2.1873 | 0.35138 | 2.1735 | 0.32937 | 1.4703 | 0.27304 | 1.938 | 0.30023 | 1.4382 | 0.32638 | 1.3114
2 | 2029 | 2029-02-12 | 0.36837 | 1.5356 | 0.32233 | 1.7014 | 0.37814 | 1.8938 | 0.4719 | 2.4882 | 0.38467 | 2.2015 | 0.35177 | 2.1831 | 0.33549 | 1.5015 | 0.28989 | 2.0664 | 0.30448 | 1.4616 | 0.32818 | 1.3209
2 | 2029 | 2029-02-13 | 0.36991 | 1.5417 | 0.31506 | 1.6636 | 0.37928 | 1.8985 | 0.47377 | 2.4953 | 0.38602 | 2.2136 | 0.35301 | 2.189 | 0.33295 | 1.4907 | 0.29212 | 2.0819 | 0.30683 | 1.4736 | 0.33649 | 1.3544
2 | 2029 | 2029-02-14 | 0.36654 | 1.5291 | 0.31817 | 1.6794 | 0.37483 | 1.8771 | 0.47331 | 2.4923 | 0.3857 | 2.2137 | 0.35239 | 2.1848 | 0.33175 | 1.4857 | 0.29403 | 2.0959 | 0.31103 | 1.4934 | 0.33357 | 1.3426
2 | 2029 | 2029-02-15 | 0.34489 | 1.4435 | 0.29707 | 1.5699 | 0.35107 | 1.7611 | 0.4578 | 2.4162 | 0.37328 | 2.1364 | 0.34138 | 2.1216 | 0.32174 | 1.4412 | 0.282 | 2.0116 | 0.29826 | 1.4318 | 0.32566 | 1.3098
2 | 2029 | 2029-02-16 | 0.33037 | 1.3866 | 0.27953 | 1.479 | 0.33892 | 1.7028 | 0.4482 | 2.3648 | 0.36501 | 2.0896 | 0.33526 | 2.0844 | 0.30698 | 1.3754 | 0.27799 | 1.9835 | 0.29414 | 1.4122 | 0.31175 | 1.2543
2 | 2029 | 2029-02-17 | 0.32629 | 1.369 | 0.26716 | 1.4047 | 0.31763 | 1.5918 | 0.43239 | 2.272 | 0.35326 | 2.0211 | 0.32676 | 2.0265 | 0.28887 | 1.2915 | 0.25026 | 1.7794 | 0.28039 | 1.3424 | 0.29378 | 1.1812
2 | 2029 | 2029-02-18 | 0.33778 | 1.4152 | 0.26985 | 1.4183 | 0.32757 | 1.6399 | 0.42126 | 2.2156 | 0.34416 | 1.9666 | 0.31903 | 1.9813 | 0.28626 | 1.2802 | 0.24987 | 1.7772 | 0.28133 | 1.3467 | 0.30692 | 1.2334
2 | 2029 | 2029-02-19 | 0.34556 | 1.448 | 0.28775 | 1.5207 | 0.35131 | 1.762 | 0.44663 | 2.3534 | 0.36382 | 2.0898 | 0.33335 | 2.0714 | 0.31342 | 1.4052 | 0.28166 | 2.0095 | 0.29969 | 1.4399 | 0.33063 | 1.3316
2 | 2029 | 2029-02-20 | 0.3413 | 1.4314 | 0.29417 | 1.5535 | 0.3476 | 1.7435 | 0.44515 | 2.3447 | 0.36263 | 2.085 | 0.33207 | 2.0633 | 0.29495 | 1.3228 | 0.28276 | 2.0173 | 0.30134 | 1.4481 | 0.33084 | 1.3344
2 | 2029 | 2029-02-21 | 0.34886 | 1.4618 | 0.2854 | 1.5079 | 0.35178 | 1.765 | 0.43947 | 2.3151 | 0.358 | 2.0586 | 0.32799 | 2.0391 | 0.30732 | 1.3782 | 0.28912 | 2.0634 | 0.31217 | 1.4991 | 0.33986 | 1.37
2 | 2029 | 2029-02-22 | 0.35937 | 1.5044 | 0.28783 | 1.5202 | 0.35355 | 1.7737 | 0.44045 | 2.3152 | 0.35834 | 2.0665 | 0.329 | 2.0427 | 0.31232 | 1.4011 | 0.29017 | 2.0707 | 0.3135 | 1.506 | 0.3243 | 1.3077
2 | 2029 | 2029-02-23 | 0.34389 | 1.4429 | 0.28837 | 1.5227 | 0.34652 | 1.7391 | 0.43086 | 2.2696 | 0.35105 | 2.0201 | 0.32155 | 2.0007 | 0.30299 | 1.3595 | 0.2882 | 2.0571 | 0.3119 | 1.4984 | 0.33879 | 1.365
2 | 2029 | 2029-02-24 | 0.3293 | 1.3838 | 0.26972 | 1.4158 | 0.33525 | 1.6769 | 0.41477 | 2.1754 | 0.33914 | 1.9504 | 0.31274 | 1.941 | 0.28574 | 1.279 | 0.25708 | 1.8291 | 0.29372 | 1.4075 | 0.32446 | 1.3053
2 | 2029 | 2029-02-25 | 0.33348 | 1.4009 | 0.2619 | 1.375 | 0.31447 | 1.5757 | 0.40454 | 2.1203 | 0.33038 | 1.9006 | 0.30614 | 1.901 | 0.28088 | 1.2576 | 0.25351 | 1.804 | 0.28982 | 1.3891 | 0.30872 | 1.2438
2 | 2029 | 2029-02-26 | 0.3311 | 1.3929 | 0.2722 | 1.4379 | 0.32055 | 1.6103 | 0.41736 | 2.2009 | 0.34058 | 1.9595 | 0.31089 | 1.9384 | 0.2909 | 1.3062 | 0.27593 | 1.9706 | 0.29731 | 1.4297 | 0.32679 | 1.3172
2 | 2029 | 2029-02-27 | 0.32442 | 1.3671 | 0.27116 | 1.4322 | 0.33231 | 1.6689 | 0.42093 | 2.2142 | 0.34314 | 1.9808 | 0.31348 | 1.9512 | 0.28339 | 1.2731 | 0.27978 | 1.9978 | 0.30231 | 1.454 | 0.31775 | 1.282
2 | 2029 | 2029-02-28 | 0.31854 | 1.3445 | 0.26576 | 1.404 | 0.32253 | 1.622 | 0.4171 | 2.1933 | 0.34002 | 1.964 | 0.31058 | 1.9337 | 0.29292 | 1.3165 | 0.27986 | 1.9994 | 0.30526 | 1.4673 | 0.32583 | 1.3127
3 | 2029 | 2029-03-01 | 0.30677 | 1.3115 | 0.25761 | 1.3809 | 0.29489 | 1.5471 | 0.45 | 2.3836 | 0.34031 | 1.9544 | 0.31223 | 2.0165 | 0.27326 | 1.235 | 0.25906 | 1.8274 | 0.28841 | 1.4237 | 0.30652 | 1.2666
3 | 2029 | 2029-03-02 | 0.31018 | 1.3258 | 0.26047 | 1.3961 | 0.30069 | 1.5775 | 0.43059 | 2.2849 | 0.32795 | 1.8803 | 0.30021 | 1.94 | 0.27032 | 1.222 | 0.25144 | 1.7755 | 0.28409 | 1.4019 | 0.31133 | 1.2862
3 | 2029 | 2029-03-03 | 0.30324 | 1.3005 | 0.23738 | 1.2646 | 0.27931 | 1.4637 | 0.40393 | 2.1375 | 0.3099 | 1.7741 | 0.28491 | 1.839 | 0.25766 | 1.1624 | 0.2223 | 1.5623 | 0.26576 | 1.3086 | 0.28043 | 1.1602
3 | 2029 | 2029-03-04 | 0.28509 | 1.2271 | 0.23848 | 1.2698 | 0.25706 | 1.3473 | 0.41089 | 2.1705 | 0.3126 | 1.7909 | 0.28853 | 1.8633 | 0.25675 | 1.1584 | 0.22292 | 1.5659 | 0.26088 | 1.2854 | 0.28419 | 1.1765
3 | 2029 | 2029-03-05 | 0.29297 | 1.2615 | 0.24239 | 1.2999 | 0.25961 | 1.3646 | 0.42034 | 2.2292 | 0.32057 | 1.8421 | 0.29201 | 1.8896 | 0.2629 | 1.1894 | 0.24548 | 1.7339 | 0.27172 | 1.3421 | 0.2895 | 1.1985
3 | 2029 | 2029-03-06 | 0.29036 | 1.2509 | 0.2417 | 1.2955 | 0.26152 | 1.3746 | 0.41711 | 2.2115 | 0.31791 | 1.8275 | 0.28944 | 1.8739 | 0.26232 | 1.1871 | 0.24668 | 1.7419 | 0.27166 | 1.3425 | 0.28332 | 1.1734
3 | 2029 | 2029-03-07 | 0.29092 | 1.2532 | 0.24835 | 1.3299 | 0.26913 | 1.4145 | 0.41315 | 2.1898 | 0.31441 | 1.8069 | 0.28653 | 1.856 | 0.26285 | 1.1899 | 0.24109 | 1.7031 | 0.26239 | 1.297 | 0.27606 | 1.1435
3 | 2029 | 2029-03-08 | 0.29234 | 1.2597 | 0.25047 | 1.3407 | 0.28411 | 1.4929 | 0.4248 | 2.2468 | 0.3212 | 1.8514 | 0.29254 | 1.8954 | 0.26912 | 1.2182 | 0.2421 | 1.7102 | 0.26581 | 1.3143 | 0.27221 | 1.1276
3 | 2029 | 2029-03-09 | 0.29225 | 1.2599 | 0.24805 | 1.3282 | 0.2901 | 1.5244 | 0.43391 | 2.2912 | 0.32717 | 1.8923 | 0.29686 | 1.9238 | 0.2559 | 1.1588 | 0.2426 | 1.7135 | 0.26672 | 1.3194 | 0.28134 | 1.1656
3 | 2029 | 2029-03-10 | 0.27306 | 1.1808 | 0.23305 | 1.2401 | 0.26247 | 1.3761 | 0.4027 | 2.1207 | 0.30602 | 1.7662 | 0.27891 | 1.8056 | 0.23376 | 1.0564 | 0.2187 | 1.5366 | 0.25852 | 1.2763 | 0.26935 | 1.1164
3 | 2029 | 2029-03-11 | 0.28369 | 1.2241 | 0.22535 | 1.1983 | 0.26418 | 1.3852 | 0.39056 | 2.0578 | 0.29695 | 1.71 | 0.27134 | 1.7578 | 0.23778 | 1.0747 | 0.21815 | 1.5326 | 0.25657 | 1.2673 | 0.27713 | 1.1493
3 | 2029 | 2029-03-12 | 0.27794 | 1.2026 | 0.23262 | 1.2465 | 0.26254 | 1.3806 | 0.38883 | 2.0601 | 0.29718 | 1.7114 | 0.26847 | 1.7432 | 0.24348 | 1.1036 | 0.23919 | 1.6896 | 0.26171 | 1.2961 | 0.27983 | 1.1603
3 | 2029 | 2029-03-13 | 0.26625 | 1.1554 | 0.22195 | 1.189 | 0.2393 | 1.2592 | 0.38036 | 2.016 | 0.29145 | 1.678 | 0.26274 | 1.7069 | 0.23154 | 1.0499 | 0.23352 | 1.6505 | 0.25608 | 1.2684 | 0.27855 | 1.1546
3 | 2029 | 2029-03-14 | 0.26659 | 1.1578 | 0.21748 | 1.1658 | 0.23889 | 1.2572 | 0.37864 | 2.0059 | 0.29048 | 1.6753 | 0.26079 | 1.6948 | 0.23221 | 1.0531 | 0.23637 | 1.6703 | 0.26306 | 1.3034 | 0.27395 | 1.1357
3 | 2029 | 2029-03-15 | 0.2671 | 1.1596 | 0.21283 | 1.1403 | 0.23316 | 1.2275 | 0.37338 | 1.9779 | 0.28674 | 1.6541 | 0.25692 | 1.6705 | 0.22865 | 1.0374 | 0.23194 | 1.6398 | 0.25859 | 1.2816 | 0.27021 | 1.1205
3 | 2029 | 2029-03-16 | 0.26238 | 1.1405 | 0.21394 | 1.1462 | 0.2323 | 1.2232 | 0.36781 | 1.9483 | 0.28264 | 1.6304 | 0.2529 | 1.6452 | 0.22582 | 1.0249 | 0.23644 | 1.6698 | 0.25706 | 1.2754 | 0.25542 | 1.06
3 | 2029 | 2029-03-17 | 0.25581 | 1.1129 | 0.20468 | 1.089 | 0.22531 | 1.1831 | 0.35561 | 1.8729 | 0.2727 | 1.5728 | 0.2461 | 1.5987 | 0.21347 | 0.96596 | 0.21697 | 1.5232 | 0.25316 | 1.254 | 0.24629 | 1.0229
3 | 2029 | 2029-03-18 | 0.26148 | 1.1353 | 0.20441 | 1.0865 | 0.21817 | 1.1461 | 0.34592 | 1.8226 | 0.26597 | 1.5326 | 0.2397 | 1.558 | 0.21052 | 0.95292 | 0.21392 | 1.5017 | 0.24582 | 1.2184 | 0.23929 | 0.99451
3 | 2029 | 2029-03-19 | 0.27397 | 1.1874 | 0.21069 | 1.1276 | 0.22996 | 1.2119 | 0.35949 | 1.9014 | 0.27527 | 1.5895 | 0.24578 | 1.6009 | 0.22412 | 1.0176 | 0.2361 | 1.6666 | 0.25366 | 1.2607 | 0.25875 | 1.0754
3 | 2029 | 2029-03-20 | 0.26462 | 1.1501 | 0.20953 | 1.1215 | 0.24407 | 1.2861 | 0.36017 | 1.9034 | 0.27577 | 1.5958 | 0.2452 | 1.5975 | 0.2218 | 1.0071 | 0.23341 | 1.648 | 0.25253 | 1.2554 | 0.24907 | 1.0349
3 | 2029 | 2029-03-21 | 0.25395 | 1.107 | 0.20101 | 1.0769 | 0.23482 | 1.238 | 0.35275 | 1.8643 | 0.26995 | 1.5603 | 0.24024 | 1.566 | 0.21603 | 0.98118 | 0.22459 | 1.5868 | 0.23853 | 1.1866 | 0.23623 | 0.98156
3 | 2029 | 2029-03-22 | 0.25199 | 1.0994 | 0.19231 | 1.0302 | 0.21403 | 1.1297 | 0.34682 | 1.833 | 0.26582 | 1.5367 | 0.23594 | 1.5388 | 0.21057 | 0.95687 | 0.2266 | 1.6007 | 0.24354 | 1.2119 | 0.23931 | 0.99442
3 | 2029 | 2029-03-23 | 0.26532 | 1.1536 | 0.19305 | 1.034 | 0.21596 | 1.1402 | 0.34638 | 1.8293 | 0.26544 | 1.5372 | 0.23475 | 1.5314 | 0.20306 | 0.92285 | 0.2268 | 1.6017 | 0.24224 | 1.2063 | 0.24076 | 1.0014
3 | 2029 | 2029-03-24 | 0.26089 | 1.1346 | 0.18889 | 1.0034 | 0.22317 | 1.1746 | 0.32793 | 1.7227 | 0.25167 | 1.4558 | 0.22429 | 1.461 | 0.20252 | 0.91717 | 0.20625 | 1.4474 | 0.23541 | 1.1705 | 0.22722 | 0.94611
3 | 2029 | 2029-03-25 | 0.2547 | 1.1091 | 0.1918 | 1.0182 | 0.22149 | 1.1663 | 0.31961 | 1.6791 | 0.24522 | 1.4162 | 0.21882 | 1.4263 | 0.20102 | 0.91048 | 0.21491 | 1.507 | 0.24883 | 1.2378 | 0.23275 | 0.96943
3 | 2029 | 2029-03-26 | 0.25274 | 1.1028 | 0.19402 | 1.0383 | 0.22273 | 1.1772 | 0.332 | 1.7522 | 0.25397 | 1.47 | 0.22416 | 1.4642 | 0.20265 | 0.92144 | 0.22815 | 1.61 | 0.24198 | 1.2072 | 0.24579 | 1.0243
3 | 2029 | 2029-03-27 | 0.25794 | 1.1244 | 0.19623 | 1.0514 | 0.21885 | 1.1575 | 0.33067 | 1.7443 | 0.25339 | 1.4699 | 0.22237 | 1.4528 | 0.19855 | 0.9026 | 0.23168 | 1.6343 | 0.24961 | 1.2456 | 0.24746 | 1.0309
3 | 2029 | 2029-03-28 | 0.25565 | 1.115 | 0.1948 | 1.0424 | 0.2307 | 1.2201 | 0.32306 | 1.7049 | 0.24897 | 1.4461 | 0.21692 | 1.4178 | 0.20254 | 0.9204 | 0.22597 | 1.5946 | 0.24114 | 1.2042 | 0.24612 | 1.025
3 | 2029 | 2029-03-29 | 0.25817 | 1.1258 | 0.19104 | 1.0228 | 0.22454 | 1.1886 | 0.32418 | 1.7089 | 0.24867 | 1.4452 | 0.21688 | 1.4178 | 0.20421 | 0.92782 | 0.23029 | 1.6242 | 0.24797 | 1.2388 | 0.24911 | 1.0391
3 | 2029 | 2029-03-30 | 0.25422 | 1.1091 | 0.18812 | 1.0074 | 0.21621 | 1.1457 | 0.31665 | 1.6697 | 0.2435 | 1.4152 | 0.21169 | 1.3846 | 0.20021 | 0.90986 | 0.22495 | 1.587 | 0.23909 | 1.1955 | 0.23794 | 0.99324
3 | 2029 | 2029-03-31 | 0.24223 | 1.0595 | 0.17187 | 0.9133 | 0.19822 | 1.0484 | 0.28824 | 1.5131 | 0.22334 | 1.2936 | 0.19551 | 1.2774 | 0.18796 | 0.8514 | 0.19516 | 1.3689 | 0.21873 | 1.0924 | 0.21988 | 0.91848
4 | 2029 | 2029-04-01 | 0.20275 | 0.90071 | 0.14048 | 0.73717 | 0.16521 | 0.86108 | 0.22821 | 1.2034 | 0.20563 | 1.1286 | 0.17939 | 1.1434 | 0.16237 | 0.70979 | 0.16413 | 1.1765 | 0.19227 | 0.97033 | 0.20965 | 0.8792
4 | 2029 | 2029-04-02 | 0.21228 | 0.9401 | 0.16109 | 0.85413 | 0.17072 | 0.89469 | 0.23915 | 1.2703 | 0.21345 | 1.1772 | 0.18338 | 1.1729 | 0.16352 | 0.7205 | 0.1843 | 1.3264 | 0.19555 | 0.98965 | 0.21131 | 0.88549
4 | 2029 | 2029-04-03 | 0.20422 | 0.9075 | 0.15175 | 0.80584 | 0.16245 | 0.85395 | 0.23293 | 1.239 | 0.20777 | 1.146 | 0.17766 | 1.138 | 0.16547 | 0.72842 | 0.17513 | 1.2624 | 0.18812 | 0.95232 | 0.2058 | 0.86283
4 | 2029 | 2029-04-04 | 0.19632 | 0.87591 | 0.14503 | 0.77066 | 0.16371 | 0.86094 | 0.22798 | 1.2125 | 0.2029 | 1.1202 | 0.17338 | 1.112 | 0.15703 | 0.69245 | 0.17278 | 1.2445 | 0.18201 | 0.92231 | 0.19567 | 0.82063
4 | 2029 | 2029-04-05 | 0.19571 | 0.87356 | 0.14489 | 0.77 | 0.16355 | 0.86166 | 0.22343 | 1.1884 | 0.19859 | 1.0973 | 0.16942 | 1.0877 | 0.15375 | 0.67825 | 0.17504 | 1.2617 | 0.18856 | 0.95611 | 0.19568 | 0.82126
4 | 2029 | 2029-04-06 | 0.19382 | 0.86641 | 0.1446 | 0.76843 | 0.15438 | 0.8154 | 0.22256 | 1.1828 | 0.19844 | 1.0966 | 0.16875 | 1.0824 | 0.15802 | 0.69593 | 0.17684 | 1.2732 | 0.18718 | 0.95025 | 0.2082 | 0.87454
4 | 2029 | 2029-04-07 | 0.19239 | 0.85983 | 0.13504 | 0.7091 | 0.14203 | 0.74828 | 0.20044 | 1.0562 | 0.17928 | 0.98803 | 0.15514 | 0.99496 | 0.14369 | 0.62887 | 0.1525 | 1.0925 | 0.17594 | 0.89231 | 0.19397 | 0.81615
4 | 2029 | 2029-04-08 | 0.1864 | 0.83488 | 0.13456 | 0.70676 | 0.14966 | 0.78856 | 0.20346 | 1.0713 | 0.18395 | 1.0126 | 0.1578 | 1.0084 | 0.14232 | 0.62265 | 0.15091 | 1.0807 | 0.17267 | 0.87659 | 0.18104 | 0.76171
4 | 2029 | 2029-04-09 | 0.19474 | 0.8696 | 0.14442 | 0.76765 | 0.15267 | 0.80971 | 0.21826 | 1.1573 | 0.19586 | 1.0836 | 0.16541 | 1.0591 | 0.15553 | 0.68431 | 0.17838 | 1.2822 | 0.18384 | 0.93624 | 0.19836 | 0.83439
4 | 2029 | 2029-04-10 | 0.20075 | 0.89465 | 0.14817 | 0.7876 | 0.15727 | 0.83333 | 0.21855 | 1.1567 | 0.19662 | 1.0885 | 0.16601 | 1.0615 | 0.16187 | 0.7108 | 0.17777 | 1.2809 | 0.19274 | 0.98144 | 0.21373 | 0.90023
4 | 2029 | 2029-04-11 | 0.18779 | 0.84129 | 0.14557 | 0.77381 | 0.15813 | 0.83879 | 0.21491 | 1.1377 | 0.19343 | 1.0714 | 0.16286 | 1.0419 | 0.15586 | 0.68498 | 0.17824 | 1.2819 | 0.18648 | 0.95105 | 0.20207 | 0.85102
4 | 2029 | 2029-04-12 | 0.19011 | 0.85124 | 0.14057 | 0.74828 | 0.15636 | 0.83097 | 0.21003 | 1.1141 | 0.18944 | 1.049 | 0.15834 | 1.0137 | 0.158 | 0.69361 | 0.17402 | 1.2529 | 0.18417 | 0.93987 | 0.20431 | 0.86113
4 | 2029 | 2029-04-13 | 0.19886 | 0.88742 | 0.14043 | 0.74764 | 0.16101 | 0.85548 | 0.2047 | 1.084 | 0.1833 | 1.0179 | 0.15418 | 0.98936 | 0.15385 | 0.67573 | 0.17048 | 1.2286 | 0.18246 | 0.93177 | 0.19796 | 0.83484
4 | 2029 | 2029-04-14 | 0.18986 | 0.84907 | 0.13207 | 0.69477 | 0.14887 | 0.79008 | 0.19089 | 1.0016 | 0.17433 | 0.96275 | 0.14772 | 0.9424 | 0.14629 | 0.63723 | 0.15541 | 1.1113 | 0.17509 | 0.89424 | 0.18426 | 0.77845
4 | 2029 | 2029-04-15 | 0.17989 | 0.80774 | 0.12681 | 0.66827 | 0.14796 | 0.78778 | 0.18581 | 0.97815 | 0.17053 | 0.94068 | 0.14286 | 0.91196 | 0.14599 | 0.63558 | 0.15386 | 1.1005 | 0.17403 | 0.88963 | 0.17131 | 0.72379
4 | 2029 | 2029-04-16 | 0.18127 | 0.81486 | 0.14004 | 0.74698 | 0.15791 | 0.84371 | 0.19332 | 1.0259 | 0.17342 | 0.96468 | 0.14437 | 0.92844 | 0.14809 | 0.65036 | 0.17194 | 1.239 | 0.18477 | 0.946 | 0.18541 | 0.78296
4 | 2029 | 2029-04-17 | 0.1712 | 0.77436 | 0.1313 | 0.70184 | 0.14419 | 0.77538 | 0.19036 | 1.01 | 0.1707 | 0.9507 | 0.14205 | 0.91398 | 0.14014 | 0.61642 | 0.16802 | 1.2091 | 0.17384 | 0.89181 | 0.18712 | 0.79071
4 | 2029 | 2029-04-18 | 0.1809 | 0.8134 | 0.13077 | 0.69945 | 0.14502 | 0.78088 | 0.18859 | 1.0009 | 0.16969 | 0.94525 | 0.14063 | 0.90444 | 0.14034 | 0.61694 | 0.16768 | 1.2061 | 0.17171 | 0.88201 | 0.18517 | 0.78264
4 | 2029 | 2029-04-19 | 0.18875 | 0.84567 | 0.12805 | 0.68552 | 0.14257 | 0.77027 | 0.18052 | 0.95982 | 0.16137 | 0.90093 | 0.13368 | 0.86323 | 0.13962 | 0.61345 | 0.17144 | 1.2326 | 0.17557 | 0.90257 | 0.17929 | 0.75846
4 | 2029 | 2029-04-20 | 0.18183 | 0.81721 | 0.12823 | 0.6869 | 0.13275 | 0.72098 | 0.1817 | 0.96491 | 0.16336 | 0.91223 | 0.1351 | 0.87039 | 0.13587 | 0.59731 | 0.16944 | 1.2178 | 0.17127 | 0.88174 | 0.17564 | 0.74354
4 | 2029 | 2029-04-21 | 0.17591 | 0.7926 | 0.11207 | 0.59333 | 0.12765 | 0.69134 | 0.1636 | 0.86039 | 0.14918 | 0.82982 | 0.12504 | 0.80331 | 0.1304 | 0.56762 | 0.14169 | 1.0137 | 0.15797 | 0.81312 | 0.16452 | 0.69804
4 | 2029 | 2029-04-22 | 0.16806 | 0.76081 | 0.11108 | 0.58922 | 0.12394 | 0.67413 | 0.16011 | 0.84267 | 0.14611 | 0.8136 | 0.1222 | 0.78584 | 0.1292 | 0.5622 | 0.14008 | 1.0045 | 0.1628 | 0.83794 | 0.15944 | 0.67723
4 | 2029 | 2029-04-23 | 0.1793 | 0.80796 | 0.12122 | 0.65222 | 0.13305 | 0.72652 | 0.17113 | 0.90964 | 0.1534 | 0.86062 | 0.12677 | 0.81971 | 0.13848 | 0.60735 | 0.16017 | 1.1544 | 0.167 | 0.86193 | 0.16433 | 0.69716
4 | 2029 | 2029-04-24 | 0.16959 | 0.76865 | 0.11244 | 0.60685 | 0.12503 | 0.68691 | 0.16354 | 0.87148 | 0.14571 | 0.81962 | 0.12027 | 0.78123 | 0.13262 | 0.58228 | 0.16005 | 1.1533 | 0.1658 | 0.8568 | 0.16703 | 0.70892
4 | 2029 | 2029-04-25 | 0.1676 | 0.76066 | 0.1159 | 0.62586 | 0.12648 | 0.69592 | 0.16208 | 0.86346 | 0.14467 | 0.81477 | 0.11941 | 0.77559 | 0.13197 | 0.57923 | 0.16029 | 1.1537 | 0.16193 | 0.83837 | 0.16877 | 0.71679
4 | 2029 | 2029-04-26 | 0.17145 | 0.77637 | 0.11954 | 0.64524 | 0.13194 | 0.72435 | 0.16188 | 0.86242 | 0.14528 | 0.81845 | 0.11958 | 0.7757 | 0.13182 | 0.57829 | 0.15825 | 1.1419 | 0.16708 | 0.86475 | 0.17533 | 0.74495
4 | 2029 | 2029-04-27 | 0.1663 | 0.75576 | 0.12391 | 0.66872 | 0.13548 | 0.74377 | 0.15747 | 0.83869 | 0.14051 | 0.79428 | 0.1163 | 0.75654 | 0.13205 | 0.57898 | 0.15313 | 1.1055 | 0.16063 | 0.83281 | 0.16567 | 0.70465
4 | 2029 | 2029-04-28 | 0.1572 | 0.71719 | 0.099341 | 0.53185 | 0.1152 | 0.63718 | 0.13538 | 0.71655 | 0.1226 | 0.69069 | 0.10242 | 0.667 | 0.11759 | 0.51147 | 0.12907 | 0.92525 | 0.14414 | 0.74873 | 0.14744 | 0.6288
4 | 2029 | 2029-04-29 | 0.15231 | 0.6983 | 0.093246 | 0.50071 | 0.10655 | 0.59489 | 0.13438 | 0.70932 | 0.12139 | 0.68616 | 0.10234 | 0.66673 | 0.11352 | 0.494 | 0.12369 | 0.88809 | 0.14026 | 0.72963 | 0.14668 | 0.62595
4 | 2029 | 2029-04-30 | 0.14837 | 0.68328 | 0.10012 | 0.54718 | 0.10963 | 0.61684 | 0.14065 | 0.75418 | 0.12384 | 0.70644 | 0.1025 | 0.67507 | 0.1111 | 0.4898 | 0.14476 | 1.0443 | 0.1436 | 0.74945 | 0.14999 | 0.6393
5 | 2029 | 2029-05-01 | 0.12751 | 0.60069 | 0.080402 | 0.45167 | 0.092185 | 0.55427 | 0.11597 | 0.63979 | 0.11029 | 0.64591 | 0.084995 | 0.58109 | 0.084616 | 0.38578 | 0.13546 | 0.96648 | 0.12057 | 0.6503 | 0.12281 | 0.53223
5 | 2029 | 2029-05-02 | 0.13776 | 0.64318 | 0.082309 | 0.46301 | 0.096871 | 0.58596 | 0.11363 | 0.62815 | 0.10833 | 0.63616 | 0.083381 | 0.57142 | 0.091699 | 0.41748 | 0.13594 | 0.9701 | 0.1223 | 0.66072 | 0.12201 | 0.52897
5 | 2029 | 2029-05-03 | 0.14179 | 0.6602 | 0.080876 | 0.45688 | 0.094811 | 0.57573 | 0.11157 | 0.61969 | 0.10816 | 0.63866 | 0.082632 | 0.56878 | 0.091091 | 0.41475 | 0.13674 | 0.97608 | 0.12457 | 0.67415 | 0.12908 | 0.56066
5 | 2029 | 2029-05-04 | 0.12927 | 0.60901 | 0.077507 | 0.4371 | 0.088339 | 0.5368 | 0.10915 | 0.60178 | 0.10253 | 0.60192 | 0.079644 | 0.54555 | 0.090992 | 0.41437 | 0.13249 | 0.9451 | 0.1192 | 0.64602 | 0.11521 | 0.49989
5 | 2029 | 2029-05-05 | 0.11456 | 0.54812 | 0.064546 | 0.36073 | 0.07883 | 0.48478 | 0.092408 | 0.50529 | 0.090555 | 0.53188 | 0.07118 | 0.48851 | 0.075056 | 0.33974 | 0.10701 | 0.75813 | 0.10799 | 0.58738 | 0.1045 | 0.45596
5 | 2029 | 2029-05-06 | 0.10978 | 0.52842 | 0.061584 | 0.34678 | 0.078261 | 0.48442 | 0.089691 | 0.49157 | 0.086973 | 0.51189 | 0.06874 | 0.47334 | 0.071079 | 0.32212 | 0.10688 | 0.75898 | 0.10852 | 0.59127 | 0.10996 | 0.4806
5 | 2029 | 2029-05-07 | 0.11738 | 0.56069 | 0.074343 | 0.42509 | 0.08459 | 0.52187 | 0.10257 | 0.57384 | 0.099656 | 0.59436 | 0.076338 | 0.53036 | 0.080919 | 0.36963 | 0.13083 | 0.93782 | 0.11897 | 0.64773 | 0.11696 | 0.50899
5 | 2029 | 2029-05-08 | 0.11647 | 0.55727 | 0.074913 | 0.42733 | 0.085201 | 0.52705 | 0.10046 | 0.56133 | 0.096782 | 0.57728 | 0.07462 | 0.51842 | 0.082935 | 0.37886 | 0.12515 | 0.89676 | 0.11143 | 0.60786 | 0.11747 | 0.51126
5 | 2029 | 2029-05-09 | 0.11584 | 0.55489 | 0.074273 | 0.42581 | 0.08589 | 0.53351 | 0.098715 | 0.54971 | 0.094427 | 0.56271 | 0.073356 | 0.50874 | 0.079898 | 0.36545 | 0.12542 | 0.89989 | 0.11288 | 0.61672 | 0.11537 | 0.50219
5 | 2029 | 2029-05-10 | 0.11981 | 0.57102 | 0.073172 | 0.4227 | 0.083952 | 0.52508 | 0.096238 | 0.54053 | 0.093079 | 0.55886 | 0.071935 | 0.50288 | 0.07889 | 0.36082 | 0.12431 | 0.89317 | 0.11218 | 0.61392 | 0.11233 | 0.48943
5 | 2029 | 2029-05-11 | 0.11699 | 0.55994 | 0.071352 | 0.41383 | 0.083467 | 0.52431 | 0.094362 | 0.53066 | 0.09146 | 0.55055 | 0.070857 | 0.49632 | 0.082289 | 0.3764 | 0.11967 | 0.85936 | 0.10647 | 0.584 | 0.11266 | 0.49097
5 | 2029 | 2029-05-12 | 0.10812 | 0.52294 | 0.057394 | 0.33145 | 0.071765 | 0.4581 | 0.07688 | 0.42959 | 0.076044 | 0.45856 | 0.060645 | 0.42732 | 0.0662 | 0.30085 | 0.092962 | 0.66223 | 0.093965 | 0.51838 | 0.10004 | 0.43885
5 | 2029 | 2029-05-13 | 0.10476 | 0.50922 | 0.055501 | 0.322 | 0.069524 | 0.4462 | 0.074938 | 0.42019 | 0.074469 | 0.45107 | 0.059543 | 0.42127 | 0.062763 | 0.2856 | 0.091584 | 0.65298 | 0.093093 | 0.51468 | 0.093733 | 0.41105
5 | 2029 | 2029-05-14 | 0.11538 | 0.55383 | 0.069567 | 0.40799 | 0.080983 | 0.51576 | 0.087731 | 0.49863 | 0.084327 | 0.51344 | 0.066085 | 0.4688 | 0.074574 | 0.34233 | 0.11511 | 0.82919 | 0.10299 | 0.56815 | 0.10479 | 0.4572
5 | 2029 | 2029-05-15 | 0.12613 | 0.59862 | 0.073572 | 0.43163 | 0.081551 | 0.52117 | 0.086404 | 0.49223 | 0.084426 | 0.51612 | 0.066045 | 0.46961 | 0.075832 | 0.34826 | 0.11943 | 0.85924 | 0.11155 | 0.61579 | 0.11459 | 0.49967
5 | 2029 | 2029-05-16 | 0.12701 | 0.60266 | 0.074792 | 0.43897 | 0.085909 | 0.55002 | 0.085605 | 0.48888 | 0.086286 | 0.52989 | 0.067033 | 0.4774 | 0.082538 | 0.3786 | 0.11962 | 0.86233 | 0.11293 | 0.62429 | 0.11368 | 0.49635
5 | 2029 | 2029-05-17 | 0.12146 | 0.58029 | 0.069578 | 0.41103 | 0.081826 | 0.52674 | 0.083528 | 0.47657 | 0.08264 | 0.5079 | 0.065079 | 0.4641 | 0.076268 | 0.35092 | 0.1133 | 0.81877 | 0.10406 | 0.57707 | 0.10885 | 0.47581
5 | 2029 | 2029-05-18 | 0.11015 | 0.53399 | 0.067876 | 0.40349 | 0.077756 | 0.50351 | 0.081214 | 0.4646 | 0.078991 | 0.48701 | 0.062949 | 0.45088 | 0.071363 | 0.32946 | 0.11037 | 0.79982 | 0.10043 | 0.55839 | 0.10202 | 0.44596
5 | 2029 | 2029-05-19 | 0.093752 | 0.46566 | 0.051675 | 0.3105 | 0.064308 | 0.42753 | 0.064189 | 0.36653 | 0.064673 | 0.4021 | 0.05347 | 0.3873 | 0.061893 | 0.2838 | 0.083834 | 0.60532 | 0.087962 | 0.49292 | 0.091771 | 0.40426
5 | 2029 | 2029-05-20 | 0.10262 | 0.50254 | 0.049896 | 0.30234 | 0.060762 | 0.4075 | 0.062362 | 0.35729 | 0.062494 | 0.3904 | 0.052224 | 0.38007 | 0.059538 | 0.27369 | 0.083571 | 0.60365 | 0.089072 | 0.50004 | 0.095325 | 0.41997
5 | 2029 | 2029-05-21 | 0.1149 | 0.55439 | 0.06612 | 0.39915 | 0.074153 | 0.48755 | 0.076124 | 0.4402 | 0.074421 | 0.465 | 0.060212 | 0.43677 | 0.071388 | 0.33071 | 0.10885 | 0.78993 | 0.10252 | 0.57297 | 0.10624 | 0.46524
5 | 2029 | 2029-05-22 | 0.1036 | 0.5082 | 0.063957 | 0.38831 | 0.072034 | 0.4761 | 0.074759 | 0.43153 | 0.072499 | 0.45351 | 0.059383 | 0.4309 | 0.067648 | 0.31447 | 0.10608 | 0.77122 | 0.099435 | 0.55725 | 0.10077 | 0.44112
5 | 2029 | 2029-05-23 | 0.10455 | 0.51281 | 0.064954 | 0.39354 | 0.071416 | 0.47399 | 0.072714 | 0.42085 | 0.06911 | 0.43402 | 0.057517 | 0.4194 | 0.067657 | 0.31509 | 0.10307 | 0.75014 | 0.096145 | 0.54047 | 0.096389 | 0.4213
5 | 2029 | 2029-05-24 | 0.10346 | 0.50855 | 0.061955 | 0.37957 | 0.070498 | 0.47042 | 0.070843 | 0.41208 | 0.066734 | 0.42151 | 0.056137 | 0.41192 | 0.066076 | 0.30852 | 0.10012 | 0.73165 | 0.09237 | 0.52097 | 0.096881 | 0.42424
5 | 2029 | 2029-05-25 | 0.10479 | 0.51469 | 0.062519 | 0.38421 | 0.069492 | 0.46632 | 0.069416 | 0.40618 | 0.065984 | 0.41944 | 0.055665 | 0.41083 | 0.069117 | 0.32273 | 0.10134 | 0.74025 | 0.09591 | 0.54134 | 0.094524 | 0.41455
5 | 2029 | 2029-05-26 | 0.093169 | 0.46652 | 0.051045 | 0.31608 | 0.061058 | 0.41994 | 0.053572 | 0.31307 | 0.054035 | 0.34816 | 0.047857 | 0.35739 | 0.058331 | 0.27154 | 0.074626 | 0.54389 | 0.083294 | 0.47516 | 0.085785 | 0.37916
5 | 2029 | 2029-05-27 | 0.090992 | 0.45761 | 0.049852 | 0.3114 | 0.060385 | 0.41765 | 0.051651 | 0.30604 | 0.052261 | 0.34075 | 0.046627 | 0.35248 | 0.057641 | 0.26908 | 0.071981 | 0.52571 | 0.08047 | 0.46093 | 0.084408 | 0.37297
5 | 2029 | 2029-05-28 | 0.093015 | 0.46699 | 0.060806 | 0.37943 | 0.068386 | 0.46461 | 0.065221 | 0.38671 | 0.062097 | 0.40133 | 0.053641 | 0.40192 | 0.064496 | 0.30395 | 0.092692 | 0.68082 | 0.086247 | 0.49217 | 0.093837 | 0.41169
5 | 2029 | 2029-05-29 | 0.091749 | 0.46259 | 0.059114 | 0.3709 | 0.066456 | 0.45426 | 0.063956 | 0.38033 | 0.060674 | 0.39402 | 0.052989 | 0.39867 | 0.060159 | 0.2852 | 0.093126 | 0.68503 | 0.088137 | 0.50355 | 0.092112 | 0.40415
5 | 2029 | 2029-05-30 | 0.081092 | 0.4187 | 0.055679 | 0.35428 | 0.061631 | 0.42661 | 0.061889 | 0.37025 | 0.056813 | 0.37194 | 0.050847 | 0.38601 | 0.05743 | 0.27365 | 0.089683 | 0.66238 | 0.083652 | 0.48027 | 0.091445 | 0.40256
5 | 2029 | 2029-05-31 | 0.077148 | 0.40296 | 0.054409 | 0.34837 | 0.060134 | 0.41862 | 0.060958 | 0.36416 | 0.055441 | 0.36385 | 0.050425 | 0.38316 | 0.053451 | 0.2566 | 0.08574 | 0.63496 | 0.07869 | 0.45447 | 0.090322 | 0.39775
6 | 2029 | 2029-06-01 | 0.073255 | 0.38401 | 0.05097 | 0.34072 | 0.056051 | 0.40357 | 0.061304 | 0.3861 | 0.055637 | 0.37856 | 0.047654 | 0.37429 | 0.043316 | 0.21174 | 0.085681 | 0.64691 | 0.071413 | 0.41907 | 0.07837 | 0.3503
6 | 2029 | 2029-06-02 | 0.068354 | 0.3635 | 0.039344 | 0.27229 | 0.046764 | 0.35197 | 0.046197 | 0.29961 | 0.04436 | 0.31201 | 0.039798 | 0.32124 | 0.034469 | 0.17058 | 0.060815 | 0.46308 | 0.061536 | 0.36691 | 0.067365 | 0.305
6 | 2029 | 2029-06-03 | 0.064446 | 0.3475 | 0.03891 | 0.27124 | 0.048843 | 0.36699 | 0.044462 | 0.28957 | 0.042803 | 0.30373 | 0.039405 | 0.32027 | 0.033346 | 0.16513 | 0.05947 | 0.45457 | 0.062042 | 0.37167 | 0.067872 | 0.30748
6 | 2029 | 2029-06-04 | 0.07681 | 0.40013 | 0.05053 | 0.34323 | 0.054696 | 0.399 | 0.058118 | 0.37145 | 0.053246 | 0.36946 | 0.046841 | 0.3738 | 0.04313 | 0.21282 | 0.082745 | 0.62956 | 0.072409 | 0.42974 | 0.078451 | 0.35134
6 | 2029 | 2029-06-05 | 0.073617 | 0.38699 | 0.049522 | 0.33801 | 0.055081 | 0.40312 | 0.057134 | 0.36629 | 0.052193 | 0.36374 | 0.046477 | 0.37235 | 0.043322 | 0.21482 | 0.081863 | 0.62403 | 0.071824 | 0.42736 | 0.077398 | 0.34668
6 | 2029 | 2029-06-06 | 0.070105 | 0.3732 | 0.049037 | 0.33626 | 0.053899 | 0.39693 | 0.056327 | 0.36235 | 0.051328 | 0.35926 | 0.046167 | 0.37127 | 0.042466 | 0.21195 | 0.081499 | 0.62283 | 0.071906 | 0.42921 | 0.077199 | 0.34653
6 | 2029 | 2029-06-07 | 0.075105 | 0.39416 | 0.048942 | 0.33698 | 0.053832 | 0.39823 | 0.056367 | 0.36552 | 0.051794 | 0.36488 | 0.046219 | 0.37337 | 0.043742 | 0.21904 | 0.081175 | 0.62168 | 0.071533 | 0.42811 | 0.079474 | 0.35751
6 | 2029 | 2029-06-08 | 0.077323 | 0.4045 | 0.049562 | 0.34348 | 0.054424 | 0.4033 | 0.055198 | 0.35915 | 0.050806 | 0.36022 | 0.046035 | 0.37374 | 0.04366 | 0.21985 | 0.081308 | 0.62555 | 0.074105 | 0.44599 | 0.080515 | 0.3625
6 | 2029 | 2029-06-09 | 0.074952 | 0.39475 | 0.03876 | 0.28062 | 0.046029 | 0.35693 | 0.040366 | 0.27423 | 0.039943 | 0.29659 | 0.038473 | 0.323 | 0.036922 | 0.19004 | 0.05735 | 0.4494 | 0.065691 | 0.4032 | 0.071902 | 0.32787
6 | 2029 | 2029-06-10 | 0.070222 | 0.37605 | 0.038097 | 0.27795 | 0.044563 | 0.34817 | 0.039461 | 0.2703 | 0.039574 | 0.29696 | 0.03854 | 0.32572 | 0.034363 | 0.17804 | 0.056945 | 0.44833 | 0.066744 | 0.41141 | 0.072545 | 0.33129
6 | 2029 | 2029-06-11 | 0.074563 | 0.39477 | 0.048786 | 0.34306 | 0.05347 | 0.40044 | 0.053383 | 0.35188 | 0.049492 | 0.3568 | 0.045805 | 0.37653 | 0.043546 | 0.2226 | 0.078717 | 0.60886 | 0.071618 | 0.43436 | 0.080029 | 0.36111
6 | 2029 | 2029-06-12 | 0.07625 | 0.4022 | 0.048905 | 0.34503 | 0.052144 | 0.39318 | 0.053004 | 0.35019 | 0.048894 | 0.35346 | 0.045613 | 0.37585 | 0.042931 | 0.21994 | 0.079017 | 0.61303 | 0.072359 | 0.44044 | 0.080181 | 0.36238
6 | 2029 | 2029-06-13 | 0.074523 | 0.39471 | 0.049643 | 0.35091 | 0.053092 | 0.40177 | 0.05302 | 0.35231 | 0.049207 | 0.35754 | 0.045736 | 0.37824 | 0.042367 | 0.21815 | 0.077715 | 0.60319 | 0.069823 | 0.42566 | 0.080523 | 0.36486
6 | 2029 | 2029-06-14 | 0.067778 | 0.36794 | 0.048613 | 0.34656 | 0.051689 | 0.39178 | 0.051838 | 0.34455 | 0.047847 | 0.34926 | 0.045507 | 0.37763 | 0.042738 | 0.22237 | 0.07562 | 0.58835 | 0.069474 | 0.42523 | 0.076595 | 0.34671
6 | 2029 | 2029-06-15 | 0.065169 | 0.357 | 0.047051 | 0.3374 | 0.051478 | 0.39088 | 0.051283 | 0.34108 | 0.046978 | 0.34379 | 0.045304 | 0.37674 | 0.042071 | 0.21908 | 0.074355 | 0.57923 | 0.06784 | 0.41634 | 0.074611 | 0.33816
6 | 2029 | 2029-06-16 | 0.061661 | 0.34289 | 0.036192 | 0.27399 | 0.043567 | 0.34798 | 0.037365 | 0.26363 | 0.037747 | 0.29276 | 0.038338 | 0.33125 | 0.030963 | 0.16664 | 0.051681 | 0.41307 | 0.059793 | 0.37578 | 0.065309 | 0.30114
6 | 2029 | 2029-06-17 | 0.057645 | 0.32633 | 0.036391 | 0.27664 | 0.043729 | 0.34997 | 0.036806 | 0.26075 | 0.037295 | 0.29118 | 0.038369 | 0.33279 | 0.031278 | 0.16935 | 0.051474 | 0.41251 | 0.059027 | 0.3723 | 0.067207 | 0.30996
6 | 2029 | 2029-06-18 | 0.063197 | 0.35049 | 0.047765 | 0.34609 | 0.051985 | 0.39754 | 0.050821 | 0.34123 | 0.046717 | 0.34591 | 0.045482 | 0.38136 | 0.040356 | 0.21355 | 0.073229 | 0.57357 | 0.065329 | 0.40464 | 0.074697 | 0.34
6 | 2029 | 2029-06-19 | 0.059031 | 0.33314 | 0.046948 | 0.34203 | 0.051454 | 0.39481 | 0.050653 | 0.34137 | 0.046804 | 0.34825 | 0.045657 | 0.38405 | 0.039768 | 0.2121 | 0.072438 | 0.56865 | 0.064857 | 0.40323 | 0.075615 | 0.3445
6 | 2029 | 2029-06-20 | 0.057215 | 0.32659 | 0.045884 | 0.33622 | 0.049931 | 0.385 | 0.050398 | 0.34072 | 0.04677 | 0.34968 | 0.045816 | 0.38658 | 0.039503 | 0.21122 | 0.07279 | 0.57317 | 0.065649 | 0.40977 | 0.076134 | 0.3474
6 | 2029 | 2029-06-21 | 0.058436 | 0.33285 | 0.044813 | 0.33064 | 0.049223 | 0.38025 | 0.049652 | 0.33502 | 0.045555 | 0.34136 | 0.045592 | 0.38526 | 0.038763 | 0.20913 | 0.071298 | 0.56278 | 0.065074 | 0.40789 | 0.074061 | 0.33848
6 | 2029 | 2029-06-22 | 0.056609 | 0.32552 | 0.045914 | 0.33905 | 0.049269 | 0.38156 | 0.049873 | 0.33718 | 0.0457 | 0.34307 | 0.045682 | 0.38658 | 0.038961 | 0.21128 | 0.071606 | 0.56651 | 0.065001 | 0.40888 | 0.075143 | 0.3441
6 | 2029 | 2029-06-23 | 0.048848 | 0.29295 | 0.033755 | 0.26653 | 0.040862 | 0.33478 | 0.035774 | 0.25616 | 0.035424 | 0.28255 | 0.038352 | 0.33688 | 0.028472 | 0.16105 | 0.047426 | 0.38748 | 0.054575 | 0.35339 | 0.063336 | 0.29509
6 | 2029 | 2029-06-24 | 0.05209 | 0.30757 | 0.033181 | 0.26403 | 0.040327 | 0.3313 | 0.035169 | 0.25214 | 0.034785 | 0.27919 | 0.038377 | 0.33804 | 0.028686 | 0.16409 | 0.047821 | 0.39253 | 0.055822 | 0.36294 | 0.064153 | 0.29912
6 | 2029 | 2029-06-25 | 0.056968 | 0.32904 | 0.044537 | 0.33377 | 0.048283 | 0.37614 | 0.049576 | 0.33668 | 0.045466 | 0.34452 | 0.046014 | 0.39171 | 0.039436 | 0.21711 | 0.071132 | 0.56655 | 0.064133 | 0.40806 | 0.075673 | 0.34765
6 | 2029 | 2029-06-26 | 0.059652 | 0.34088 | 0.044151 | 0.33242 | 0.048545 | 0.37854 | 0.049106 | 0.3333 | 0.044836 | 0.34083 | 0.046001 | 0.39229 | 0.038285 | 0.21295 | 0.071234 | 0.56872 | 0.06418 | 0.40994 | 0.074621 | 0.34355
6 | 2029 | 2029-06-27 | 0.059266 | 0.3393 | 0.044032 | 0.33274 | 0.048136 | 0.37648 | 0.050071 | 0.34032 | 0.045546 | 0.34564 | 0.046114 | 0.39312 | 0.038803 | 0.21656 | 0.070394 | 0.56272 | 0.06243 | 0.40041 | 0.07342 | 0.33855
6 | 2029 | 2029-06-28 | 0.055873 | 0.32577 | 0.044371 | 0.33597 | 0.048031 | 0.37635 | 0.050414 | 0.3431 | 0.045849 | 0.34838 | 0.046257 | 0.39473 | 0.038996 | 0.21792 | 0.070588 | 0.56489 | 0.061092 | 0.39334 | 0.073962 | 0.34188
6 | 2029 | 2029-06-29 | 0.053194 | 0.31509 | 0.04373 | 0.33274 | 0.048533 | 0.38012 | 0.050124 | 0.34178 | 0.045849 | 0.35007 | 0.046484 | 0.39774 | 0.038445 | 0.21659 | 0.070086 | 0.56211 | 0.060537 | 0.3915 | 0.073365 | 0.33987
6 | 2029 | 2029-06-30 | 0.043783 | 0.27601 | 0.031647 | 0.26066 | 0.039039 | 0.32533 | 0.03512 | 0.25248 | 0.034041 | 0.27758 | 0.038755 | 0.34421 | 0.027128 | 0.16293 | 0.046151 | 0.38514 | 0.050475 | 0.33841 | 0.061649 | 0.2917
7 | 2029 | 2029-07-01 | 0.03895 | 0.26651 | 0.028607 | 0.25318 | 0.037543 | 0.3223 | 0.041062 | 0.2983 | 0.03364 | 0.28588 | 0.039814 | 0.37618 | 0.023883 | 0.15753 | 0.042158 | 0.35492 | 0.050046 | 0.34366 | 0.058544 | 0.27541
7 | 2029 | 2029-07-02 | 0.046617 | 0.30073 | 0.040038 | 0.32467 | 0.046106 | 0.37441 | 0.057467 | 0.39739 | 0.04526 | 0.35847 | 0.047666 | 0.43424 | 0.03357 | 0.2074 | 0.065638 | 0.53061 | 0.058619 | 0.39084 | 0.068218 | 0.31528
7 | 2029 | 2029-07-03 | 0.045757 | 0.29695 | 0.039821 | 0.3248 | 0.045854 | 0.37261 | 0.058936 | 0.40858 | 0.045858 | 0.36447 | 0.047965 | 0.43994 | 0.033718 | 0.20816 | 0.06567 | 0.53202 | 0.058241 | 0.39018 | 0.069056 | 0.32037
7 | 2029 | 2029-07-04 | 0.045267 | 0.29521 | 0.039608 | 0.32181 | 0.045414 | 0.36775 | 0.056467 | 0.38926 | 0.044816 | 0.35451 | 0.047524 | 0.43031 | 0.034111 | 0.20899 | 0.065851 | 0.53512 | 0.05826 | 0.39182 | 0.06902 | 0.32104
7 | 2029 | 2029-07-05 | 0.04452 | 0.2921 | 0.039384 | 0.32155 | 0.04519 | 0.36641 | 0.057019 | 0.39329 | 0.045035 | 0.35672 | 0.047628 | 0.43214 | 0.034204 | 0.20958 | 0.065695 | 0.53431 | 0.057308 | 0.38698 | 0.068879 | 0.32116
7 | 2029 | 2029-07-06 | 0.043716 | 0.28887 | 0.039158 | 0.32109 | 0.044979 | 0.36529 | 0.056634 | 0.39005 | 0.044864 | 0.3551 | 0.047547 | 0.4302 | 0.03386 | 0.21052 | 0.065671 | 0.53486 | 0.056584 | 0.38401 | 0.0684 | 0.31946
7 | 2029 | 2029-07-07 | 0.036153 | 0.25747 | 0.027281 | 0.25044 | 0.036447 | 0.31835 | 0.042572 | 0.30869 | 0.034192 | 0.29197 | 0.040141 | 0.38074 | 0.023681 | 0.16033 | 0.042426 | 0.36367 | 0.047466 | 0.33724 | 0.057505 | 0.275
7 | 2029 | 2029-07-08 | 0.035245 | 0.253 | 0.027051 | 0.24799 | 0.036091 | 0.31491 | 0.042367 | 0.3068 | 0.034095 | 0.291 | 0.040064 | 0.37916 | 0.023929 | 0.16119 | 0.042584 | 0.36644 | 0.047355 | 0.3371 | 0.056885 | 0.27287
7 | 2029 | 2029-07-09 | 0.042468 | 0.28508 | 0.038457 | 0.31915 | 0.044515 | 0.36481 | 0.058073 | 0.40031 | 0.045429 | 0.36048 | 0.047694 | 0.43336 | 0.033743 | 0.21207 | 0.066415 | 0.54539 | 0.056199 | 0.38736 | 0.067514 | 0.31749
7 | 2029 | 2029-07-10 | 0.042436 | 0.28583 | 0.038213 | 0.32026 | 0.044369 | 0.36486 | 0.060253 | 0.4169 | 0.046324 | 0.36907 | 0.048028 | 0.44065 | 0.033544 | 0.21187 | 0.066481 | 0.54696 | 0.055697 | 0.38481 | 0.066685 | 0.31426
7 | 2029 | 2029-07-11 | 0.041865 | 0.28316 | 0.037974 | 0.31724 | 0.043941 | 0.36033 | 0.057849 | 0.39801 | 0.045306 | 0.35911 | 0.047497 | 0.43013 | 0.033548 | 0.21254 | 0.066662 | 0.54961 | 0.055282 | 0.38377 | 0.067934 | 0.32147
7 | 2029 | 2029-07-12 | 0.041399 | 0.28193 | 0.037726 | 0.31657 | 0.04371 | 0.35904 | 0.057128 | 0.39216 | 0.044987 | 0.35591 | 0.047261 | 0.42594 | 0.033341 | 0.21269 | 0.066734 | 0.55096 | 0.054509 | 0.38044 | 0.067537 | 0.32034
7 | 2029 | 2029-07-13 | 0.041678 | 0.28404 | 0.037478 | 0.31502 | 0.043479 | 0.35778 | 0.058581 | 0.40318 | 0.045571 | 0.36147 | 0.047411 | 0.42998 | 0.033527 | 0.21278 | 0.066947 | 0.55399 | 0.054169 | 0.37952 | 0.066567 | 0.31639
7 | 2029 | 2029-07-14 | 0.033296 | 0.24782 | 0.025581 | 0.24304 | 0.034739 | 0.30765 | 0.043753 | 0.31596 | 0.034566 | 0.29501 | 0.039753 | 0.3765 | 0.02287 | 0.16263 | 0.043798 | 0.38357 | 0.044946 | 0.33222 | 0.05557 | 0.27149
7 | 2029 | 2029-07-15 | 0.03359 | 0.25078 | 0.025318 | 0.24571 | 0.034623 | 0.30835 | 0.0453 | 0.32776 | 0.035181 | 0.30089 | 0.039885 | 0.38063 | 0.022433 | 0.16215 | 0.04391 | 0.38538 | 0.044244 | 0.32897 | 0.055339 | 0.27129
7 | 2029 | 2029-07-16 | 0.040475 | 0.28053 | 0.036714 | 0.31178 | 0.042743 | 0.35357 | 0.06053 | 0.41777 | 0.046296 | 0.36824 | 0.047312 | 0.432 | 0.03299 | 0.21306 | 0.067501 | 0.56173 | 0.052478 | 0.37346 | 0.065153 | 0.31218
7 | 2029 | 2029-07-17 | 0.039993 | 0.27851 | 0.036451 | 0.31264 | 0.042651 | 0.35474 | 0.061431 | 0.42467 | 0.046634 | 0.37147 | 0.04729 | 0.43339 | 0.032657 | 0.21272 | 0.067711 | 0.5643 | 0.051665 | 0.37115 | 0.06502 | 0.31223
7 | 2029 | 2029-07-18 | 0.039734 | 0.27761 | 0.03619 | 0.31171 | 0.04237 | 0.35287 | 0.061532 | 0.42544 | 0.046634 | 0.37144 | 0.047104 | 0.43159 | 0.032654 | 0.21307 | 0.067996 | 0.56838 | 0.051637 | 0.37085 | 0.064044 | 0.30831
7 | 2029 | 2029-07-19 | 0.039404 | 0.27677 | 0.035927 | 0.31164 | 0.042195 | 0.35276 | 0.061148 | 0.42251 | 0.046426 | 0.36944 | 0.046811 | 0.42781 | 0.032544 | 0.21314 | 0.06822 | 0.57113 | 0.050847 | 0.36853 | 0.063502 | 0.30645
7 | 2029 | 2029-07-20 | 0.039051 | 0.27548 | 0.035666 | 0.30994 | 0.042047 | 0.35315 | 0.06091 | 0.42079 | 0.046275 | 0.36802 | 0.046527 | 0.4245 | 0.032208 | 0.21265 | 0.068469 | 0.57441 | 0.050307 | 0.36683 | 0.063325 | 0.30658
7 | 2029 | 2029-07-21 | 0.031827 | 0.24557 | 0.023757 | 0.23837 | 0.033161 | 0.30092 | 0.045703 | 0.33104 | 0.035078 | 0.29991 | 0.038679 | 0.36877 | 0.021755 | 0.16262 | 0.045413 | 0.40556 | 0.041652 | 0.32076 | 0.052624 | 0.26334
7 | 2029 | 2029-07-22 | 0.031146 | 0.24215 | 0.023496 | 0.23664 | 0.032884 | 0.29928 | 0.046544 | 0.33782 | 0.035365 | 0.30283 | 0.038561 | 0.36944 | 0.02132 | 0.16225 | 0.045677 | 0.40913 | 0.041224 | 0.31928 | 0.052158 | 0.2619
7 | 2029 | 2029-07-23 | 0.038202 | 0.27276 | 0.034882 | 0.30506 | 0.04097 | 0.34419 | 0.060741 | 0.4203 | 0.046013 | 0.36592 | 0.045678 | 0.41615 | 0.031602 | 0.21177 | 0.069285 | 0.58568 | 0.049332 | 0.3632 | 0.062394 | 0.3048
7 | 2029 | 2029-07-24 | 0.038041 | 0.27255 | 0.034622 | 0.30375 | 0.040689 | 0.34255 | 0.061072 | 0.42332 | 0.046077 | 0.36679 | 0.045434 | 0.41472 | 0.031615 | 0.21186 | 0.069649 | 0.59027 | 0.049 | 0.36321 | 0.062177 | 0.3047
7 | 2029 | 2029-07-25 | 0.037941 | 0.2727 | 0.034362 | 0.30288 | 0.040377 | 0.34041 | 0.061227 | 0.42506 | 0.046061 | 0.36694 | 0.045142 | 0.41255 | 0.031232 | 0.21101 | 0.069821 | 0.59318 | 0.048592 | 0.36039 | 0.061678 | 0.30307
7 | 2029 | 2029-07-26 | 0.037504 | 0.27068 | 0.034105 | 0.30187 | 0.04025 | 0.34132 | 0.061836 | 0.43042 | 0.046229 | 0.36894 | 0.04492 | 0.41209 | 0.030888 | 0.21019 | 0.070181 | 0.59781 | 0.048265 | 0.36035 | 0.061085 | 0.30092
7 | 2029 | 2029-07-27 | 0.037428 | 0.2709 | 0.033849 | 0.3016 | 0.039998 | 0.34022 | 0.063056 | 0.44062 | 0.046646 | 0.37343 | 0.044796 | 0.41395 | 0.030559 | 0.20936 | 0.070547 | 0.60265 | 0.048054 | 0.36059 | 0.06098 | 0.30141
7 | 2029 | 2029-07-28 | 0.030036 | 0.23967 | 0.021959 | 0.2268 | 0.031026 | 0.28677 | 0.045662 | 0.3346 | 0.034499 | 0.2965 | 0.036436 | 0.34942 | 0.020282 | 0.15937 | 0.047353 | 0.4324 | 0.038979 | 0.31191 | 0.050053 | 0.25689
7 | 2029 | 2029-07-29 | 0.029934 | 0.23966 | 0.021712 | 0.22583 | 0.030837 | 0.28672 | 0.046521 | 0.34222 | 0.034756 | 0.29956 | 0.036219 | 0.34984 | 0.020178 | 0.15893 | 0.047581 | 0.43569 | 0.038345 | 0.30969 | 0.050087 | 0.25781
7 | 2029 | 2029-07-30 | 0.037024 | 0.27023 | 0.033112 | 0.29722 | 0.039153 | 0.33552 | 0.061521 | 0.43165 | 0.045701 | 0.36599 | 0.043386 | 0.3994 | 0.030173 | 0.2079 | 0.071047 | 0.6109 | 0.04613 | 0.35127 | 0.060178 | 0.29985
7 | 2029 | 2029-07-31 | 0.036749 | 0.26904 | 0.032879 | 0.29424 | 0.038766 | 0.33223 | 0.061383 | 0.43178 | 0.045532 | 0.36507 | 0.042961 | 0.39599 | 0.029738 | 0.20664 | 0.071292 | 0.61479 | 0.045847 | 0.34992 | 0.059568 | 0.29783
8 | 2029 | 2029-08-01 | 0.040593 | 0.29154 | 0.032945 | 0.29025 | 0.03729 | 0.31511 | 0.046627 | 0.31571 | 0.042137 | 0.34838 | 0.030062 | 0.24388 | 0.030452 | 0.21165 | 0.069267 | 0.61168 | 0.047131 | 0.36936 | 0.060884 | 0.31594
8 | 2029 | 2029-08-02 | 0.040537 | 0.29211 | 0.032801 | 0.29111 | 0.037003 | 0.31404 | 0.045961 | 0.31165 | 0.042042 | 0.34995 | 0.028493 | 0.22875 | 0.03007 | 0.21174 | 0.070285 | 0.6186 | 0.046501 | 0.36126 | 0.06042 | 0.31273
8 | 2029 | 2029-08-03 | 0.039184 | 0.28583 | 0.032492 | 0.288 | 0.036804 | 0.31266 | 0.04718 | 0.32332 | 0.041822 | 0.34551 | 0.030346 | 0.2501 | 0.029824 | 0.20966 | 0.070262 | 0.62131 | 0.046135 | 0.36127 | 0.059943 | 0.3091
8 | 2029 | 2029-08-04 | 0.033418 | 0.26273 | 0.020633 | 0.21668 | 0.028087 | 0.26352 | 0.031878 | 0.2341 | 0.03072 | 0.2803 | 0.021618 | 0.18727 | 0.019151 | 0.15774 | 0.047032 | 0.45142 | 0.03711 | 0.31444 | 0.049085 | 0.26595
8 | 2029 | 2029-08-05 | 0.033478 | 0.26341 | 0.020468 | 0.21661 | 0.027828 | 0.26252 | 0.031347 | 0.23157 | 0.030571 | 0.28102 | 0.020395 | 0.17605 | 0.018779 | 0.15725 | 0.047655 | 0.4565 | 0.036677 | 0.30961 | 0.04896 | 0.27007
8 | 2029 | 2029-08-06 | 0.039353 | 0.28641 | 0.031881 | 0.2851 | 0.036064 | 0.30951 | 0.046118 | 0.32012 | 0.041346 | 0.34604 | 0.027633 | 0.22661 | 0.028902 | 0.20533 | 0.071427 | 0.63398 | 0.044932 | 0.35196 | 0.058995 | 0.30834
8 | 2029 | 2029-08-07 | 0.040023 | 0.29066 | 0.031727 | 0.28496 | 0.03582 | 0.30861 | 0.046066 | 0.32183 | 0.041141 | 0.34501 | 0.027346 | 0.2255 | 0.02855 | 0.20433 | 0.071017 | 0.63529 | 0.044662 | 0.35463 | 0.058785 | 0.31012
8 | 2029 | 2029-08-08 | 0.039241 | 0.28666 | 0.031569 | 0.28452 | 0.035598 | 0.30771 | 0.045989 | 0.32347 | 0.040926 | 0.34394 | 0.027053 | 0.22438 | 0.028208 | 0.20309 | 0.071162 | 0.63822 | 0.044446 | 0.35369 | 0.058722 | 0.30998
8 | 2029 | 2029-08-09 | 0.039509 | 0.28749 | 0.03138 | 0.28318 | 0.035401 | 0.30681 | 0.045781 | 0.32416 | 0.040705 | 0.34316 | 0.026563 | 0.22125 | 0.02792 | 0.20099 | 0.071727 | 0.64349 | 0.043955 | 0.3486 | 0.058326 | 0.30707
8 | 2029 | 2029-08-10 | 0.040459 | 0.29329 | 0.03125 | 0.28297 | 0.035189 | 0.30608 | 0.045761 | 0.32653 | 0.040463 | 0.34169 | 0.026451 | 0.22219 | 0.027553 | 0.20002 | 0.071463 | 0.64492 | 0.043823 | 0.3506 | 0.057709 | 0.30398
8 | 2029 | 2029-08-11 | 0.033648 | 0.26507 | 0.019479 | 0.21237 | 0.026533 | 0.25734 | 0.030602 | 0.23943 | 0.029264 | 0.27519 | 0.018247 | 0.16541 | 0.016801 | 0.1487 | 0.047972 | 0.47407 | 0.034924 | 0.3054 | 0.04722 | 0.26267
8 | 2029 | 2029-08-12 | 0.03258 | 0.2592 | 0.01933 | 0.21126 | 0.026364 | 0.25667 | 0.030535 | 0.24167 | 0.029005 | 0.27367 | 0.018131 | 0.16643 | 0.016466 | 0.1472 | 0.048098 | 0.47732 | 0.034655 | 0.30397 | 0.046899 | 0.2607
8 | 2029 | 2029-08-13 | 0.039845 | 0.29022 | 0.030869 | 0.28115 | 0.034651 | 0.3042 | 0.04503 | 0.32887 | 0.03972 | 0.33879 | 0.02515 | 0.21511 | 0.026554 | 0.19545 | 0.072018 | 0.65571 | 0.042878 | 0.34449 | 0.057206 | 0.30345
8 | 2029 | 2029-08-14 | 0.040238 | 0.29205 | 0.03083 | 0.28209 | 0.034467 | 0.30387 | 0.044177 | 0.32486 | 0.039493 | 0.33957 | 0.023701 | 0.20205 | 0.026182 | 0.19453 | 0.072281 | 0.65945 | 0.042625 | 0.34202 | 0.056915 | 0.30154
8 | 2029 | 2029-08-15 | 0.039993 | 0.29049 | 0.030712 | 0.2809 | 0.034349 | 0.30341 | 0.043941 | 0.32605 | 0.039226 | 0.33837 | 0.023402 | 0.20126 | 0.025883 | 0.19258 | 0.072126 | 0.66126 | 0.042564 | 0.34312 | 0.05706 | 0.30418
8 | 2029 | 2029-08-16 | 0.040115 | 0.29108 | 0.030687 | 0.28159 | 0.034224 | 0.30313 | 0.043898 | 0.32896 | 0.038944 | 0.33651 | 0.02349 | 0.20463 | 0.025544 | 0.19131 | 0.072217 | 0.66435 | 0.042374 | 0.34191 | 0.056205 | 0.29894
8 | 2029 | 2029-08-17 | 0.039832 | 0.28968 | 0.030634 | 0.28132 | 0.034114 | 0.30295 | 0.043732 | 0.33095 | 0.038668 | 0.33501 | 0.023395 | 0.20609 | 0.02522 | 0.18991 | 0.072514 | 0.66859 | 0.042061 | 0.33868 | 0.056656 | 0.30273
8 | 2029 | 2029-08-18 | 0.032985 | 0.26045 | 0.018961 | 0.21103 | 0.025557 | 0.25484 | 0.028859 | 0.24702 | 0.027419 | 0.26721 | 0.015984 | 0.15805 | 0.014533 | 0.138 | 0.048747 | 0.49629 | 0.033446 | 0.29598 | 0.045346 | 0.25569
8 | 2029 | 2029-08-19 | 0.034598 | 0.27029 | 0.019015 | 0.21258 | 0.025471 | 0.2549 | 0.027071 | 0.23579 | 0.027238 | 0.27073 | 0.013047 | 0.12932 | 0.014202 | 0.13697 | 0.048893 | 0.49957 | 0.033312 | 0.29441 | 0.045096 | 0.25292
8 | 2029 | 2029-08-20 | 0.041102 | 0.2969 | 0.030653 | 0.28268 | 0.033875 | 0.30309 | 0.042295 | 0.32973 | 0.037899 | 0.33334 | 0.021648 | 0.19505 | 0.0244 | 0.18654 | 0.0719 | 0.67378 | 0.042032 | 0.34274 | 0.055515 | 0.29574
8 | 2029 | 2029-08-21 | 0.042045 | 0.30123 | 0.030762 | 0.28483 | 0.033801 | 0.3035 | 0.040695 | 0.32022 | 0.037716 | 0.33629 | 0.019122 | 0.17071 | 0.024035 | 0.18414 | 0.072288 | 0.67833 | 0.041794 | 0.33895 | 0.055455 | 0.29651
8 | 2029 | 2029-08-22 | 0.040927 | 0.29459 | 0.030731 | 0.28336 | 0.033801 | 0.30379 | 0.041952 | 0.3344 | 0.037375 | 0.3304 | 0.021767 | 0.20138 | 0.023844 | 0.18387 | 0.072321 | 0.68078 | 0.041861 | 0.33885 | 0.055387 | 0.29669
8 | 2029 | 2029-08-23 | 0.040611 | 0.29364 | 0.030871 | 0.28549 | 0.033793 | 0.30432 | 0.041398 | 0.33366 | 0.037148 | 0.33019 | 0.021187 | 0.19774 | 0.023635 | 0.18189 | 0.072545 | 0.68472 | 0.041694 | 0.33638 | 0.055256 | 0.29499
8 | 2029 | 2029-08-24 | 0.040579 | 0.29339 | 0.030957 | 0.28598 | 0.033834 | 0.30486 | 0.039353 | 0.32065 | 0.037019 | 0.33469 | 0.017956 | 0.16589 | 0.023364 | 0.18112 | 0.07265 | 0.68743 | 0.0418 | 0.33589 | 0.055138 | 0.29313
8 | 2029 | 2029-08-25 | 0.033488 | 0.2633 | 0.019481 | 0.21771 | 0.02546 | 0.25738 | 0.025375 | 0.24458 | 0.025771 | 0.26438 | 0.012386 | 0.13743 | 0.013239 | 0.13595 | 0.049594 | 0.51849 | 0.033025 | 0.28731 | 0.04442 | 0.24644
8 | 2029 | 2029-08-26 | 0.035801 | 0.27415 | 0.019575 | 0.21759 | 0.025526 | 0.25826 | 0.025238 | 0.24742 | 0.02556 | 0.26314 | 0.012641 | 0.14259 | 0.012895 | 0.13239 | 0.049091 | 0.51937 | 0.033149 | 0.29094 | 0.044544 | 0.24921
8 | 2029 | 2029-08-27 | 0.042911 | 0.30403 | 0.031389 | 0.28905 | 0.034058 | 0.30741 | 0.039263 | 0.3318 | 0.036372 | 0.32998 | 0.019294 | 0.1875 | 0.022988 | 0.17875 | 0.072489 | 0.6954 | 0.041875 | 0.33637 | 0.055201 | 0.29436
8 | 2029 | 2029-08-28 | 0.042688 | 0.30196 | 0.031589 | 0.29053 | 0.034175 | 0.30855 | 0.038708 | 0.33121 | 0.036225 | 0.33031 | 0.018842 | 0.18507 | 0.022564 | 0.17488 | 0.072769 | 0.69914 | 0.041947 | 0.33446 | 0.055165 | 0.29253
8 | 2029 | 2029-08-29 | 0.044652 | 0.31245 | 0.031833 | 0.2926 | 0.034313 | 0.30985 | 0.036462 | 0.31665 | 0.036197 | 0.33605 | 0.015369 | 0.15045 | 0.022595 | 0.17819 | 0.071939 | 0.69843 | 0.042312 | 0.34134 | 0.055549 | 0.29979
8 | 2029 | 2029-08-30 | 0.042371 | 0.30172 | 0.032126 | 0.29536 | 0.034461 | 0.31135 | 0.037835 | 0.33199 | 0.035986 | 0.33072 | 0.018419 | 0.18516 | 0.022825 | 0.18125 | 0.072713 | 0.70439 | 0.042257 | 0.33555 | 0.055458 | 0.29572
8 | 2029 | 2029-08-31 | 0.042868 | 0.30332 | 0.03238 | 0.29675 | 0.034672 | 0.31285 | 0.037097 | 0.32986 | 0.035924 | 0.33215 | 0.017689 | 0.17957 | 0.022479 | 0.1776 | 0.072556 | 0.70615 | 0.042587 | 0.33777 | 0.055598 | 0.29644
9 | 2029 | 2029-09-01 | 0.040934 | 0.30883 | 0.020661 | 0.23607 | 0.026852 | 0.27849 | 0.029172 | 0.30883 | 0.023992 | 0.27832 | 0.025464 | 0.30023 | 0.01635 | 0.15355 | 0.050321 | 0.54669 | 0.037777 | 0.31864 | 0.051717 | 0.28432
9 | 2029 | 2029-09-02 | 0.038836 | 0.29955 | 0.020981 | 0.24104 | 0.027119 | 0.28074 | 0.029261 | 0.31557 | 0.024212 | 0.28879 | 0.026414 | 0.31441 | 0.01645 | 0.15397 | 0.049939 | 0.54955 | 0.039249 | 0.33209 | 0.050386 | 0.27499
9 | 2029 | 2029-09-03 | 0.047418 | 0.33587 | 0.032998 | 0.31023 | 0.03583 | 0.3283 | 0.043327 | 0.39835 | 0.034592 | 0.35021 | 0.033756 | 0.36532 | 0.02631 | 0.19925 | 0.073716 | 0.72588 | 0.047243 | 0.36844 | 0.060348 | 0.31396
9 | 2029 | 2029-09-04 | 0.049699 | 0.3485 | 0.033386 | 0.31202 | 0.036147 | 0.33018 | 0.042806 | 0.39709 | 0.034765 | 0.34677 | 0.033033 | 0.35824 | 0.02598 | 0.19607 | 0.073348 | 0.72664 | 0.047791 | 0.37224 | 0.060155 | 0.31206
9 | 2029 | 2029-09-05 | 0.050618 | 0.34994 | 0.0338 | 0.31471 | 0.036533 | 0.33487 | 0.042761 | 0.40169 | 0.035235 | 0.35254 | 0.033281 | 0.36328 | 0.02532 | 0.19024 | 0.073767 | 0.73431 | 0.04925 | 0.38394 | 0.061921 | 0.32118
9 | 2029 | 2029-09-06 | 0.051222 | 0.35362 | 0.034431 | 0.31933 | 0.036882 | 0.33502 | 0.04272 | 0.40612 | 0.035764 | 0.35789 | 0.033472 | 0.36742 | 0.026585 | 0.20005 | 0.074124 | 0.74202 | 0.050942 | 0.39793 | 0.061286 | 0.31691
9 | 2029 | 2029-09-07 | 0.054122 | 0.3685 | 0.034885 | 0.32631 | 0.037318 | 0.33911 | 0.042616 | 0.40943 | 0.036116 | 0.36227 | 0.033772 | 0.37247 | 0.026946 | 0.20208 | 0.074311 | 0.74426 | 0.050676 | 0.39226 | 0.063646 | 0.32982
9 | 2029 | 2029-09-08 | 0.046896 | 0.33839 | 0.024103 | 0.26645 | 0.029351 | 0.29685 | 0.028052 | 0.32994 | 0.025622 | 0.30741 | 0.027384 | 0.33598 | 0.018125 | 0.16367 | 0.050912 | 0.57225 | 0.041966 | 0.34314 | 0.054341 | 0.29274
9 | 2029 | 2029-09-09 | 0.045724 | 0.3285 | 0.024642 | 0.26653 | 0.030092 | 0.30163 | 0.027188 | 0.32276 | 0.024935 | 0.29853 | 0.027101 | 0.3322 | 0.018225 | 0.1634 | 0.050935 | 0.57788 | 0.043786 | 0.35852 | 0.053097 | 0.28361
9 | 2029 | 2029-09-10 | 0.052706 | 0.35838 | 0.03628 | 0.33372 | 0.038765 | 0.34868 | 0.041605 | 0.40828 | 0.035813 | 0.36346 | 0.034838 | 0.38661 | 0.028032 | 0.20704 | 0.074314 | 0.75016 | 0.051345 | 0.39011 | 0.066098 | 0.34033
9 | 2029 | 2029-09-11 | 0.053476 | 0.36038 | 0.03687 | 0.33609 | 0.039272 | 0.34933 | 0.041681 | 0.4127 | 0.036629 | 0.36809 | 0.034984 | 0.38897 | 0.027825 | 0.20404 | 0.074371 | 0.75379 | 0.052239 | 0.39584 | 0.064903 | 0.33134
9 | 2029 | 2029-09-12 | 0.055825 | 0.37266 | 0.037491 | 0.33812 | 0.039863 | 0.35369 | 0.041978 | 0.41957 | 0.037664 | 0.37619 | 0.035442 | 0.39507 | 0.029705 | 0.21795 | 0.074467 | 0.76412 | 0.056093 | 0.4313 | 0.067298 | 0.34432
9 | 2029 | 2029-09-13 | 0.061229 | 0.39864 | 0.038696 | 0.34912 | 0.040739 | 0.35928 | 0.042628 | 0.43047 | 0.03883 | 0.39108 | 0.036736 | 0.41133 | 0.028784 | 0.209 | 0.07567 | 0.76836 | 0.054063 | 0.40558 | 0.068401 | 0.34837
9 | 2029 | 2029-09-14 | 0.066109 | 0.42637 | 0.039559 | 0.35472 | 0.041649 | 0.365 | 0.04303 | 0.43782 | 0.039978 | 0.39978 | 0.037316 | 0.41833 | 0.030936 | 0.22457 | 0.076481 | 0.78025 | 0.056662 | 0.42709 | 0.071476 | 0.36541
9 | 2029 | 2029-09-15 | 0.058932 | 0.39584 | 0.028786 | 0.29515 | 0.034202 | 0.32748 | 0.028205 | 0.35226 | 0.029416 | 0.33539 | 0.030261 | 0.37111 | 0.022504 | 0.18837 | 0.05312 | 0.60678 | 0.047458 | 0.37215 | 0.060671 | 0.31871
9 | 2029 | 2029-09-16 | 0.060501 | 0.40129 | 0.03008 | 0.3061 | 0.035742 | 0.33988 | 0.028332 | 0.35503 | 0.030101 | 0.33851 | 0.030728 | 0.37548 | 0.021848 | 0.18097 | 0.05319 | 0.61099 | 0.048782 | 0.3817 | 0.060928 | 0.31861
9 | 2029 | 2029-09-17 | 0.065347 | 0.4191 | 0.042111 | 0.37611 | 0.043826 | 0.38021 | 0.043152 | 0.44258 | 0.041363 | 0.40622 | 0.039 | 0.4343 | 0.032979 | 0.23441 | 0.076925 | 0.78749 | 0.05752 | 0.42395 | 0.073935 | 0.37482
9 | 2029 | 2029-09-18 | 0.061754 | 0.3958 | 0.042337 | 0.37345 | 0.0446 | 0.38429 | 0.042964 | 0.44018 | 0.041629 | 0.40245 | 0.03915 | 0.4335 | 0.032499 | 0.22793 | 0.077142 | 0.78873 | 0.057164 | 0.41617 | 0.072745 | 0.36531
9 | 2029 | 2029-09-19 | 0.064955 | 0.41172 | 0.042593 | 0.37043 | 0.045109 | 0.38429 | 0.044283 | 0.45653 | 0.043244 | 0.42578 | 0.041609 | 0.46224 | 0.034067 | 0.2378 | 0.078409 | 0.80364 | 0.060035 | 0.43934 | 0.075828 | 0.38041
9 | 2029 | 2029-09-20 | 0.072848 | 0.45467 | 0.04494 | 0.39331 | 0.045928 | 0.38727 | 0.045557 | 0.47198 | 0.045578 | 0.44388 | 0.042766 | 0.47505 | 0.035121 | 0.24424 | 0.078582 | 0.80736 | 0.061008 | 0.4449 | 0.077209 | 0.38675
9 | 2029 | 2029-09-21 | 0.071393 | 0.44227 | 0.046008 | 0.39816 | 0.046498 | 0.3873 | 0.045505 | 0.46957 | 0.046102 | 0.43916 | 0.042809 | 0.47183 | 0.037164 | 0.25791 | 0.079202 | 0.81687 | 0.063371 | 0.46378 | 0.080841 | 0.40647
9 | 2029 | 2029-09-22 | 0.066498 | 0.42455 | 0.035441 | 0.33758 | 0.040418 | 0.36415 | 0.031241 | 0.38704 | 0.035663 | 0.38062 | 0.037017 | 0.43738 | 0.027649 | 0.2112 | 0.056091 | 0.64778 | 0.055734 | 0.42381 | 0.071116 | 0.36652
9 | 2029 | 2029-09-23 | 0.067659 | 0.42707 | 0.03655 | 0.34642 | 0.04161 | 0.37036 | 0.032133 | 0.3955 | 0.037209 | 0.39054 | 0.03816 | 0.44784 | 0.029624 | 0.22448 | 0.056978 | 0.65222 | 0.055123 | 0.41218 | 0.070765 | 0.36109
9 | 2029 | 2029-09-24 | 0.075715 | 0.4591 | 0.049717 | 0.42775 | 0.051295 | 0.4252 | 0.048122 | 0.49396 | 0.050214 | 0.46986 | 0.046876 | 0.51067 | 0.041097 | 0.27963 | 0.081337 | 0.83221 | 0.063953 | 0.45404 | 0.081771 | 0.40465
9 | 2029 | 2029-09-25 | 0.077976 | 0.47156 | 0.049944 | 0.42447 | 0.051164 | 0.41755 | 0.047319 | 0.47886 | 0.04921 | 0.4506 | 0.046903 | 0.50383 | 0.040382 | 0.26987 | 0.081406 | 0.83562 | 0.065298 | 0.4633 | 0.081894 | 0.40313
9 | 2029 | 2029-09-26 | 0.083544 | 0.49976 | 0.052079 | 0.44281 | 0.053305 | 0.43447 | 0.050656 | 0.51676 | 0.053448 | 0.50019 | 0.050878 | 0.5506 | 0.043138 | 0.28853 | 0.081959 | 0.84265 | 0.066947 | 0.4749 | 0.084284 | 0.41456
9 | 2029 | 2029-09-27 | 0.084973 | 0.50888 | 0.052539 | 0.44353 | 0.054661 | 0.44424 | 0.051604 | 0.5228 | 0.054351 | 0.5095 | 0.052964 | 0.57017 | 0.045684 | 0.30556 | 0.083083 | 0.85774 | 0.070651 | 0.50639 | 0.082121 | 0.39952
9 | 2029 | 2029-09-28 | 0.078567 | 0.4713 | 0.053409 | 0.44641 | 0.055188 | 0.44373 | 0.052854 | 0.53213 | 0.056041 | 0.52078 | 0.054633 | 0.58479 | 0.044857 | 0.29383 | 0.083397 | 0.85847 | 0.070213 | 0.49725 | 0.090902 | 0.44951
9 | 2029 | 2029-09-29 | 0.076837 | 0.46991 | 0.042819 | 0.3881 | 0.04845 | 0.4105 | 0.040169 | 0.46494 | 0.047447 | 0.48116 | 0.050188 | 0.56531 | 0.03701 | 0.26032 | 0.061779 | 0.701 | 0.063859 | 0.46787 | 0.08381 | 0.42366
9 | 2029 | 2029-09-30 | 0.08116 | 0.49241 | 0.04543 | 0.41065 | 0.05067 | 0.42556 | 0.041321 | 0.4716 | 0.04949 | 0.48592 | 0.050857 | 0.56678 | 0.037762 | 0.26145 | 0.062475 | 0.70771 | 0.065123 | 0.47536 | 0.080533 | 0.40075
10 | 2029 | 2029-10-01 | 0.097002 | 0.50087 | 0.065638 | 0.50527 | 0.065009 | 0.48467 | 0.055621 | 0.57979 | 0.064406 | 0.5289 | 0.055168 | 0.59417 | 0.067971 | 0.35989 | 0.092815 | 0.91426 | 0.085499 | 0.53557 | 0.10977 | 0.48786
10 | 2029 | 2029-10-02 | 0.1016 | 0.51869 | 0.065933 | 0.50535 | 0.064232 | 0.47749 | 0.057744 | 0.59252 | 0.067092 | 0.54533 | 0.058026 | 0.61767 | 0.077321 | 0.39964 | 0.093494 | 0.91914 | 0.085675 | 0.53458 | 0.10704 | 0.475
10 | 2029 | 2029-10-03 | 0.098782 | 0.50696 | 0.063032 | 0.48253 | 0.064195 | 0.47488 | 0.058497 | 0.59062 | 0.067698 | 0.54435 | 0.058737 | 0.61767 | 0.073843 | 0.38525 | 0.095593 | 0.9375 | 0.091704 | 0.57007 | 0.1135 | 0.50132
10 | 2029 | 2029-10-04 | 0.093895 | 0.48688 | 0.066779 | 0.50759 | 0.068672 | 0.50168 | 0.060994 | 0.6118 | 0.070982 | 0.5671 | 0.061872 | 0.64777 | 0.072614 | 0.37895 | 0.096155 | 0.93934 | 0.087408 | 0.53996 | 0.10733 | 0.47319
10 | 2029 | 2029-10-05 | 0.095655 | 0.49309 | 0.066689 | 0.5046 | 0.064721 | 0.47359 | 0.061347 | 0.60048 | 0.070742 | 0.55721 | 0.061919 | 0.63683 | 0.067168 | 0.35523 | 0.098302 | 0.95745 | 0.092596 | 0.56997 | 0.10738 | 0.47152
10 | 2029 | 2029-10-06 | 0.10041 | 0.51028 | 0.05821 | 0.45555 | 0.059103 | 0.44239 | 0.049851 | 0.55154 | 0.064399 | 0.52767 | 0.058363 | 0.63067 | 0.067715 | 0.35292 | 0.079765 | 0.82706 | 0.098047 | 0.60906 | 0.11298 | 0.49602
10 | 2029 | 2029-10-07 | 0.12198 | 0.59644 | 0.066723 | 0.51515 | 0.066013 | 0.4853 | 0.054619 | 0.60127 | 0.071038 | 0.5796 | 0.064523 | 0.6976 | 0.081411 | 0.41678 | 0.083641 | 0.85935 | 0.10514 | 0.64923 | 0.12332 | 0.53799
10 | 2029 | 2029-10-08 | 0.14153 | 0.67496 | 0.085625 | 0.63387 | 0.080827 | 0.56942 | 0.073083 | 0.71214 | 0.086537 | 0.67528 | 0.076778 | 0.79023 | 0.09911 | 0.50038 | 0.10989 | 1.0556 | 0.11788 | 0.71686 | 0.13365 | 0.57919
10 | 2029 | 2029-10-09 | 0.13005 | 0.6286 | 0.082519 | 0.60838 | 0.087238 | 0.60716 | 0.075156 | 0.70944 | 0.088352 | 0.679 | 0.079252 | 0.79909 | 0.099754 | 0.50057 | 0.11048 | 1.0573 | 0.11441 | 0.69244 | 0.131 | 0.56645
10 | 2029 | 2029-10-10 | 0.13038 | 0.62881 | 0.085223 | 0.62572 | 0.083107 | 0.57964 | 0.079312 | 0.75113 | 0.093877 | 0.72093 | 0.084224 | 0.85221 | 0.10207 | 0.51224 | 0.11144 | 1.0646 | 0.11799 | 0.71396 | 0.1402 | 0.60452
10 | 2029 | 2029-10-11 | 0.13822 | 0.65988 | 0.088836 | 0.64971 | 0.087306 | 0.60353 | 0.080779 | 0.75462 | 0.095065 | 0.7235 | 0.085276 | 0.85525 | 0.098798 | 0.49812 | 0.11291 | 1.0741 | 0.11725 | 0.70642 | 0.13406 | 0.57675
10 | 2029 | 2029-10-12 | 0.12633 | 0.61122 | 0.088781 | 0.64529 | 0.093107 | 0.6371 | 0.082889 | 0.75314 | 0.096795 | 0.72659 | 0.087473 | 0.86208 | 0.10301 | 0.51709 | 0.11329 | 1.0745 | 0.11602 | 0.69726 | 0.13547 | 0.58138
10 | 2029 | 2029-10-13 | 0.11842 | 0.57787 | 0.07581 | 0.56323 | 0.077597 | 0.54164 | 0.068552 | 0.66736 | 0.085658 | 0.65445 | 0.079086 | 0.79881 | 0.096628 | 0.48113 | 0.09127 | 0.91148 | 0.11165 | 0.67733 | 0.12899 | 0.55407
10 | 2029 | 2029-10-14 | 0.12209 | 0.59205 | 0.077226 | 0.57077 | 0.086071 | 0.59234 | 0.07386 | 0.71246 | 0.092401 | 0.70333 | 0.085583 | 0.86249 | 0.095934 | 0.4805 | 0.093108 | 0.9236 | 0.11139 | 0.67264 | 0.12769 | 0.54728
10 | 2029 | 2029-10-15 | 0.1415 | 0.67131 | 0.094669 | 0.67971 | 0.10547 | 0.70745 | 0.092401 | 0.82815 | 0.10775 | 0.79859 | 0.097124 | 0.95119 | 0.10888 | 0.5412 | 0.12006 | 1.1261 | 0.12825 | 0.76684 | 0.15049 | 0.64129
10 | 2029 | 2029-10-16 | 0.15025 | 0.7052 | 0.1019 | 0.72909 | 0.10537 | 0.70408 | 0.097762 | 0.87153 | 0.11438 | 0.84571 | 0.10354 | 1.0125 | 0.11786 | 0.58206 | 0.12305 | 1.1487 | 0.13206 | 0.78739 | 0.15083 | 0.64128
10 | 2029 | 2029-10-17 | 0.16628 | 0.76787 | 0.1077 | 0.76754 | 0.11306 | 0.74987 | 0.1027 | 0.90912 | 0.12029 | 0.8863 | 0.10924 | 1.0652 | 0.12294 | 0.60677 | 0.12743 | 1.1844 | 0.14129 | 0.84157 | 0.16336 | 0.69261
10 | 2029 | 2029-10-18 | 0.17686 | 0.80965 | 0.11248 | 0.79816 | 0.12786 | 0.84044 | 0.10625 | 0.93258 | 0.1241 | 0.90953 | 0.11272 | 1.0941 | 0.13607 | 0.66706 | 0.13181 | 1.2196 | 0.14965 | 0.89017 | 0.1607 | 0.68026
10 | 2029 | 2029-10-19 | 0.17841 | 0.81593 | 0.11532 | 0.81702 | 0.12873 | 0.84408 | 0.10986 | 0.94583 | 0.12762 | 0.92666 | 0.11646 | 1.1178 | 0.13934 | 0.68 | 0.13219 | 1.2186 | 0.14726 | 0.87396 | 0.17213 | 0.72718
10 | 2029 | 2029-10-20 | 0.15193 | 0.70708 | 0.099457 | 0.71251 | 0.10716 | 0.7094 | 0.096903 | 0.85453 | 0.11751 | 0.85601 | 0.10988 | 1.06 | 0.12446 | 0.60875 | 0.10876 | 1.0402 | 0.13525 | 0.80634 | 0.15649 | 0.66067
10 | 2029 | 2029-10-21 | 0.16175 | 0.74559 | 0.093558 | 0.66705 | 0.096855 | 0.64052 | 0.10058 | 0.87105 | 0.12109 | 0.8744 | 0.11345 | 1.0839 | 0.12221 | 0.5986 | 0.1129 | 1.074 | 0.14582 | 0.87008 | 0.16569 | 0.69901
10 | 2029 | 2029-10-22 | 0.16845 | 0.77326 | 0.11154 | 0.77965 | 0.12455 | 0.80811 | 0.12168 | 1.0188 | 0.13996 | 1.0003 | 0.12796 | 1.2098 | 0.13949 | 0.67952 | 0.13921 | 1.2665 | 0.1529 | 0.90143 | 0.16746 | 0.70302
10 | 2029 | 2029-10-23 | 0.17808 | 0.81072 | 0.11424 | 0.79487 | 0.12878 | 0.83016 | 0.12571 | 1.0381 | 0.14392 | 1.0215 | 0.13188 | 1.237 | 0.14739 | 0.71572 | 0.14192 | 1.2853 | 0.15505 | 0.91198 | 0.18048 | 0.75696
10 | 2029 | 2029-10-24 | 0.17978 | 0.81678 | 0.11969 | 0.83051 | 0.12819 | 0.82292 | 0.12887 | 1.0495 | 0.14656 | 1.032 | 0.13433 | 1.2494 | 0.14578 | 0.70761 | 0.14044 | 1.2669 | 0.14767 | 0.866 | 0.17613 | 0.7381
10 | 2029 | 2029-10-25 | 0.16537 | 0.75883 | 0.11682 | 0.80801 | 0.12835 | 0.82178 | 0.1299 | 1.0389 | 0.146 | 1.0162 | 0.13347 | 1.226 | 0.14929 | 0.72186 | 0.14167 | 1.2739 | 0.15025 | 0.88169 | 0.17211 | 0.71986
10 | 2029 | 2029-10-26 | 0.1629 | 0.74809 | 0.11671 | 0.80302 | 0.12316 | 0.78468 | 0.13522 | 1.0666 | 0.15152 | 1.0486 | 0.13912 | 1.2688 | 0.14649 | 0.70961 | 0.14409 | 1.2906 | 0.15396 | 0.90315 | 0.16434 | 0.68519
10 | 2029 | 2029-10-27 | 0.16713 | 0.76264 | 0.10889 | 0.75662 | 0.12104 | 0.77333 | 0.12533 | 1.0123 | 0.14569 | 1.0147 | 0.13632 | 1.2566 | 0.14358 | 0.69113 | 0.12452 | 1.145 | 0.14935 | 0.87912 | 0.16242 | 0.67737
10 | 2029 | 2029-10-28 | 0.18058 | 0.81579 | 0.11997 | 0.83226 | 0.13227 | 0.84251 | 0.13231 | 1.0719 | 0.154 | 1.0749 | 0.14394 | 1.3318 | 0.14961 | 0.71941 | 0.12538 | 1.1468 | 0.14714 | 0.864 | 0.16024 | 0.66731
10 | 2029 | 2029-10-29 | 0.1838 | 0.82843 | 0.1313 | 0.89654 | 0.14954 | 0.94207 | 0.15144 | 1.1784 | 0.16895 | 1.1611 | 0.15529 | 1.4083 | 0.15711 | 0.75771 | 0.15327 | 1.3537 | 0.16083 | 0.93702 | 0.17764 | 0.73782
10 | 2029 | 2029-10-30 | 0.19979 | 0.89229 | 0.13376 | 0.91113 | 0.14643 | 0.91953 | 0.15384 | 1.1777 | 0.17 | 1.1569 | 0.15611 | 1.4004 | 0.16896 | 0.81008 | 0.15445 | 1.3602 | 0.16476 | 0.96201 | 0.18069 | 0.74965
10 | 2029 | 2029-10-31 | 0.20493 | 0.91201 | 0.1429 | 0.97305 | 0.15454 | 0.96804 | 0.16314 | 1.2626 | 0.18161 | 1.2448 | 0.16694 | 1.5115 | 0.1716 | 0.82095 | 0.16032 | 1.406 | 0.17399 | 1.015 | 0.19268 | 0.79937
11 | 2029 | 2029-11-01 | 0.26681 | 1.0814 | 0.1684 | 1.0025 | 0.22718 | 1.1882 | 0.21998 | 1.3146 | 0.22306 | 1.3486 | 0.1762 | 1.3901 | 0.22734 | 0.94123 | 0.20899 | 1.7009 | 0.21583 | 1.0593 | 0.2298 | 0.87968
11 | 2029 | 2029-11-02 | 0.27921 | 1.1263 | 0.17254 | 1.0226 | 0.23252 | 1.2097 | 0.22374 | 1.3317 | 0.22636 | 1.3648 | 0.17906 | 1.4073 | 0.23685 | 0.9737 | 0.21308 | 1.7279 | 0.21874 | 1.0734 | 0.23138 | 0.8848
11 | 2029 | 2029-11-03 | 0.26158 | 1.0621 | 0.1665 | 0.98321 | 0.23049 | 1.1948 | 0.22143 | 1.3121 | 0.22657 | 1.359 | 0.18162 | 1.4284 | 0.23843 | 0.97375 | 0.18896 | 1.5464 | 0.20485 | 1.0051 | 0.22178 | 0.84418
11 | 2029 | 2029-11-04 | 0.25346 | 1.0301 | 0.16786 | 0.98919 | 0.22309 | 1.1585 | 0.22973 | 1.3563 | 0.23385 | 1.3974 | 0.18849 | 1.4765 | 0.23992 | 0.9823 | 0.19014 | 1.5521 | 0.20304 | 0.99771 | 0.2251 | 0.85584
11 | 2029 | 2029-11-05 | 0.2555 | 1.0431 | 0.1905 | 1.1166 | 0.25762 | 1.331 | 0.24317 | 1.4395 | 0.24283 | 1.4501 | 0.19686 | 1.5324 | 0.25574 | 1.0543 | 0.22013 | 1.7702 | 0.21985 | 1.0801 | 0.22864 | 0.87315
11 | 2029 | 2029-11-06 | 0.28015 | 1.132 | 0.19753 | 1.1527 | 0.26263 | 1.3523 | 0.25703 | 1.5086 | 0.25552 | 1.5184 | 0.20653 | 1.5997 | 0.26552 | 1.0915 | 0.22516 | 1.8028 | 0.22748 | 1.1123 | 0.2356 | 0.89794
11 | 2029 | 2029-11-07 | 0.29004 | 1.1678 | 0.18991 | 1.1118 | 0.2741 | 1.4022 | 0.25802 | 1.5045 | 0.25647 | 1.5209 | 0.20579 | 1.5867 | 0.26818 | 1.0983 | 0.23114 | 1.8432 | 0.23353 | 1.1405 | 0.24081 | 0.91664
11 | 2029 | 2029-11-08 | 0.27962 | 1.1309 | 0.19189 | 1.1216 | 0.24991 | 1.2912 | 0.25858 | 1.5065 | 0.25647 | 1.5184 | 0.20681 | 1.5899 | 0.27395 | 1.124 | 0.22772 | 1.8151 | 0.22436 | 1.0996 | 0.2579 | 0.97902
11 | 2029 | 2029-11-09 | 0.28353 | 1.1445 | 0.19086 | 1.1142 | 0.25704 | 1.3222 | 0.27469 | 1.5876 | 0.27114 | 1.5976 | 0.21811 | 1.6691 | 0.27422 | 1.1247 | 0.2357 | 1.87 | 0.23308 | 1.1404 | 0.25727 | 0.97634
11 | 2029 | 2029-11-10 | 0.28079 | 1.1307 | 0.18969 | 1.099 | 0.2562 | 1.3101 | 0.2635 | 1.5241 | 0.26264 | 1.543 | 0.21504 | 1.6482 | 0.2683 | 1.0944 | 0.21333 | 1.6995 | 0.22658 | 1.1009 | 0.24155 | 0.91319
11 | 2029 | 2029-11-11 | 0.28265 | 1.1342 | 0.19186 | 1.1069 | 0.26447 | 1.3461 | 0.26457 | 1.5194 | 0.26361 | 1.5453 | 0.21405 | 1.6324 | 0.27849 | 1.1302 | 0.21617 | 1.7166 | 0.22819 | 1.1082 | 0.23864 | 0.9018
11 | 2029 | 2029-11-12 | 0.29129 | 1.1704 | 0.20247 | 1.1698 | 0.28031 | 1.4237 | 0.28982 | 1.6575 | 0.28387 | 1.6603 | 0.22884 | 1.7328 | 0.28743 | 1.1772 | 0.24178 | 1.9018 | 0.2403 | 1.1669 | 0.26038 | 0.98585
11 | 2029 | 2029-11-13 | 0.30401 | 1.2169 | 0.19767 | 1.1443 | 0.27014 | 1.3749 | 0.29244 | 1.6523 | 0.28677 | 1.673 | 0.22676 | 1.7053 | 0.2931 | 1.2015 | 0.25056 | 1.9619 | 0.25166 | 1.2183 | 0.26651 | 1.0081
11 | 2029 | 2029-11-14 | 0.30559 | 1.2196 | 0.20382 | 1.1738 | 0.27412 | 1.391 | 0.29176 | 1.6577 | 0.28482 | 1.6598 | 0.22931 | 1.7231 | 0.29804 | 1.2178 | 0.24265 | 1.901 | 0.23479 | 1.1429 | 0.26142 | 0.98897
11 | 2029 | 2029-11-15 | 0.30502 | 1.2171 | 0.2018 | 1.158 | 0.2857 | 1.4387 | 0.29226 | 1.6557 | 0.28479 | 1.6566 | 0.22929 | 1.7165 | 0.29964 | 1.2251 | 0.25521 | 1.9882 | 0.25371 | 1.2272 | 0.26625 | 1.0064
11 | 2029 | 2029-11-16 | 0.30938 | 1.2318 | 0.20386 | 1.1698 | 0.29023 | 1.4612 | 0.30465 | 1.7218 | 0.29551 | 1.7136 | 0.23901 | 1.7847 | 0.3027 | 1.2375 | 0.26192 | 2.0325 | 0.26419 | 1.2722 | 0.2901 | 1.0936
11 | 2029 | 2029-11-17 | 0.30497 | 1.2105 | 0.19174 | 1.0957 | 0.28465 | 1.4241 | 0.28905 | 1.6148 | 0.28395 | 1.6408 | 0.22767 | 1.6933 | 0.29362 | 1.195 | 0.23727 | 1.8461 | 0.2507 | 1.2044 | 0.26735 | 1.005
11 | 2029 | 2029-11-18 | 0.31546 | 1.2494 | 0.20215 | 1.1509 | 0.28134 | 1.4108 | 0.30574 | 1.7126 | 0.29807 | 1.7171 | 0.24267 | 1.8045 | 0.29933 | 1.2157 | 0.23832 | 1.8507 | 0.24698 | 1.1902 | 0.28224 | 1.0595
11 | 2029 | 2029-11-19 | 0.34365 | 1.3547 | 0.21895 | 1.2474 | 0.302 | 1.5164 | 0.33293 | 1.8579 | 0.32015 | 1.842 | 0.25796 | 1.9067 | 0.32668 | 1.3255 | 0.2644 | 2.0398 | 0.25731 | 1.2434 | 0.28426 | 1.0713
11 | 2029 | 2029-11-20 | 0.35725 | 1.4072 | 0.22359 | 1.2713 | 0.30255 | 1.5201 | 0.34472 | 1.9201 | 0.33028 | 1.8955 | 0.26698 | 1.9691 | 0.33007 | 1.3403 | 0.27261 | 2.0953 | 0.26918 | 1.2959 | 0.30156 | 1.1347
11 | 2029 | 2029-11-21 | 0.34441 | 1.3592 | 0.22221 | 1.2604 | 0.30249 | 1.5138 | 0.35379 | 1.9741 | 0.33744 | 1.9328 | 0.27563 | 2.0309 | 0.33688 | 1.3683 | 0.27351 | 2.0977 | 0.26896 | 1.2938 | 0.30744 | 1.1559
11 | 2029 | 2029-11-22 | 0.35477 | 1.3933 | 0.22484 | 1.2713 | 0.30338 | 1.5153 | 0.35332 | 1.9687 | 0.33623 | 1.923 | 0.27523 | 2.0214 | 0.34124 | 1.3807 | 0.2736 | 2.0943 | 0.26716 | 1.2849 | 0.30014 | 1.1287
11 | 2029 | 2029-11-23 | 0.37417 | 1.4646 | 0.23723 | 1.3355 | 0.32153 | 1.5974 | 0.35985 | 1.9882 | 0.34229 | 1.9532 | 0.27675 | 2.0217 | 0.35394 | 1.4332 | 0.2743 | 2.0956 | 0.26555 | 1.2776 | 0.29945 | 1.1262
11 | 2029 | 2029-11-24 | 0.36681 | 1.4344 | 0.2351 | 1.3139 | 0.3303 | 1.628 | 0.36405 | 2.001 | 0.34813 | 1.978 | 0.28315 | 2.0687 | 0.34363 | 1.3854 | 0.26287 | 2.0056 | 0.27277 | 1.3047 | 0.31383 | 1.1741
11 | 2029 | 2029-11-25 | 0.37342 | 1.4603 | 0.24802 | 1.381 | 0.34877 | 1.719 | 0.37572 | 2.0625 | 0.35804 | 2.0303 | 0.29198 | 2.1293 | 0.36071 | 1.4436 | 0.27029 | 2.0558 | 0.28175 | 1.3459 | 0.3075 | 1.151
11 | 2029 | 2029-11-26 | 0.37778 | 1.4781 | 0.24938 | 1.3953 | 0.35128 | 1.7362 | 0.38812 | 2.1382 | 0.36566 | 2.0748 | 0.29879 | 2.1706 | 0.37016 | 1.4883 | 0.28696 | 2.1756 | 0.28043 | 1.343 | 0.31663 | 1.1887
11 | 2029 | 2029-11-27 | 0.37977 | 1.4847 | 0.24577 | 1.374 | 0.35253 | 1.7388 | 0.39302 | 2.1428 | 0.37053 | 2.0981 | 0.29749 | 2.1472 | 0.37072 | 1.4985 | 0.2944 | 2.226 | 0.28981 | 1.3858 | 0.32298 | 1.2121
11 | 2029 | 2029-11-28 | 0.36976 | 1.4503 | 0.24858 | 1.3886 | 0.35032 | 1.7291 | 0.40305 | 2.2042 | 0.37833 | 2.139 | 0.30725 | 2.2179 | 0.36815 | 1.4906 | 0.2968 | 2.2406 | 0.28782 | 1.3803 | 0.31197 | 1.1719
11 | 2029 | 2029-11-29 | 0.37049 | 1.4556 | 0.24454 | 1.3666 | 0.333 | 1.6509 | 0.40527 | 2.2258 | 0.37874 | 2.1388 | 0.31183 | 2.2502 | 0.36839 | 1.4925 | 0.29334 | 2.2109 | 0.28301 | 1.3553 | 0.31718 | 1.1906
11 | 2029 | 2029-11-30 | 0.38378 | 1.5005 | 0.2538 | 1.4129 | 0.35214 | 1.7341 | 0.42292 | 2.3103 | 0.3947 | 2.2246 | 0.32266 | 2.3225 | 0.38024 | 1.534 | 0.30621 | 2.3003 | 0.3037 | 1.447 | 0.33876 | 1.2701
12 | 2029 | 2029-12-01 | 0.34773 | 1.4395 | 0.28725 | 1.5624 | 0.3564 | 1.7993 | 0.4471 | 2.3732 | 0.3847 | 2.1697 | 0.31728 | 2.072 | 0.33828 | 1.5031 | 0.3114 | 2.2553 | 0.30488 | 1.4905 | 0.3329 | 1.2913
12 | 2029 | 2029-12-02 | 0.36566 | 1.5094 | 0.28379 | 1.5414 | 0.3648 | 1.8385 | 0.44745 | 2.3702 | 0.38585 | 2.1738 | 0.31583 | 2.0579 | 0.34226 | 1.5198 | 0.30831 | 2.231 | 0.29964 | 1.4647 | 0.34031 | 1.32
12 | 2029 | 2029-12-03 | 0.37312 | 1.5403 | 0.30403 | 1.6552 | 0.3795 | 1.9136 | 0.47155 | 2.5041 | 0.40282 | 2.2697 | 0.33057 | 2.1516 | 0.35545 | 1.5815 | 0.33547 | 2.426 | 0.31373 | 1.5346 | 0.34586 | 1.3446
12 | 2029 | 2029-12-04 | 0.36166 | 1.4948 | 0.29894 | 1.6278 | 0.37383 | 1.886 | 0.48194 | 2.5542 | 0.41011 | 2.3073 | 0.33722 | 2.1872 | 0.34629 | 1.5423 | 0.33025 | 2.3881 | 0.30411 | 1.4893 | 0.32204 | 1.2516
12 | 2029 | 2029-12-05 | 0.36597 | 1.5112 | 0.29924 | 1.6293 | 0.37337 | 1.8831 | 0.49375 | 2.6097 | 0.41877 | 2.3529 | 0.34389 | 2.2207 | 0.35072 | 1.5603 | 0.33466 | 2.4152 | 0.30849 | 1.5099 | 0.3375 | 1.3117
12 | 2029 | 2029-12-06 | 0.37978 | 1.565 | 0.29788 | 1.6199 | 0.37656 | 1.8977 | 0.49745 | 2.6244 | 0.42189 | 2.3678 | 0.34507 | 2.2224 | 0.35756 | 1.5889 | 0.34252 | 2.4648 | 0.31941 | 1.5603 | 0.34912 | 1.357
12 | 2029 | 2029-12-07 | 0.37489 | 1.5453 | 0.31278 | 1.6949 | 0.39666 | 1.994 | 0.50347 | 2.6571 | 0.42508 | 2.3819 | 0.35111 | 2.2597 | 0.36656 | 1.627 | 0.3393 | 2.4417 | 0.31074 | 1.5209 | 0.34479 | 1.3397
12 | 2029 | 2029-12-08 | 0.39774 | 1.6325 | 0.30582 | 1.6492 | 0.38609 | 1.9354 | 0.50598 | 2.6585 | 0.42525 | 2.3742 | 0.3565 | 2.2833 | 0.36503 | 1.6138 | 0.3239 | 2.3185 | 0.3139 | 1.5293 | 0.33638 | 1.3046
12 | 2029 | 2029-12-09 | 0.39983 | 1.6403 | 0.31495 | 1.6938 | 0.41021 | 2.0516 | 0.50497 | 2.652 | 0.42457 | 2.3677 | 0.3557 | 2.2762 | 0.36942 | 1.6317 | 0.32922 | 2.3512 | 0.32106 | 1.5622 | 0.34608 | 1.342
12 | 2029 | 2029-12-10 | 0.38439 | 1.5813 | 0.32145 | 1.7363 | 0.41649 | 2.0873 | 0.53629 | 2.8172 | 0.44749 | 2.4979 | 0.37251 | 2.375 | 0.37442 | 1.658 | 0.35161 | 2.514 | 0.32924 | 1.6039 | 0.36378 | 1.4138
12 | 2029 | 2029-12-11 | 0.38546 | 1.5852 | 0.31675 | 1.7077 | 0.3976 | 1.9914 | 0.52366 | 2.7566 | 0.43784 | 2.441 | 0.36615 | 2.3409 | 0.37726 | 1.6706 | 0.34553 | 2.47 | 0.31983 | 1.5589 | 0.3487 | 1.3551
12 | 2029 | 2029-12-12 | 0.38305 | 1.5753 | 0.3177 | 1.7115 | 0.40305 | 2.0169 | 0.53421 | 2.8017 | 0.44652 | 2.4878 | 0.36961 | 2.3501 | 0.36538 | 1.6186 | 0.35237 | 2.5127 | 0.33008 | 1.6058 | 0.35152 | 1.3663
12 | 2029 | 2029-12-13 | 0.38138 | 1.5684 | 0.3222 | 1.7345 | 0.41518 | 2.0765 | 0.5409 | 2.8325 | 0.45131 | 2.5122 | 0.37318 | 2.3661 | 0.36537 | 1.6182 | 0.34901 | 2.4885 | 0.32245 | 1.5709 | 0.35215 | 1.3687
12 | 2029 | 2029-12-14 | 0.37261 | 1.5336 | 0.31475 | 1.6959 | 0.39628 | 1.9832 | 0.53974 | 2.8261 | 0.45025 | 2.5037 | 0.3726 | 2.3609 | 0.36679 | 1.624 | 0.34136 | 2.4339 | 0.31138 | 1.5178 | 0.33285 | 1.2936
12 | 2029 | 2029-12-15 | 0.37444 | 1.5384 | 0.3044 | 1.6307 | 0.39261 | 1.9589 | 0.52873 | 2.7613 | 0.4407 | 2.4423 | 0.36969 | 2.3381 | 0.35988 | 1.588 | 0.32078 | 2.2775 | 0.30497 | 1.483 | 0.33281 | 1.2913
12 | 2029 | 2029-12-16 | 0.3837 | 1.5745 | 0.31365 | 1.6757 | 0.39738 | 1.9808 | 0.52897 | 2.7557 | 0.44204 | 2.4485 | 0.36675 | 2.3115 | 0.36857 | 1.6251 | 0.31865 | 2.2607 | 0.30124 | 1.465 | 0.33414 | 1.2965
12 | 2029 | 2029-12-17 | 0.40152 | 1.6463 | 0.32091 | 1.7211 | 0.40231 | 2.0111 | 0.55142 | 2.8811 | 0.45772 | 2.5381 | 0.3799 | 2.3943 | 0.37795 | 1.6704 | 0.35058 | 2.4876 | 0.32466 | 1.5779 | 0.36776 | 1.43
12 | 2029 | 2029-12-18 | 0.40402 | 1.6559 | 0.32581 | 1.7455 | 0.41317 | 2.0622 | 0.54874 | 2.8666 | 0.45568 | 2.5245 | 0.378 | 2.3805 | 0.38351 | 1.6928 | 0.34643 | 2.4567 | 0.31916 | 1.5509 | 0.35339 | 1.3744
12 | 2029 | 2029-12-19 | 0.41811 | 1.7111 | 0.32184 | 1.7214 | 0.41484 | 2.064 | 0.54438 | 2.8484 | 0.45134 | 2.4973 | 0.37746 | 2.3805 | 0.38231 | 1.6879 | 0.34518 | 2.4455 | 0.31787 | 1.5438 | 0.36676 | 1.427
12 | 2029 | 2029-12-20 | 0.39863 | 1.6344 | 0.32221 | 1.7185 | 0.39733 | 1.9756 | 0.53626 | 2.795 | 0.44835 | 2.4812 | 0.36572 | 2.2957 | 0.37763 | 1.6677 | 0.34082 | 2.4134 | 0.31202 | 1.5153 | 0.34597 | 1.346
12 | 2029 | 2029-12-21 | 0.64654 | 2.6079 | 0.5515 | 2.9081 | 0.79082 | 3.9014 | 0.75378 | 3.8559 | 0.60348 | 3.344 | 0.4947 | 2.9966 | 0.57453 | 2.4995 | 0.49556 | 3.4626 | 0.52149 | 2.5116 | 0.57233 | 2.2239
12 | 2029 | 2029-12-22 | 0.3934 | 1.6114 | 0.31535 | 1.6775 | 0.40083 | 1.9925 | 0.54247 | 2.8229 | 0.44851 | 2.4704 | 0.37774 | 2.3641 | 0.38335 | 1.6832 | 0.32196 | 2.2666 | 0.309 | 1.4957 | 0.34985 | 1.3588
12 | 2029 | 2029-12-23 | 0.38769 | 1.5888 | 0.31538 | 1.6742 | 0.38874 | 1.9306 | 0.54043 | 2.8064 | 0.4481 | 2.4674 | 0.3734 | 2.3296 | 0.37811 | 1.6605 | 0.3232 | 2.2727 | 0.31103 | 1.5047 | 0.33571 | 1.3038
12 | 2029 | 2029-12-24 | 0.39222 | 1.6086 | 0.31707 | 1.6934 | 0.38368 | 1.9168 | 0.56778 | 2.9569 | 0.46694 | 2.5748 | 0.38994 | 2.4321 | 0.38291 | 1.6857 | 0.33562 | 2.3714 | 0.30168 | 1.4669 | 0.33811 | 1.3157
12 | 2029 | 2029-12-25 | 0.40304 | 1.651 | 0.32461 | 1.7334 | 0.3961 | 1.9769 | 0.56984 | 2.9681 | 0.46764 | 2.5766 | 0.39199 | 2.4429 | 0.38129 | 1.678 | 0.34317 | 2.4206 | 0.31229 | 1.5168 | 0.34354 | 1.3369
12 | 2029 | 2029-12-26 | 0.40121 | 1.6437 | 0.33045 | 1.7632 | 0.40751 | 2.0313 | 0.57433 | 2.987 | 0.47102 | 2.5942 | 0.39333 | 2.4442 | 0.37959 | 1.6698 | 0.35272 | 2.4814 | 0.32945 | 1.595 | 0.37499 | 1.4597
12 | 2029 | 2029-12-27 | 0.41114 | 1.6827 | 0.3317 | 1.7637 | 0.4122 | 2.0499 | 0.57197 | 2.9772 | 0.4684 | 2.5775 | 0.39308 | 2.4433 | 0.38107 | 1.6757 | 0.34785 | 2.4464 | 0.32324 | 1.565 | 0.35105 | 1.3667
12 | 2029 | 2029-12-28 | 0.42369 | 1.732 | 0.33939 | 1.8043 | 0.42022 | 2.0913 | 0.57578 | 2.9952 | 0.47075 | 2.5891 | 0.39519 | 2.4519 | 0.38289 | 1.6823 | 0.34853 | 2.4484 | 0.32626 | 1.5777 | 0.36945 | 1.4385
12 | 2029 | 2029-12-29 | 0.43369 | 1.7692 | 0.34627 | 1.8265 | 0.43761 | 2.1676 | 0.56243 | 2.9009 | 0.46379 | 2.5469 | 0.38098 | 2.3413 | 0.39302 | 1.7187 | 0.33108 | 2.3134 | 0.32635 | 1.5729 | 0.3728 | 1.4494
12 | 2029 | 2029-12-30 | 0.41168 | 1.6827 | 0.34236 | 1.8078 | 0.41149 | 2.0417 | 0.56229 | 2.9012 | 0.46292 | 2.5403 | 0.38158 | 2.3439 | 0.39074 | 1.7082 | 0.3289 | 2.297 | 0.32401 | 1.5613 | 0.36944 | 1.4363
12 | 2029 | 2029-12-31 | 0.42204 | 1.7255 | 0.35269 | 1.8712 | 0.4285 | 2.1309 | 0.58039 | 3.0094 | 0.47443 | 2.6068 | 0.39402 | 2.4278 | 0.39014 | 1.7105 | 0.34712 | 2.4337 | 0.32629 | 1.5764 | 0.37007 | 1.4415
1 | 2030 | 2030-01-01 | 0.39528 | 1.6146 | 0.3558 | 1.8679 | 0.45294 | 2.239 | 0.6056 | 3.1217 | 0.49087 | 2.7354 | 0.42041 | 2.6013 | 0.41611 | 1.8665 | 0.37658 | 2.6455 | 0.33742 | 1.6443 | 0.39565 | 1.5434
1 | 2030 | 2030-01-02 | 0.39421 | 1.6106 | 0.35169 | 1.8461 | 0.44534 | 2.201 | 0.60096 | 3.1042 | 0.48653 | 2.7062 | 0.41918 | 2.5986 | 0.41269 | 1.8506 | 0.38142 | 2.6748 | 0.34366 | 1.6725 | 0.39407 | 1.5381
1 | 2030 | 2030-01-03 | 0.40454 | 1.6509 | 0.36545 | 1.9148 | 0.46867 | 2.3128 | 0.60957 | 3.1427 | 0.49263 | 2.7416 | 0.4234 | 2.6162 | 0.42517 | 1.9048 | 0.37716 | 2.6431 | 0.33913 | 1.6496 | 0.3891 | 1.5191
1 | 2030 | 2030-01-04 | 0.40685 | 1.6601 | 0.36173 | 1.8953 | 0.46385 | 2.2896 | 0.6101 | 3.1484 | 0.49224 | 2.7362 | 0.42474 | 2.6258 | 0.42104 | 1.886 | 0.37633 | 2.635 | 0.33894 | 1.6475 | 0.38469 | 1.5019
1 | 2030 | 2030-01-05 | 0.39189 | 1.5995 | 0.34931 | 1.8201 | 0.44342 | 2.1833 | 0.59816 | 3.0756 | 0.48286 | 2.6781 | 0.41899 | 2.5822 | 0.40723 | 1.8203 | 0.35222 | 2.4566 | 0.33127 | 1.6064 | 0.37344 | 1.4557
1 | 2030 | 2030-01-06 | 0.37495 | 1.5336 | 0.33214 | 1.7327 | 0.42002 | 2.0702 | 0.57948 | 2.9886 | 0.46839 | 2.5923 | 0.40863 | 2.5256 | 0.39288 | 1.7559 | 0.34191 | 2.3847 | 0.31976 | 1.5504 | 0.34151 | 1.3316
1 | 2030 | 2030-01-07 | 0.37938 | 1.5533 | 0.33654 | 1.7654 | 0.41482 | 2.0517 | 0.58886 | 3.0442 | 0.47538 | 2.6376 | 0.41114 | 2.5399 | 0.39734 | 1.7793 | 0.35468 | 2.4833 | 0.31624 | 1.5367 | 0.34956 | 1.3657
1 | 2030 | 2030-01-08 | 0.37815 | 1.5485 | 0.33672 | 1.7652 | 0.41635 | 2.0587 | 0.59054 | 3.0536 | 0.476 | 2.6395 | 0.41255 | 2.5475 | 0.39398 | 1.7633 | 0.35322 | 2.4743 | 0.31687 | 1.54 | 0.34623 | 1.3532
1 | 2030 | 2030-01-09 | 0.37287 | 1.5282 | 0.33318 | 1.7466 | 0.40507 | 2.0038 | 0.59061 | 3.0547 | 0.47551 | 2.6355 | 0.41277 | 2.5476 | 0.38874 | 1.7394 | 0.3479 | 2.4368 | 0.31175 | 1.5148 | 0.35927 | 1.4046
1 | 2030 | 2030-01-10 | 0.36104 | 1.4822 | 0.31931 | 1.6756 | 0.38728 | 1.9176 | 0.58708 | 3.0332 | 0.47286 | 2.6224 | 0.40909 | 2.5187 | 0.3858 | 1.7256 | 0.35277 | 2.4671 | 0.31858 | 1.5459 | 0.35077 | 1.3721
1 | 2030 | 2030-01-11 | 0.35838 | 1.472 | 0.31133 | 1.6343 | 0.38648 | 1.9134 | 0.57116 | 2.9544 | 0.4609 | 2.5545 | 0.39869 | 2.4551 | 0.3754 | 1.6785 | 0.33497 | 2.3441 | 0.29784 | 1.4457 | 0.3299 | 1.2906
1 | 2030 | 2030-01-12 | 0.35255 | 1.4472 | 0.29454 | 1.5374 | 0.35726 | 1.7651 | 0.54529 | 2.8179 | 0.44098 | 2.4345 | 0.38562 | 2.3752 | 0.35966 | 1.6046 | 0.31062 | 2.1635 | 0.28978 | 1.4023 | 0.31283 | 1.2218
1 | 2030 | 2030-01-13 | 0.34334 | 1.4118 | 0.29252 | 1.5269 | 0.35326 | 1.7464 | 0.54245 | 2.8079 | 0.43808 | 2.4153 | 0.38505 | 2.3751 | 0.35535 | 1.5858 | 0.3104 | 2.1615 | 0.2914 | 1.4096 | 0.32291 | 1.2614
1 | 2030 | 2030-01-14 | 0.35285 | 1.4514 | 0.30653 | 1.609 | 0.369 | 1.8305 | 0.56612 | 2.9337 | 0.45544 | 2.5198 | 0.39666 | 2.4431 | 0.37445 | 1.6738 | 0.33003 | 2.3098 | 0.29774 | 1.4443 | 0.32258 | 1.2627
1 | 2030 | 2030-01-15 | 0.35476 | 1.4592 | 0.32449 | 1.6992 | 0.3799 | 1.8824 | 0.57599 | 2.9846 | 0.46189 | 2.5545 | 0.40368 | 2.4856 | 0.38455 | 1.7178 | 0.33324 | 2.3323 | 0.30412 | 1.4748 | 0.34194 | 1.3383
1 | 2030 | 2030-01-16 | 0.36816 | 1.5118 | 0.31722 | 1.6616 | 0.38415 | 1.9029 | 0.58693 | 3.0335 | 0.46982 | 2.6019 | 0.40899 | 2.5087 | 0.38583 | 1.7235 | 0.34261 | 2.3912 | 0.31563 | 1.5273 | 0.34577 | 1.3535
1 | 2030 | 2030-01-17 | 0.38865 | 1.5916 | 0.32798 | 1.7154 | 0.403 | 1.9938 | 0.57467 | 2.9763 | 0.46018 | 2.5454 | 0.40213 | 2.4709 | 0.40481 | 1.8064 | 0.33871 | 2.3648 | 0.313 | 1.5145 | 0.36478 | 1.4284
1 | 2030 | 2030-01-18 | 0.37116 | 1.5238 | 0.31732 | 1.6612 | 0.3779 | 1.8724 | 0.57688 | 2.986 | 0.46144 | 2.5532 | 0.4031 | 2.4736 | 0.39518 | 1.764 | 0.34141 | 2.3824 | 0.31807 | 1.5381 | 0.36921 | 1.4459
1 | 2030 | 2030-01-19 | 0.34454 | 1.4182 | 0.30416 | 1.5829 | 0.36638 | 1.8107 | 0.55211 | 2.8494 | 0.44287 | 2.4447 | 0.38888 | 2.3803 | 0.36513 | 1.6266 | 0.30925 | 2.1522 | 0.30191 | 1.4575 | 0.34557 | 1.3511
1 | 2030 | 2030-01-20 | 0.35704 | 1.4674 | 0.30148 | 1.5691 | 0.36485 | 1.8033 | 0.54173 | 2.8028 | 0.43447 | 2.3945 | 0.38369 | 2.3545 | 0.36572 | 1.6284 | 0.31263 | 2.1732 | 0.30726 | 1.4818 | 0.32742 | 1.2807
1 | 2030 | 2030-01-21 | 0.37431 | 1.5373 | 0.32374 | 1.6922 | 0.38741 | 1.9179 | 0.55845 | 2.8979 | 0.4465 | 2.4673 | 0.39199 | 2.4079 | 0.38606 | 1.7225 | 0.33599 | 2.3456 | 0.31766 | 1.5353 | 0.34301 | 1.3443
1 | 2030 | 2030-01-22 | 0.37726 | 1.5493 | 0.33318 | 1.7396 | 0.41581 | 2.0548 | 0.56104 | 2.9093 | 0.44807 | 2.4771 | 0.39316 | 2.4119 | 0.38259 | 1.7073 | 0.34017 | 2.3731 | 0.32446 | 1.567 | 0.35294 | 1.3829
1 | 2030 | 2030-01-23 | 0.37572 | 1.5437 | 0.32704 | 1.7085 | 0.40199 | 1.9892 | 0.56194 | 2.914 | 0.44825 | 2.4781 | 0.3938 | 2.415 | 0.38603 | 1.7222 | 0.34098 | 2.378 | 0.32724 | 1.5797 | 0.35483 | 1.3905
1 | 2030 | 2030-01-24 | 0.36805 | 1.5141 | 0.31811 | 1.6629 | 0.39491 | 1.9546 | 0.5583 | 2.8953 | 0.44526 | 2.4619 | 0.39115 | 2.3975 | 0.37522 | 1.674 | 0.3296 | 2.3003 | 0.31504 | 1.5209 | 0.35751 | 1.4011
1 | 2030 | 2030-01-25 | 0.35126 | 1.4491 | 0.31301 | 1.6367 | 0.37813 | 1.875 | 0.55217 | 2.8665 | 0.44028 | 2.4333 | 0.38763 | 2.3777 | 0.3584 | 1.5996 | 0.32321 | 2.2581 | 0.30975 | 1.4959 | 0.338 | 1.3251
1 | 2030 | 2030-01-26 | 0.34524 | 1.4237 | 0.29511 | 1.5344 | 0.3597 | 1.7789 | 0.54134 | 2.7943 | 0.43222 | 2.3869 | 0.38101 | 2.3243 | 0.33884 | 1.5084 | 0.3002 | 2.0862 | 0.30298 | 1.4583 | 0.32494 | 1.2721
1 | 2030 | 2030-01-27 | 0.34021 | 1.4044 | 0.29709 | 1.5442 | 0.37092 | 1.8321 | 0.54254 | 2.8025 | 0.43245 | 2.3872 | 0.3825 | 2.3352 | 0.34082 | 1.5171 | 0.30659 | 2.1292 | 0.3126 | 1.5038 | 0.33903 | 1.3275
1 | 2030 | 2030-01-28 | 0.34708 | 1.4338 | 0.32182 | 1.6798 | 0.37643 | 1.8663 | 0.55482 | 2.8769 | 0.44119 | 2.441 | 0.38836 | 2.3766 | 0.34947 | 1.5595 | 0.32752 | 2.2843 | 0.31948 | 1.54 | 0.33401 | 1.3106
1 | 2030 | 2030-01-29 | 0.358 | 1.4768 | 0.31785 | 1.6589 | 0.38376 | 1.9005 | 0.55839 | 2.8923 | 0.44356 | 2.456 | 0.38994 | 2.3827 | 0.35636 | 1.5895 | 0.33079 | 2.3054 | 0.32489 | 1.5651 | 0.35864 | 1.4071
1 | 2030 | 2030-01-30 | 0.35136 | 1.4516 | 0.32458 | 1.693 | 0.39535 | 1.9565 | 0.55806 | 2.8896 | 0.44303 | 2.4541 | 0.38933 | 2.3772 | 0.35868 | 1.6003 | 0.33372 | 2.3259 | 0.33058 | 1.5922 | 0.36167 | 1.419
1 | 2030 | 2030-01-31 | 0.3643 | 1.5023 | 0.31521 | 1.6459 | 0.39197 | 1.9414 | 0.54575 | 2.825 | 0.4341 | 2.4066 | 0.38011 | 2.3177 | 0.35483 | 1.5827 | 0.32692 | 2.2785 | 0.32352 | 1.5577 | 0.35372 | 1.3883
2 | 2030 | 2030-02-01 | 0.38881 | 1.6145 | 0.31962 | 1.6901 | 0.37235 | 1.8652 | 0.51254 | 2.6983 | 0.41878 | 2.3901 | 0.38107 | 2.3621 | 0.3698 | 1.6532 | 0.30963 | 2.2019 | 0.31018 | 1.492 | 0.34623 | 1.3944
2 | 2030 | 2030-02-02 | 0.3843 | 1.595 | 0.31451 | 1.6532 | 0.37239 | 1.8576 | 0.50205 | 2.6327 | 0.41127 | 2.3476 | 0.37622 | 2.3248 | 0.3553 | 1.5847 | 0.29053 | 2.0588 | 0.30784 | 1.4764 | 0.33077 | 1.3302
2 | 2030 | 2030-02-03 | 0.37666 | 1.5654 | 0.31391 | 1.65 | 0.3639 | 1.8168 | 0.49917 | 2.6187 | 0.40893 | 2.3341 | 0.37392 | 2.3109 | 0.35663 | 1.591 | 0.29204 | 2.0702 | 0.31281 | 1.4993 | 0.35674 | 1.4341
2 | 2030 | 2030-02-04 | 0.388 | 1.6131 | 0.33075 | 1.7469 | 0.38494 | 1.9272 | 0.51848 | 2.7224 | 0.42276 | 2.4248 | 0.38529 | 2.3815 | 0.37145 | 1.6609 | 0.31395 | 2.2337 | 0.32188 | 1.5465 | 0.36304 | 1.4603
2 | 2030 | 2030-02-05 | 0.38741 | 1.6116 | 0.32765 | 1.7307 | 0.37804 | 1.8942 | 0.50727 | 2.6676 | 0.41371 | 2.3687 | 0.3773 | 2.3352 | 0.35788 | 1.6009 | 0.31189 | 2.2193 | 0.32073 | 1.5408 | 0.34993 | 1.4072
2 | 2030 | 2030-02-06 | 0.37214 | 1.5511 | 0.31605 | 1.6704 | 0.36518 | 1.8312 | 0.4992 | 2.6258 | 0.40684 | 2.3288 | 0.37194 | 2.303 | 0.35043 | 1.5676 | 0.30419 | 2.165 | 0.31206 | 1.4994 | 0.35049 | 1.4105
2 | 2030 | 2030-02-07 | 0.36859 | 1.5373 | 0.30691 | 1.6229 | 0.35861 | 1.799 | 0.49978 | 2.6273 | 0.40715 | 2.3337 | 0.37229 | 2.3037 | 0.34486 | 1.5426 | 0.30566 | 2.1758 | 0.31579 | 1.5169 | 0.34288 | 1.3805
2 | 2030 | 2030-02-08 | 0.37092 | 1.5472 | 0.30049 | 1.5894 | 0.33896 | 1.7023 | 0.49244 | 2.591 | 0.40122 | 2.2978 | 0.36698 | 2.2727 | 0.3539 | 1.5836 | 0.30332 | 2.1589 | 0.31281 | 1.5032 | 0.34152 | 1.3747
2 | 2030 | 2030-02-09 | 0.35521 | 1.4833 | 0.29231 | 1.5367 | 0.34987 | 1.7487 | 0.47459 | 2.4891 | 0.38783 | 2.2182 | 0.35706 | 2.2068 | 0.33693 | 1.504 | 0.27958 | 1.9834 | 0.30502 | 1.4615 | 0.32379 | 1.303
2 | 2030 | 2030-02-10 | 0.35563 | 1.4851 | 0.29361 | 1.5433 | 0.34511 | 1.7256 | 0.46904 | 2.4624 | 0.38349 | 2.1918 | 0.3528 | 2.1822 | 0.3264 | 1.4568 | 0.26878 | 1.9074 | 0.293 | 1.4038 | 0.32535 | 1.3096
2 | 2030 | 2030-02-11 | 0.36346 | 1.5191 | 0.3033 | 1.6032 | 0.34335 | 1.7245 | 0.47932 | 2.5269 | 0.39089 | 2.2368 | 0.35686 | 2.2136 | 0.33199 | 1.4857 | 0.28837 | 2.0543 | 0.29859 | 1.4346 | 0.33873 | 1.3638
2 | 2030 | 2030-02-12 | 0.36289 | 1.5174 | 0.28985 | 1.5334 | 0.33301 | 1.6752 | 0.4682 | 2.4702 | 0.38167 | 2.1819 | 0.34932 | 2.1692 | 0.31327 | 1.4025 | 0.28637 | 2.0415 | 0.29979 | 1.4392 | 0.31626 | 1.2739
2 | 2030 | 2030-02-13 | 0.34264 | 1.4371 | 0.28778 | 1.5225 | 0.34196 | 1.718 | 0.46326 | 2.4439 | 0.37748 | 2.1588 | 0.34595 | 2.1487 | 0.31764 | 1.4224 | 0.2901 | 2.0675 | 0.30402 | 1.4602 | 0.32774 | 1.3204
2 | 2030 | 2030-02-14 | 0.33442 | 1.4053 | 0.28495 | 1.5076 | 0.33081 | 1.664 | 0.45784 | 2.4165 | 0.37312 | 2.1334 | 0.34198 | 2.1253 | 0.30325 | 1.3587 | 0.28448 | 2.0283 | 0.29889 | 1.4353 | 0.33537 | 1.3515
2 | 2030 | 2030-02-15 | 0.34023 | 1.4286 | 0.27647 | 1.4634 | 0.32379 | 1.6294 | 0.45102 | 2.3832 | 0.36777 | 2.1009 | 0.33685 | 2.0958 | 0.30328 | 1.3589 | 0.28447 | 2.029 | 0.30106 | 1.4451 | 0.33695 | 1.3573
2 | 2030 | 2030-02-16 | 0.33478 | 1.4058 | 0.26956 | 1.4175 | 0.32771 | 1.6426 | 0.43967 | 2.3091 | 0.35913 | 2.0552 | 0.33205 | 2.0576 | 0.28753 | 1.285 | 0.26086 | 1.8542 | 0.29296 | 1.4022 | 0.32196 | 1.2968
2 | 2030 | 2030-02-17 | 0.33778 | 1.4182 | 0.27181 | 1.4288 | 0.31934 | 1.6014 | 0.43494 | 2.2848 | 0.35533 | 2.0335 | 0.32855 | 2.0369 | 0.293 | 1.3098 | 0.26099 | 1.8552 | 0.29346 | 1.405 | 0.31878 | 1.2845
2 | 2030 | 2030-02-18 | 0.3402 | 1.4302 | 0.27798 | 1.4705 | 0.32435 | 1.6323 | 0.43861 | 2.3152 | 0.3572 | 2.045 | 0.32834 | 2.0434 | 0.29765 | 1.3346 | 0.27568 | 1.9676 | 0.29279 | 1.4059 | 0.33089 | 1.3331
2 | 2030 | 2030-02-19 | 0.32719 | 1.3786 | 0.26197 | 1.3874 | 0.29614 | 1.4945 | 0.4281 | 2.2626 | 0.34873 | 1.9937 | 0.32087 | 2.0001 | 0.29432 | 1.3201 | 0.26605 | 1.8992 | 0.28011 | 1.346 | 0.31137 | 1.2548
2 | 2030 | 2030-02-20 | 0.32696 | 1.3781 | 0.25651 | 1.3588 | 0.28909 | 1.4597 | 0.42104 | 2.2264 | 0.34301 | 1.9601 | 0.31582 | 1.9704 | 0.28275 | 1.2685 | 0.26488 | 1.891 | 0.27896 | 1.3409 | 0.29893 | 1.2061
2 | 2030 | 2030-02-21 | 0.32161 | 1.3572 | 0.26556 | 1.4053 | 0.31558 | 1.5899 | 0.41909 | 2.2151 | 0.34141 | 1.9529 | 0.31426 | 1.9606 | 0.28257 | 1.268 | 0.26147 | 1.8679 | 0.27766 | 1.3338 | 0.3069 | 1.2374
2 | 2030 | 2030-02-22 | 0.31273 | 1.3229 | 0.25612 | 1.3563 | 0.30284 | 1.528 | 0.41386 | 2.1848 | 0.3367 | 1.9289 | 0.31108 | 1.9402 | 0.28442 | 1.2768 | 0.25724 | 1.838 | 0.27246 | 1.3094 | 0.304 | 1.2266
2 | 2030 | 2030-02-23 | 0.28614 | 1.2156 | 0.24205 | 1.2731 | 0.28959 | 1.4561 | 0.39506 | 2.0799 | 0.32299 | 1.8452 | 0.2999 | 1.8682 | 0.25842 | 1.1571 | 0.22965 | 1.6352 | 0.25941 | 1.2427 | 0.28368 | 1.1418
2 | 2030 | 2030-02-24 | 0.31012 | 1.3113 | 0.24172 | 1.2711 | 0.27786 | 1.3985 | 0.39191 | 2.0633 | 0.32053 | 1.832 | 0.29736 | 1.853 | 0.25094 | 1.124 | 0.2294 | 1.6335 | 0.25923 | 1.2423 | 0.28836 | 1.1599
2 | 2030 | 2030-02-25 | 0.30685 | 1.3006 | 0.25594 | 1.3544 | 0.28895 | 1.4595 | 0.40703 | 2.1469 | 0.33132 | 1.9025 | 0.30541 | 1.9055 | 0.26212 | 1.1778 | 0.2567 | 1.8346 | 0.27331 | 1.3143 | 0.29794 | 1.2021
2 | 2030 | 2030-02-26 | 0.29496 | 1.2532 | 0.24421 | 1.2932 | 0.28992 | 1.4624 | 0.39947 | 2.1133 | 0.32601 | 1.8666 | 0.29887 | 1.8697 | 0.2586 | 1.1623 | 0.25275 | 1.8067 | 0.26842 | 1.2913 | 0.29386 | 1.1848
2 | 2030 | 2030-02-27 | 0.30685 | 1.3011 | 0.25431 | 1.3451 | 0.30503 | 1.5373 | 0.40428 | 2.1327 | 0.32958 | 1.8943 | 0.30231 | 1.8874 | 0.25611 | 1.1515 | 0.25885 | 1.8499 | 0.27623 | 1.3291 | 0.28904 | 1.1668
2 | 2030 | 2030-02-28 | 0.31551 | 1.3361 | 0.25559 | 1.3514 | 0.30752 | 1.5501 | 0.40045 | 2.1118 | 0.32647 | 1.8776 | 0.29941 | 1.8698 | 0.2763 | 1.2424 | 0.26795 | 1.9152 | 0.29039 | 1.396 | 0.31083 | 1.2532
3 | 2030 | 2030-03-01 | 0.30998 | 1.3282 | 0.25215 | 1.3521 | 0.28523 | 1.4984 | 0.43833 | 2.3253 | 0.33301 | 1.9081 | 0.30566 | 1.9741 | 0.26575 | 1.2011 | 0.24918 | 1.7595 | 0.2758 | 1.3607 | 0.2977 | 1.2309
3 | 2030 | 2030-03-02 | 0.30325 | 1.3002 | 0.24479 | 1.3046 | 0.27353 | 1.4334 | 0.42809 | 2.2602 | 0.32491 | 1.8633 | 0.29997 | 1.9349 | 0.25181 | 1.1352 | 0.23085 | 1.6214 | 0.2789 | 1.3733 | 0.30148 | 1.2472
3 | 2030 | 2030-03-03 | 0.3031 | 1.2924 | 0.23904 | 1.2734 | 0.26618 | 1.3963 | 0.40797 | 2.1581 | 0.31258 | 1.7902 | 0.28742 | 1.8549 | 0.24111 | 1.0876 | 0.22373 | 1.5721 | 0.26753 | 1.3173 | 0.28414 | 1.1769
3 | 2030 | 2030-03-04 | 0.29738 | 1.2706 | 0.24539 | 1.3151 | 0.2735 | 1.4384 | 0.41402 | 2.199 | 0.31627 | 1.8106 | 0.28949 | 1.8725 | 0.2524 | 1.142 | 0.23771 | 1.6802 | 0.25863 | 1.2766 | 0.29275 | 1.2126
3 | 2030 | 2030-03-05 | 0.30812 | 1.3153 | 0.2476 | 1.3275 | 0.27161 | 1.4286 | 0.41693 | 2.2125 | 0.31851 | 1.8287 | 0.29023 | 1.8779 | 0.25839 | 1.1689 | 0.24157 | 1.707 | 0.26673 | 1.3172 | 0.28083 | 1.1629
3 | 2030 | 2030-03-06 | 0.29862 | 1.2768 | 0.2391 | 1.2818 | 0.25443 | 1.3388 | 0.40626 | 2.1574 | 0.31113 | 1.7845 | 0.28337 | 1.8346 | 0.25299 | 1.1449 | 0.23744 | 1.6783 | 0.25992 | 1.2838 | 0.27369 | 1.1338
3 | 2030 | 2030-03-07 | 0.28237 | 1.2111 | 0.22371 | 1.1998 | 0.24597 | 1.2946 | 0.39899 | 2.1192 | 0.30553 | 1.7508 | 0.27855 | 1.8045 | 0.23845 | 1.0798 | 0.23251 | 1.6441 | 0.25149 | 1.2425 | 0.26834 | 1.1119
3 | 2030 | 2030-03-08 | 0.28226 | 1.2114 | 0.22299 | 1.1955 | 0.23885 | 1.2574 | 0.3875 | 2.0599 | 0.29762 | 1.7033 | 0.27119 | 1.758 | 0.23147 | 1.0483 | 0.23418 | 1.6557 | 0.25576 | 1.2641 | 0.26926 | 1.1162
3 | 2030 | 2030-03-09 | 0.28043 | 1.2034 | 0.21746 | 1.1578 | 0.23337 | 1.225 | 0.38429 | 2.03 | 0.2942 | 1.688 | 0.26944 | 1.7439 | 0.2211 | 0.99859 | 0.20933 | 1.4722 | 0.2455 | 1.2108 | 0.27355 | 1.1347
3 | 2030 | 2030-03-10 | 0.27826 | 1.1944 | 0.21837 | 1.1625 | 0.25339 | 1.3298 | 0.38441 | 2.0292 | 0.29451 | 1.6936 | 0.26855 | 1.7388 | 0.2214 | 1.0006 | 0.21144 | 1.4867 | 0.24934 | 1.2304 | 0.26831 | 1.1131
3 | 2030 | 2030-03-11 | 0.2761 | 1.1871 | 0.23155 | 1.24 | 0.24346 | 1.2818 | 0.39782 | 2.1071 | 0.30324 | 1.7461 | 0.2747 | 1.7825 | 0.2316 | 1.05 | 0.23557 | 1.6649 | 0.25773 | 1.2755 | 0.27808 | 1.1533
3 | 2030 | 2030-03-12 | 0.28084 | 1.2069 | 0.23287 | 1.2479 | 0.25346 | 1.3344 | 0.39369 | 2.0849 | 0.30038 | 1.7309 | 0.27147 | 1.7623 | 0.23654 | 1.0722 | 0.23858 | 1.6854 | 0.26098 | 1.2923 | 0.28071 | 1.165
3 | 2030 | 2030-03-13 | 0.2745 | 1.1813 | 0.22007 | 1.1792 | 0.24026 | 1.2655 | 0.38109 | 2.02 | 0.29203 | 1.681 | 0.26336 | 1.7108 | 0.23482 | 1.0647 | 0.23423 | 1.6555 | 0.25705 | 1.2731 | 0.28038 | 1.1634
3 | 2030 | 2030-03-14 | 0.28172 | 1.2115 | 0.23053 | 1.2348 | 0.25794 | 1.3581 | 0.38184 | 2.0224 | 0.29263 | 1.6882 | 0.26284 | 1.7079 | 0.23911 | 1.0842 | 0.23575 | 1.6661 | 0.26234 | 1.2997 | 0.27197 | 1.1283
3 | 2030 | 2030-03-15 | 0.28146 | 1.2103 | 0.22446 | 1.2018 | 0.25323 | 1.3337 | 0.38236 | 2.0235 | 0.29256 | 1.69 | 0.26231 | 1.705 | 0.23313 | 1.0576 | 0.23864 | 1.6859 | 0.26718 | 1.3243 | 0.27682 | 1.1494
3 | 2030 | 2030-03-16 | 0.26049 | 1.1241 | 0.20326 | 1.081 | 0.22683 | 1.192 | 0.36034 | 1.8988 | 0.27644 | 1.5938 | 0.24983 | 1.622 | 0.21448 | 0.97047 | 0.21113 | 1.4833 | 0.24601 | 1.2176 | 0.24383 | 1.0131
3 | 2030 | 2030-03-17 | 0.24877 | 1.0769 | 0.19356 | 1.0303 | 0.21022 | 1.1054 | 0.3431 | 1.8105 | 0.26487 | 1.5232 | 0.23908 | 1.5534 | 0.20711 | 0.93721 | 0.20769 | 1.4594 | 0.24147 | 1.1955 | 0.24622 | 1.0236
3 | 2030 | 2030-03-18 | 0.25616 | 1.1076 | 0.20494 | 1.0981 | 0.22058 | 1.1637 | 0.3606 | 1.9092 | 0.27699 | 1.5984 | 0.24736 | 1.6104 | 0.20973 | 0.95254 | 0.23 | 1.6248 | 0.24532 | 1.2183 | 0.25266 | 1.0509
3 | 2030 | 2030-03-19 | 0.25316 | 1.0958 | 0.20028 | 1.0726 | 0.2219 | 1.1709 | 0.35276 | 1.8681 | 0.27112 | 1.563 | 0.2421 | 1.5772 | 0.20992 | 0.9535 | 0.23148 | 1.6349 | 0.24789 | 1.2317 | 0.24916 | 1.0359
3 | 2030 | 2030-03-20 | 0.27133 | 1.1698 | 0.20624 | 1.1041 | 0.23602 | 1.2451 | 0.35097 | 1.8576 | 0.27004 | 1.5594 | 0.24009 | 1.5645 | 0.21482 | 0.97555 | 0.22812 | 1.6117 | 0.24593 | 1.2223 | 0.25283 | 1.0518
3 | 2030 | 2030-03-21 | 0.26677 | 1.1515 | 0.2034 | 1.0896 | 0.23079 | 1.2181 | 0.35677 | 1.8849 | 0.27262 | 1.5765 | 0.24277 | 1.5822 | 0.21628 | 0.98227 | 0.22529 | 1.5918 | 0.23954 | 1.1914 | 0.2438 | 1.0145
3 | 2030 | 2030-03-22 | 0.27016 | 1.1654 | 0.20252 | 1.0842 | 0.22909 | 1.2096 | 0.35662 | 1.8826 | 0.27216 | 1.5759 | 0.24181 | 1.5764 | 0.21383 | 0.97152 | 0.22664 | 1.601 | 0.24371 | 1.2126 | 0.24212 | 1.0073
3 | 2030 | 2030-03-23 | 0.26341 | 1.1371 | 0.19659 | 1.0441 | 0.23563 | 1.2404 | 0.33973 | 1.7839 | 0.25976 | 1.5038 | 0.23215 | 1.5112 | 0.20796 | 0.94171 | 0.20282 | 1.4243 | 0.23291 | 1.157 | 0.22442 | 0.93444
3 | 2030 | 2030-03-24 | 0.26606 | 1.1481 | 0.19342 | 1.0274 | 0.23221 | 1.223 | 0.32698 | 1.7183 | 0.25119 | 1.4523 | 0.22395 | 1.4588 | 0.20095 | 0.91007 | 0.20629 | 1.4477 | 0.23558 | 1.1711 | 0.23861 | 0.99517
3 | 2030 | 2030-03-25 | 0.25547 | 1.1061 | 0.19801 | 1.0598 | 0.22191 | 1.1735 | 0.33097 | 1.749 | 0.25413 | 1.4688 | 0.22456 | 1.4665 | 0.20201 | 0.91818 | 0.22566 | 1.5935 | 0.2416 | 1.2041 | 0.23563 | 0.98159
3 | 2030 | 2030-03-26 | 0.25179 | 1.0915 | 0.19712 | 1.0547 | 0.22575 | 1.1941 | 0.32939 | 1.7395 | 0.25243 | 1.4599 | 0.22286 | 1.4558 | 0.19807 | 0.90074 | 0.22221 | 1.5692 | 0.23454 | 1.17 | 0.23238 | 0.96868
3 | 2030 | 2030-03-27 | 0.24628 | 1.0698 | 0.19009 | 1.019 | 0.21182 | 1.1219 | 0.3198 | 1.6901 | 0.2466 | 1.4269 | 0.2163 | 1.4138 | 0.19275 | 0.87646 | 0.21842 | 1.5431 | 0.23288 | 1.162 | 0.24168 | 1.0075
3 | 2030 | 2030-03-28 | 0.23481 | 1.0232 | 0.17942 | 0.96115 | 0.2066 | 1.0952 | 0.3188 | 1.6839 | 0.24639 | 1.4294 | 0.21467 | 1.4033 | 0.19494 | 0.8861 | 0.21537 | 1.5217 | 0.2278 | 1.1375 | 0.23557 | 0.98153
3 | 2030 | 2030-03-29 | 0.24497 | 1.0649 | 0.18205 | 0.97531 | 0.21451 | 1.1372 | 0.31743 | 1.6754 | 0.2445 | 1.4186 | 0.21319 | 1.3941 | 0.19239 | 0.8745 | 0.22302 | 1.5742 | 0.23886 | 1.1932 | 0.23188 | 0.96742
3 | 2030 | 2030-03-30 | 0.237 | 1.0307 | 0.16891 | 0.89711 | 0.20074 | 1.062 | 0.29594 | 1.5535 | 0.2289 | 1.3259 | 0.20095 | 1.3122 | 0.17979 | 0.81457 | 0.19499 | 1.3685 | 0.22217 | 1.1083 | 0.21301 | 0.89002
3 | 2030 | 2030-03-31 | 0.22826 | 0.99559 | 0.16857 | 0.89586 | 0.19221 | 1.0181 | 0.28397 | 1.492 | 0.22075 | 1.2769 | 0.19324 | 1.2628 | 0.17613 | 0.79806 | 0.1899 | 1.3328 | 0.21215 | 1.0594 | 0.21028 | 0.87898
4 | 2030 | 2030-04-01 | 0.19938 | 0.88091 | 0.1518 | 0.80581 | 0.16456 | 0.86358 | 0.24142 | 1.2825 | 0.21456 | 1.1837 | 0.18548 | 1.1872 | 0.16395 | 0.72273 | 0.18272 | 1.3156 | 0.19454 | 0.98343 | 0.21412 | 0.89812
4 | 2030 | 2030-04-02 | 0.21122 | 0.92842 | 0.15905 | 0.84346 | 0.16811 | 0.88233 | 0.23756 | 1.2626 | 0.21141 | 1.1663 | 0.18194 | 1.165 | 0.1616 | 0.7125 | 0.18222 | 1.3116 | 0.19282 | 0.97557 | 0.2078 | 0.87169
4 | 2030 | 2030-04-03 | 0.21257 | 0.93384 | 0.156 | 0.82813 | 0.17123 | 0.89969 | 0.24408 | 1.2957 | 0.22028 | 1.2129 | 0.18758 | 1.1954 | 0.16993 | 0.74734 | 0.18165 | 1.309 | 0.19707 | 0.99754 | 0.21004 | 0.88172
4 | 2030 | 2030-04-04 | 0.21093 | 0.9276 | 0.15728 | 0.8349 | 0.17736 | 0.93158 | 0.23685 | 1.2577 | 0.21281 | 1.1732 | 0.18127 | 1.1577 | 0.16893 | 0.7428 | 0.18306 | 1.318 | 0.19606 | 0.99349 | 0.20765 | 0.8722
4 | 2030 | 2030-04-05 | 0.19778 | 0.87452 | 0.14571 | 0.77428 | 0.1577 | 0.83271 | 0.23276 | 1.2358 | 0.20902 | 1.153 | 0.17771 | 1.1358 | 0.15076 | 0.66574 | 0.17834 | 1.2854 | 0.19313 | 0.9791 | 0.21282 | 0.89461
4 | 2030 | 2030-04-06 | 0.20386 | 0.89831 | 0.13892 | 0.72936 | 0.15471 | 0.81309 | 0.21026 | 1.1089 | 0.1901 | 1.0446 | 0.16344 | 1.0438 | 0.14516 | 0.63554 | 0.15035 | 1.0777 | 0.17434 | 0.88304 | 0.18896 | 0.79531
4 | 2030 | 2030-04-07 | 0.20825 | 0.91656 | 0.13814 | 0.72533 | 0.15406 | 0.81064 | 0.21203 | 1.115 | 0.1923 | 1.0577 | 0.16545 | 1.0546 | 0.14708 | 0.64327 | 0.1542 | 1.1047 | 0.17832 | 0.90418 | 0.19044 | 0.8023
4 | 2030 | 2030-04-08 | 0.20495 | 0.90375 | 0.15559 | 0.82624 | 0.16365 | 0.86579 | 0.22485 | 1.1916 | 0.20222 | 1.1176 | 0.17116 | 1.094 | 0.15663 | 0.6894 | 0.18027 | 1.2968 | 0.18953 | 0.96384 | 0.20099 | 0.84594
4 | 2030 | 2030-04-09 | 0.19492 | 0.8629 | 0.14523 | 0.77186 | 0.15821 | 0.83887 | 0.21575 | 1.1448 | 0.19277 | 1.067 | 0.16313 | 1.0464 | 0.1552 | 0.68299 | 0.17633 | 1.2676 | 0.18111 | 0.92217 | 0.20258 | 0.85321
4 | 2030 | 2030-04-10 | 0.18651 | 0.82961 | 0.14155 | 0.75282 | 0.15387 | 0.81685 | 0.20557 | 1.0913 | 0.18158 | 1.008 | 0.1544 | 0.99513 | 0.14347 | 0.63314 | 0.16606 | 1.1973 | 0.17687 | 0.90064 | 0.20331 | 0.85729
4 | 2030 | 2030-04-11 | 0.17292 | 0.77371 | 0.13037 | 0.69407 | 0.14986 | 0.7974 | 0.1992 | 1.0585 | 0.17527 | 0.97424 | 0.14881 | 0.96149 | 0.13479 | 0.59609 | 0.16331 | 1.1753 | 0.16623 | 0.848 | 0.18562 | 0.78264
4 | 2030 | 2030-04-12 | 0.18589 | 0.82676 | 0.13052 | 0.69549 | 0.14565 | 0.77713 | 0.20114 | 1.0693 | 0.17908 | 0.99352 | 0.15036 | 0.96826 | 0.14224 | 0.62717 | 0.17146 | 1.2346 | 0.18071 | 0.92208 | 0.19303 | 0.81453
4 | 2030 | 2030-04-13 | 0.18568 | 0.82541 | 0.12272 | 0.6455 | 0.14103 | 0.74942 | 0.18692 | 0.9824 | 0.16872 | 0.93249 | 0.14396 | 0.9225 | 0.13833 | 0.60405 | 0.14457 | 1.0371 | 0.17035 | 0.86824 | 0.18902 | 0.79911
4 | 2030 | 2030-04-14 | 0.17999 | 0.80174 | 0.12259 | 0.64493 | 0.13329 | 0.71134 | 0.18609 | 0.97751 | 0.16864 | 0.93223 | 0.14339 | 0.91783 | 0.13531 | 0.59097 | 0.1491 | 1.0662 | 0.16652 | 0.85049 | 0.18072 | 0.76451
4 | 2030 | 2030-04-15 | 0.18712 | 0.83089 | 0.13182 | 0.70368 | 0.14653 | 0.78615 | 0.19079 | 1.0155 | 0.17008 | 0.94554 | 0.14157 | 0.91335 | 0.1486 | 0.6529 | 0.17198 | 1.2362 | 0.17557 | 0.899 | 0.18263 | 0.7716
4 | 2030 | 2030-04-16 | 0.19083 | 0.84612 | 0.13969 | 0.74504 | 0.15371 | 0.82307 | 0.19897 | 1.0547 | 0.17967 | 0.99806 | 0.14936 | 0.9574 | 0.1504 | 0.6602 | 0.17262 | 1.2438 | 0.18568 | 0.95042 | 0.18789 | 0.79441
4 | 2030 | 2030-04-17 | 0.1864 | 0.82843 | 0.13095 | 0.69988 | 0.14568 | 0.78378 | 0.19647 | 1.041 | 0.17747 | 0.98684 | 0.14743 | 0.94523 | 0.14298 | 0.6285 | 0.16978 | 1.2217 | 0.17621 | 0.90363 | 0.18873 | 0.79851
4 | 2030 | 2030-04-18 | 0.1704 | 0.76349 | 0.12698 | 0.67948 | 0.13594 | 0.73533 | 0.18331 | 0.9744 | 0.16346 | 0.91187 | 0.13587 | 0.87734 | 0.13149 | 0.57963 | 0.16568 | 1.1918 | 0.16897 | 0.86788 | 0.1773 | 0.75047
4 | 2030 | 2030-04-19 | 0.16695 | 0.75009 | 0.11569 | 0.62057 | 0.12618 | 0.68737 | 0.1716 | 0.91487 | 0.15098 | 0.84529 | 0.12566 | 0.81743 | 0.12651 | 0.55817 | 0.15495 | 1.1148 | 0.15313 | 0.78834 | 0.16453 | 0.69721
4 | 2030 | 2030-04-20 | 0.15546 | 0.70186 | 0.099073 | 0.52465 | 0.11522 | 0.62735 | 0.15161 | 0.80096 | 0.13473 | 0.75165 | 0.11387 | 0.74023 | 0.11395 | 0.49864 | 0.13336 | 0.95369 | 0.14529 | 0.74773 | 0.14859 | 0.63141
4 | 2030 | 2030-04-21 | 0.15223 | 0.68939 | 0.10656 | 0.56429 | 0.11695 | 0.63747 | 0.15331 | 0.80848 | 0.13723 | 0.76579 | 0.11579 | 0.7504 | 0.11198 | 0.48988 | 0.1322 | 0.94584 | 0.14501 | 0.74706 | 0.15062 | 0.64039
4 | 2030 | 2030-04-22 | 0.16211 | 0.73061 | 0.11493 | 0.61846 | 0.12983 | 0.70982 | 0.1678 | 0.8936 | 0.14876 | 0.83499 | 0.1233 | 0.80085 | 0.12595 | 0.55477 | 0.15233 | 1.0983 | 0.1563 | 0.80646 | 0.16815 | 0.71401
4 | 2030 | 2030-04-23 | 0.16816 | 0.75546 | 0.11571 | 0.62313 | 0.12967 | 0.70999 | 0.1672 | 0.88986 | 0.14872 | 0.83545 | 0.12318 | 0.79932 | 0.13227 | 0.58121 | 0.15875 | 1.1442 | 0.16498 | 0.85144 | 0.16591 | 0.70485
4 | 2030 | 2030-04-24 | 0.16596 | 0.74657 | 0.11663 | 0.62868 | 0.12652 | 0.69528 | 0.16143 | 0.86086 | 0.1431 | 0.80554 | 0.11829 | 0.77011 | 0.12269 | 0.54042 | 0.15434 | 1.1124 | 0.15794 | 0.81664 | 0.16258 | 0.69117
4 | 2030 | 2030-04-25 | 0.15958 | 0.72081 | 0.11209 | 0.60569 | 0.12065 | 0.66692 | 0.15951 | 0.85051 | 0.14154 | 0.79789 | 0.11702 | 0.76208 | 0.11992 | 0.52838 | 0.15082 | 1.086 | 0.14896 | 0.77225 | 0.15915 | 0.67722
4 | 2030 | 2030-04-26 | 0.15842 | 0.71622 | 0.10601 | 0.5741 | 0.11311 | 0.62895 | 0.1502 | 0.80343 | 0.13176 | 0.74594 | 0.10907 | 0.71548 | 0.11285 | 0.49825 | 0.14825 | 1.0704 | 0.15338 | 0.7949 | 0.16054 | 0.68357
4 | 2030 | 2030-04-27 | 0.1512 | 0.68598 | 0.097585 | 0.52126 | 0.11226 | 0.62104 | 0.13417 | 0.709 | 0.11964 | 0.67521 | 0.1011 | 0.66092 | 0.108 | 0.47126 | 0.11978 | 0.8609 | 0.13827 | 0.71722 | 0.14461 | 0.61782
4 | 2030 | 2030-04-28 | 0.14479 | 0.65956 | 0.10009 | 0.53557 | 0.11425 | 0.63306 | 0.13643 | 0.72189 | 0.12361 | 0.69596 | 0.10325 | 0.67193 | 0.11244 | 0.48976 | 0.12714 | 0.91135 | 0.14137 | 0.73445 | 0.14813 | 0.63276
4 | 2030 | 2030-04-29 | 0.15764 | 0.71368 | 0.10393 | 0.56571 | 0.11893 | 0.66373 | 0.14658 | 0.78299 | 0.1292 | 0.73514 | 0.10743 | 0.7046 | 0.12302 | 0.54036 | 0.14781 | 1.0666 | 0.14979 | 0.77959 | 0.15793 | 0.67349
4 | 2030 | 2030-04-30 | 0.16103 | 0.72706 | 0.10772 | 0.5868 | 0.11598 | 0.65005 | 0.14624 | 0.78244 | 0.13004 | 0.73943 | 0.10737 | 0.70319 | 0.11764 | 0.51746 | 0.15089 | 1.088 | 0.15177 | 0.79073 | 0.15842 | 0.67591
5 | 2030 | 2030-05-01 | 0.15171 | 0.69271 | 0.086263 | 0.48522 | 0.10115 | 0.61203 | 0.11762 | 0.65381 | 0.11729 | 0.69268 | 0.088554 | 0.60855 | 0.093939 | 0.42742 | 0.14015 | 0.99996 | 0.12774 | 0.68897 | 0.12906 | 0.56103
5 | 2030 | 2030-05-02 | 0.15086 | 0.68951 | 0.087866 | 0.49481 | 0.098393 | 0.59727 | 0.1151 | 0.64035 | 0.11428 | 0.67579 | 0.086423 | 0.5948 | 0.10102 | 0.4591 | 0.14132 | 1.0085 | 0.13054 | 0.70524 | 0.13324 | 0.57994
5 | 2030 | 2030-05-03 | 0.14555 | 0.66806 | 0.084033 | 0.47479 | 0.095835 | 0.58393 | 0.11247 | 0.62607 | 0.11071 | 0.65517 | 0.08402 | 0.57905 | 0.096883 | 0.44062 | 0.13972 | 0.99731 | 0.12903 | 0.6981 | 0.13245 | 0.57674
5 | 2030 | 2030-05-04 | 0.13237 | 0.6134 | 0.071111 | 0.39681 | 0.088841 | 0.54646 | 0.096067 | 0.5298 | 0.09907 | 0.58614 | 0.075909 | 0.52314 | 0.081801 | 0.36964 | 0.11659 | 0.82515 | 0.12203 | 0.66239 | 0.12016 | 0.52624
5 | 2030 | 2030-05-05 | 0.1335 | 0.61846 | 0.072488 | 0.4063 | 0.088779 | 0.54869 | 0.094073 | 0.51958 | 0.097793 | 0.58027 | 0.074825 | 0.51668 | 0.083664 | 0.37817 | 0.11069 | 0.78432 | 0.11352 | 0.61716 | 0.11144 | 0.48786
5 | 2030 | 2030-05-06 | 0.13638 | 0.63107 | 0.078772 | 0.44876 | 0.091704 | 0.56542 | 0.10572 | 0.58813 | 0.10256 | 0.60847 | 0.078626 | 0.54307 | 0.091492 | 0.41695 | 0.13083 | 0.93622 | 0.11783 | 0.64032 | 0.12317 | 0.53706
5 | 2030 | 2030-05-07 | 0.13924 | 0.64304 | 0.076286 | 0.43595 | 0.089078 | 0.5517 | 0.10327 | 0.57825 | 0.10114 | 0.60359 | 0.077179 | 0.53632 | 0.08776 | 0.40016 | 0.13314 | 0.95422 | 0.12233 | 0.66572 | 0.1246 | 0.54402
5 | 2030 | 2030-05-08 | 0.13599 | 0.62999 | 0.077751 | 0.44336 | 0.090678 | 0.56306 | 0.10133 | 0.56747 | 0.0993 | 0.59357 | 0.075956 | 0.52831 | 0.089421 | 0.40779 | 0.13226 | 0.94756 | 0.12235 | 0.66695 | 0.13081 | 0.57162
5 | 2030 | 2030-05-09 | 0.13827 | 0.63962 | 0.076807 | 0.44008 | 0.090868 | 0.56641 | 0.099834 | 0.55847 | 0.098504 | 0.58962 | 0.075441 | 0.52457 | 0.089201 | 0.40696 | 0.13082 | 0.93843 | 0.12109 | 0.6611 | 0.12586 | 0.54986
5 | 2030 | 2030-05-10 | 0.13114 | 0.61007 | 0.073006 | 0.42135 | 0.081983 | 0.51463 | 0.096919 | 0.54479 | 0.094538 | 0.56796 | 0.072744 | 0.5086 | 0.080787 | 0.36925 | 0.12457 | 0.89485 | 0.11228 | 0.61424 | 0.11996 | 0.5244
5 | 2030 | 2030-05-11 | 0.12124 | 0.56906 | 0.060135 | 0.34562 | 0.073536 | 0.46887 | 0.079938 | 0.44499 | 0.080116 | 0.48118 | 0.063254 | 0.44329 | 0.06885 | 0.31265 | 0.10276 | 0.73213 | 0.10765 | 0.59143 | 0.10828 | 0.47598
5 | 2030 | 2030-05-12 | 0.12004 | 0.56437 | 0.061714 | 0.35604 | 0.075247 | 0.48167 | 0.077672 | 0.43508 | 0.07827 | 0.47289 | 0.061813 | 0.43591 | 0.069854 | 0.31712 | 0.10043 | 0.71552 | 0.10541 | 0.58032 | 0.10338 | 0.45477
5 | 2030 | 2030-05-13 | 0.12083 | 0.56854 | 0.069366 | 0.40473 | 0.079476 | 0.50544 | 0.090216 | 0.50929 | 0.085827 | 0.51892 | 0.067331 | 0.47441 | 0.075049 | 0.34409 | 0.12069 | 0.86713 | 0.11048 | 0.60764 | 0.11049 | 0.48323
5 | 2030 | 2030-05-14 | 0.12438 | 0.58322 | 0.071183 | 0.41693 | 0.079499 | 0.50835 | 0.088632 | 0.50534 | 0.08732 | 0.533 | 0.067611 | 0.48024 | 0.077165 | 0.35383 | 0.12086 | 0.87019 | 0.11173 | 0.61537 | 0.11597 | 0.50796
5 | 2030 | 2030-05-15 | 0.12577 | 0.58955 | 0.073986 | 0.43361 | 0.081056 | 0.51994 | 0.087509 | 0.50112 | 0.088715 | 0.54451 | 0.068193 | 0.48598 | 0.077363 | 0.35502 | 0.12003 | 0.86339 | 0.11218 | 0.61895 | 0.11292 | 0.49335
5 | 2030 | 2030-05-16 | 0.11497 | 0.5455 | 0.072806 | 0.42708 | 0.078962 | 0.50853 | 0.0855 | 0.48526 | 0.083257 | 0.50851 | 0.065628 | 0.46562 | 0.076662 | 0.35228 | 0.1168 | 0.8419 | 0.10815 | 0.59807 | 0.112 | 0.49001
5 | 2030 | 2030-05-17 | 0.1141 | 0.54236 | 0.069685 | 0.41124 | 0.07686 | 0.49762 | 0.083541 | 0.47423 | 0.080385 | 0.49179 | 0.064043 | 0.45525 | 0.07321 | 0.33717 | 0.11253 | 0.81308 | 0.10252 | 0.56845 | 0.10502 | 0.45995
5 | 2030 | 2030-05-18 | 0.10739 | 0.51422 | 0.055434 | 0.32818 | 0.06433 | 0.42632 | 0.06672 | 0.37854 | 0.067587 | 0.41728 | 0.055272 | 0.39732 | 0.060019 | 0.27503 | 0.08762 | 0.6308 | 0.092405 | 0.51577 | 0.09619 | 0.42452
5 | 2030 | 2030-05-19 | 0.096899 | 0.47098 | 0.051775 | 0.31066 | 0.060327 | 0.40458 | 0.064652 | 0.36896 | 0.065271 | 0.40542 | 0.053805 | 0.38933 | 0.058123 | 0.26687 | 0.084438 | 0.60942 | 0.088578 | 0.49601 | 0.092938 | 0.41056
5 | 2030 | 2030-05-20 | 0.1035 | 0.4993 | 0.062237 | 0.37625 | 0.071187 | 0.46975 | 0.07761 | 0.44643 | 0.07405 | 0.45966 | 0.060065 | 0.43369 | 0.065105 | 0.30212 | 0.10512 | 0.76369 | 0.094552 | 0.52828 | 0.10134 | 0.4445
5 | 2030 | 2030-05-21 | 0.10227 | 0.49479 | 0.06142 | 0.37156 | 0.069669 | 0.46148 | 0.076265 | 0.4394 | 0.073174 | 0.45578 | 0.059641 | 0.43164 | 0.064439 | 0.29956 | 0.10258 | 0.74486 | 0.092323 | 0.51729 | 0.09455 | 0.41446
5 | 2030 | 2030-05-22 | 0.095646 | 0.46783 | 0.061052 | 0.37109 | 0.070026 | 0.4655 | 0.074717 | 0.4289 | 0.070197 | 0.43713 | 0.058296 | 0.42169 | 0.065631 | 0.30534 | 0.10359 | 0.75317 | 0.095179 | 0.53387 | 0.096217 | 0.42202
5 | 2030 | 2030-05-23 | 0.1001 | 0.48686 | 0.064442 | 0.39017 | 0.069405 | 0.46337 | 0.072918 | 0.42082 | 0.068364 | 0.42824 | 0.057179 | 0.41614 | 0.064932 | 0.3028 | 0.1016 | 0.73943 | 0.093508 | 0.52588 | 0.096831 | 0.42438
5 | 2030 | 2030-05-24 | 0.10135 | 0.4922 | 0.062639 | 0.38311 | 0.067491 | 0.4536 | 0.071505 | 0.41688 | 0.06885 | 0.43522 | 0.057181 | 0.41961 | 0.063701 | 0.29778 | 0.10174 | 0.74303 | 0.094595 | 0.53279 | 0.10232 | 0.4495
5 | 2030 | 2030-05-25 | 0.096766 | 0.47323 | 0.05365 | 0.32955 | 0.065465 | 0.44785 | 0.05557 | 0.32726 | 0.05895 | 0.37953 | 0.050068 | 0.37382 | 0.057046 | 0.26499 | 0.079951 | 0.58091 | 0.090025 | 0.51036 | 0.090822 | 0.40254
5 | 2030 | 2030-05-26 | 0.097478 | 0.47661 | 0.052621 | 0.32478 | 0.061516 | 0.42477 | 0.054125 | 0.31685 | 0.055609 | 0.35821 | 0.048628 | 0.36295 | 0.055596 | 0.25918 | 0.076242 | 0.55521 | 0.085515 | 0.48695 | 0.09693 | 0.42976
5 | 2030 | 2030-05-27 | 0.10705 | 0.51683 | 0.061274 | 0.38 | 0.068305 | 0.46434 | 0.067074 | 0.39742 | 0.065315 | 0.42028 | 0.055159 | 0.41164 | 0.064596 | 0.30367 | 0.096946 | 0.71015 | 0.091338 | 0.51843 | 0.10112 | 0.44498
5 | 2030 | 2030-05-28 | 0.10959 | 0.52755 | 0.061478 | 0.38291 | 0.067349 | 0.46013 | 0.065964 | 0.3926 | 0.064956 | 0.42014 | 0.055026 | 0.41237 | 0.066339 | 0.31201 | 0.097045 | 0.71172 | 0.092788 | 0.52743 | 0.096411 | 0.42424
5 | 2030 | 2030-05-29 | 0.11183 | 0.53757 | 0.063378 | 0.39516 | 0.066407 | 0.45596 | 0.064429 | 0.38348 | 0.061957 | 0.40213 | 0.053606 | 0.40304 | 0.066934 | 0.31529 | 0.096788 | 0.71099 | 0.093595 | 0.53293 | 0.099683 | 0.43888
5 | 2030 | 2030-05-30 | 0.096497 | 0.47444 | 0.059641 | 0.37679 | 0.065051 | 0.44997 | 0.062435 | 0.37422 | 0.058608 | 0.38354 | 0.051709 | 0.39233 | 0.064202 | 0.30372 | 0.090594 | 0.66865 | 0.084785 | 0.48615 | 0.090446 | 0.39925
5 | 2030 | 2030-05-31 | 0.091968 | 0.45629 | 0.057471 | 0.36567 | 0.061071 | 0.4265 | 0.061492 | 0.36808 | 0.057226 | 0.3754 | 0.051278 | 0.38942 | 0.059867 | 0.28507 | 0.088019 | 0.65101 | 0.081984 | 0.47208 | 0.090037 | 0.3976
6 | 2030 | 2030-06-01 | 0.077239 | 0.39291 | 0.040872 | 0.28079 | 0.048016 | 0.36093 | 0.046735 | 0.30135 | 0.045413 | 0.31856 | 0.040495 | 0.32583 | 0.036271 | 0.17904 | 0.063809 | 0.48611 | 0.065361 | 0.38954 | 0.072619 | 0.32975
6 | 2030 | 2030-06-02 | 0.075518 | 0.38585 | 0.040148 | 0.27745 | 0.04755 | 0.35988 | 0.046412 | 0.30157 | 0.045094 | 0.31795 | 0.040147 | 0.32438 | 0.037135 | 0.18437 | 0.062291 | 0.47538 | 0.064132 | 0.38309 | 0.070649 | 0.32109
6 | 2030 | 2030-06-03 | 0.083021 | 0.41803 | 0.052595 | 0.35536 | 0.056611 | 0.41302 | 0.05946 | 0.37824 | 0.054494 | 0.37561 | 0.047263 | 0.37502 | 0.04627 | 0.2283 | 0.084113 | 0.63839 | 0.072922 | 0.43125 | 0.079682 | 0.35788
6 | 2030 | 2030-06-04 | 0.086571 | 0.43344 | 0.051331 | 0.34838 | 0.055108 | 0.40441 | 0.058315 | 0.37311 | 0.053852 | 0.37426 | 0.047121 | 0.37625 | 0.04442 | 0.21936 | 0.083666 | 0.63702 | 0.073913 | 0.43896 | 0.079184 | 0.35582
6 | 2030 | 2030-06-05 | 0.079046 | 0.40203 | 0.050815 | 0.34662 | 0.054018 | 0.39858 | 0.057304 | 0.36823 | 0.053004 | 0.37055 | 0.046858 | 0.37595 | 0.044199 | 0.21918 | 0.084227 | 0.6441 | 0.076238 | 0.4551 | 0.082721 | 0.37204
6 | 2030 | 2030-06-06 | 0.080298 | 0.40833 | 0.050823 | 0.34833 | 0.053569 | 0.39736 | 0.056499 | 0.3639 | 0.051916 | 0.36397 | 0.046433 | 0.37362 | 0.044709 | 0.2235 | 0.082588 | 0.63177 | 0.073773 | 0.44074 | 0.081503 | 0.36725
6 | 2030 | 2030-06-07 | 0.074901 | 0.38544 | 0.050975 | 0.35079 | 0.0535 | 0.39865 | 0.056548 | 0.3665 | 0.052051 | 0.36644 | 0.046315 | 0.37389 | 0.043655 | 0.21831 | 0.081532 | 0.62425 | 0.071944 | 0.43038 | 0.079188 | 0.35734
6 | 2030 | 2030-06-08 | 0.068739 | 0.36037 | 0.038215 | 0.27484 | 0.044527 | 0.3482 | 0.040591 | 0.2728 | 0.039764 | 0.29265 | 0.038444 | 0.32076 | 0.033173 | 0.16899 | 0.056491 | 0.43911 | 0.062229 | 0.37939 | 0.066094 | 0.3025
6 | 2030 | 2030-06-09 | 0.068682 | 0.36044 | 0.037574 | 0.27188 | 0.043851 | 0.34492 | 0.040543 | 0.27459 | 0.039859 | 0.29497 | 0.038392 | 0.32164 | 0.031354 | 0.16044 | 0.055699 | 0.43447 | 0.0621 | 0.38001 | 0.066007 | 0.30219
6 | 2030 | 2030-06-10 | 0.070165 | 0.36799 | 0.048556 | 0.33951 | 0.053416 | 0.40162 | 0.054402 | 0.35787 | 0.05077 | 0.36438 | 0.046133 | 0.37779 | 0.041517 | 0.2108 | 0.077734 | 0.59858 | 0.069983 | 0.42235 | 0.078238 | 0.35386
6 | 2030 | 2030-06-11 | 0.070457 | 0.36958 | 0.04933 | 0.34646 | 0.052391 | 0.39589 | 0.053537 | 0.35213 | 0.04939 | 0.35509 | 0.045713 | 0.37511 | 0.041258 | 0.21027 | 0.077413 | 0.59698 | 0.068755 | 0.4158 | 0.076177 | 0.34472
6 | 2030 | 2030-06-12 | 0.07301 | 0.38066 | 0.049696 | 0.35016 | 0.052167 | 0.39607 | 0.053124 | 0.35087 | 0.049104 | 0.3548 | 0.045679 | 0.37621 | 0.041736 | 0.21336 | 0.077705 | 0.6011 | 0.069498 | 0.42187 | 0.076331 | 0.34599
6 | 2030 | 2030-06-13 | 0.073015 | 0.38047 | 0.049691 | 0.35085 | 0.052377 | 0.39969 | 0.053136 | 0.35278 | 0.049302 | 0.35781 | 0.045744 | 0.37798 | 0.041855 | 0.21517 | 0.076759 | 0.59437 | 0.06769 | 0.41173 | 0.075654 | 0.34384
6 | 2030 | 2030-06-14 | 0.072333 | 0.37928 | 0.046928 | 0.33436 | 0.050236 | 0.38474 | 0.051942 | 0.34496 | 0.047933 | 0.34949 | 0.04551 | 0.37734 | 0.041128 | 0.2136 | 0.075199 | 0.58421 | 0.068433 | 0.41825 | 0.076319 | 0.34657
6 | 2030 | 2030-06-15 | 0.064376 | 0.34573 | 0.035946 | 0.27051 | 0.041566 | 0.33577 | 0.036557 | 0.25516 | 0.03641 | 0.28108 | 0.037949 | 0.32658 | 0.032115 | 0.17101 | 0.052023 | 0.41454 | 0.061063 | 0.38215 | 0.067851 | 0.31299
6 | 2030 | 2030-06-16 | 0.061015 | 0.33229 | 0.035248 | 0.26701 | 0.041374 | 0.33596 | 0.037483 | 0.2631 | 0.037281 | 0.28776 | 0.03806 | 0.32792 | 0.030855 | 0.16579 | 0.051246 | 0.40882 | 0.058756 | 0.3688 | 0.066567 | 0.30797
6 | 2030 | 2030-06-17 | 0.063212 | 0.34198 | 0.047094 | 0.33996 | 0.049623 | 0.38354 | 0.05171 | 0.34694 | 0.047789 | 0.35214 | 0.045604 | 0.38111 | 0.039377 | 0.20706 | 0.074385 | 0.58136 | 0.066639 | 0.41105 | 0.074953 | 0.34184
6 | 2030 | 2030-06-18 | 0.06255 | 0.33988 | 0.047316 | 0.34258 | 0.049421 | 0.38304 | 0.050882 | 0.34143 | 0.046772 | 0.34599 | 0.04547 | 0.38101 | 0.039012 | 0.20619 | 0.073141 | 0.57238 | 0.065022 | 0.40231 | 0.076979 | 0.35149
6 | 2030 | 2030-06-19 | 0.067046 | 0.35907 | 0.046747 | 0.34027 | 0.049257 | 0.3828 | 0.050725 | 0.34102 | 0.046531 | 0.34521 | 0.045479 | 0.3819 | 0.039108 | 0.20834 | 0.073248 | 0.57531 | 0.066371 | 0.41248 | 0.07433 | 0.33975
6 | 2030 | 2030-06-20 | 0.065229 | 0.35251 | 0.046178 | 0.33793 | 0.049205 | 0.38293 | 0.050468 | 0.34016 | 0.046382 | 0.34557 | 0.045581 | 0.38382 | 0.039252 | 0.20961 | 0.073049 | 0.57503 | 0.066073 | 0.41208 | 0.073321 | 0.3357
6 | 2030 | 2030-06-21 | 0.058651 | 0.32588 | 0.04486 | 0.33062 | 0.048128 | 0.3757 | 0.049698 | 0.33475 | 0.045375 | 0.33929 | 0.045465 | 0.3837 | 0.03988 | 0.21473 | 0.071186 | 0.56142 | 0.064772 | 0.40558 | 0.073802 | 0.33839
6 | 2030 | 2030-06-22 | 0.051476 | 0.29594 | 0.034314 | 0.26874 | 0.039716 | 0.32894 | 0.035084 | 0.25076 | 0.034975 | 0.27909 | 0.038254 | 0.33576 | 0.029405 | 0.16531 | 0.048858 | 0.39827 | 0.057508 | 0.37012 | 0.06483 | 0.30274
6 | 2030 | 2030-06-23 | 0.052093 | 0.29876 | 0.033802 | 0.26653 | 0.039765 | 0.33024 | 0.03578 | 0.2563 | 0.035553 | 0.28351 | 0.038385 | 0.33713 | 0.028219 | 0.15942 | 0.047481 | 0.38759 | 0.054641 | 0.35341 | 0.063082 | 0.29503
6 | 2030 | 2030-06-24 | 0.058514 | 0.32684 | 0.044875 | 0.33434 | 0.047686 | 0.37483 | 0.049971 | 0.33884 | 0.045769 | 0.34509 | 0.045871 | 0.38935 | 0.038966 | 0.21329 | 0.071404 | 0.56732 | 0.064903 | 0.41101 | 0.073448 | 0.33802
6 | 2030 | 2030-06-25 | 0.060644 | 0.33667 | 0.044338 | 0.33206 | 0.047185 | 0.37161 | 0.04958 | 0.33641 | 0.04537 | 0.34338 | 0.045937 | 0.39077 | 0.038633 | 0.21259 | 0.071535 | 0.56971 | 0.064931 | 0.41274 | 0.076446 | 0.35225
6 | 2030 | 2030-06-26 | 0.059861 | 0.33389 | 0.043952 | 0.33072 | 0.047078 | 0.37153 | 0.049087 | 0.33332 | 0.04495 | 0.34173 | 0.046032 | 0.39256 | 0.039672 | 0.21997 | 0.071268 | 0.56868 | 0.064252 | 0.41 | 0.075396 | 0.34815
6 | 2030 | 2030-06-27 | 0.056875 | 0.32135 | 0.043833 | 0.33105 | 0.047037 | 0.37196 | 0.050046 | 0.34031 | 0.045655 | 0.34652 | 0.046145 | 0.3934 | 0.037725 | 0.2106 | 0.070601 | 0.5642 | 0.062868 | 0.4028 | 0.073179 | 0.33852
6 | 2030 | 2030-06-28 | 0.053914 | 0.30964 | 0.044174 | 0.33429 | 0.046933 | 0.37184 | 0.050381 | 0.34305 | 0.045953 | 0.34925 | 0.046289 | 0.39503 | 0.037508 | 0.2098 | 0.071152 | 0.56949 | 0.06226 | 0.40037 | 0.073724 | 0.34187
6 | 2030 | 2030-06-29 | 0.047185 | 0.28183 | 0.032134 | 0.26252 | 0.03824 | 0.32257 | 0.035325 | 0.2541 | 0.034447 | 0.27978 | 0.038728 | 0.34339 | 0.02697 | 0.16052 | 0.047108 | 0.39193 | 0.052695 | 0.35051 | 0.063075 | 0.29859
6 | 2030 | 2030-06-30 | 0.045285 | 0.27448 | 0.031699 | 0.26074 | 0.03794 | 0.32082 | 0.035082 | 0.2522 | 0.034031 | 0.27739 | 0.038735 | 0.34394 | 0.026599 | 0.15986 | 0.047427 | 0.39596 | 0.053103 | 0.35473 | 0.061928 | 0.29403
7 | 2030 | 2030-07-01 | 0.048492 | 0.29952 | 0.040306 | 0.32357 | 0.044901 | 0.36587 | 0.055816 | 0.38476 | 0.044594 | 0.35166 | 0.047311 | 0.42759 | 0.034715 | 0.2066 | 0.065625 | 0.52898 | 0.059014 | 0.39143 | 0.068882 | 0.31904
7 | 2030 | 2030-07-02 | 0.049605 | 0.30662 | 0.040091 | 0.32478 | 0.045008 | 0.36992 | 0.057419 | 0.39705 | 0.045244 | 0.35825 | 0.047648 | 0.43402 | 0.033901 | 0.20657 | 0.065745 | 0.53148 | 0.058941 | 0.3929 | 0.067994 | 0.31531
7 | 2030 | 2030-07-03 | 0.048215 | 0.30003 | 0.039876 | 0.32492 | 0.044756 | 0.36813 | 0.058883 | 0.40822 | 0.04584 | 0.36424 | 0.047949 | 0.43975 | 0.033634 | 0.2082 | 0.065436 | 0.52923 | 0.057857 | 0.38649 | 0.069392 | 0.32315
7 | 2030 | 2030-07-04 | 0.048779 | 0.30389 | 0.039663 | 0.32194 | 0.044317 | 0.36327 | 0.05641 | 0.38888 | 0.044796 | 0.35428 | 0.04751 | 0.43014 | 0.034132 | 0.20883 | 0.065834 | 0.5347 | 0.05835 | 0.39199 | 0.06936 | 0.32384
7 | 2030 | 2030-07-05 | 0.046976 | 0.29517 | 0.03944 | 0.32169 | 0.044093 | 0.36193 | 0.056958 | 0.39289 | 0.045013 | 0.35648 | 0.047618 | 0.432 | 0.034225 | 0.20943 | 0.066121 | 0.53866 | 0.058344 | 0.39484 | 0.069779 | 0.3267
7 | 2030 | 2030-07-06 | 0.039618 | 0.26483 | 0.027569 | 0.25095 | 0.035425 | 0.31275 | 0.041774 | 0.30286 | 0.033873 | 0.28887 | 0.040023 | 0.37843 | 0.023796 | 0.15961 | 0.042626 | 0.36482 | 0.048737 | 0.34424 | 0.059851 | 0.28688
7 | 2030 | 2030-07-07 | 0.038605 | 0.26053 | 0.027339 | 0.25061 | 0.035351 | 0.31389 | 0.042506 | 0.30825 | 0.034167 | 0.29173 | 0.040137 | 0.38066 | 0.023809 | 0.15998 | 0.042842 | 0.36795 | 0.048507 | 0.34514 | 0.05841 | 0.28056
7 | 2030 | 2030-07-08 | 0.045565 | 0.29017 | 0.038756 | 0.31846 | 0.043453 | 0.35852 | 0.057095 | 0.39312 | 0.045037 | 0.35675 | 0.047579 | 0.43077 | 0.034248 | 0.21139 | 0.06635 | 0.54382 | 0.057047 | 0.39073 | 0.069474 | 0.32752
7 | 2030 | 2030-07-09 | 0.045179 | 0.28952 | 0.038517 | 0.31934 | 0.04342 | 0.36037 | 0.058003 | 0.39985 | 0.045403 | 0.36025 | 0.047697 | 0.43335 | 0.033977 | 0.21152 | 0.066152 | 0.54236 | 0.055828 | 0.38375 | 0.068426 | 0.32308
7 | 2030 | 2030-07-10 | 0.04409 | 0.28467 | 0.038273 | 0.32046 | 0.043276 | 0.36042 | 0.060182 | 0.41642 | 0.046298 | 0.36884 | 0.048033 | 0.44067 | 0.03378 | 0.21133 | 0.06655 | 0.54752 | 0.056035 | 0.38699 | 0.068714 | 0.32533
7 | 2030 | 2030-07-11 | 0.043253 | 0.28059 | 0.038035 | 0.31745 | 0.042849 | 0.35589 | 0.057777 | 0.39753 | 0.04528 | 0.35888 | 0.047507 | 0.43018 | 0.033786 | 0.21201 | 0.066504 | 0.54773 | 0.05515 | 0.38211 | 0.068294 | 0.32434
7 | 2030 | 2030-07-12 | 0.043313 | 0.28215 | 0.037788 | 0.31679 | 0.042618 | 0.3546 | 0.057056 | 0.39167 | 0.044962 | 0.35569 | 0.047275 | 0.42603 | 0.03358 | 0.21217 | 0.066573 | 0.54905 | 0.054379 | 0.3788 | 0.066229 | 0.31501
7 | 2030 | 2030-07-13 | 0.035982 | 0.25154 | 0.025895 | 0.24495 | 0.033931 | 0.30529 | 0.043713 | 0.31591 | 0.03458 | 0.29527 | 0.039913 | 0.37845 | 0.023162 | 0.1626 | 0.043541 | 0.38012 | 0.045627 | 0.33409 | 0.056925 | 0.27842
7 | 2030 | 2030-07-14 | 0.036525 | 0.25503 | 0.025644 | 0.24328 | 0.033649 | 0.30323 | 0.043682 | 0.31546 | 0.034543 | 0.29481 | 0.039775 | 0.37667 | 0.022905 | 0.16257 | 0.043854 | 0.38402 | 0.045291 | 0.33445 | 0.056496 | 0.27713
7 | 2030 | 2030-07-15 | 0.043896 | 0.28789 | 0.037028 | 0.31626 | 0.04199 | 0.352 | 0.060027 | 0.41403 | 0.046127 | 0.36669 | 0.047429 | 0.43249 | 0.032764 | 0.21244 | 0.06743 | 0.56016 | 0.053475 | 0.37885 | 0.065718 | 0.31507
7 | 2030 | 2030-07-16 | 0.042908 | 0.28352 | 0.036779 | 0.31204 | 0.041655 | 0.34915 | 0.060462 | 0.41726 | 0.046276 | 0.36806 | 0.047343 | 0.43224 | 0.03303 | 0.21304 | 0.067553 | 0.56214 | 0.052825 | 0.37571 | 0.064969 | 0.31236
7 | 2030 | 2030-07-17 | 0.042159 | 0.2801 | 0.036516 | 0.3129 | 0.041564 | 0.35033 | 0.061365 | 0.42417 | 0.046616 | 0.3713 | 0.047327 | 0.43367 | 0.032699 | 0.21272 | 0.06765 | 0.56349 | 0.051777 | 0.37149 | 0.06428 | 0.3097
7 | 2030 | 2030-07-18 | 0.04137 | 0.27639 | 0.036256 | 0.31198 | 0.041283 | 0.34847 | 0.061468 | 0.42494 | 0.046618 | 0.37129 | 0.047145 | 0.4319 | 0.032698 | 0.21309 | 0.067933 | 0.56754 | 0.05175 | 0.37121 | 0.06442 | 0.31125
7 | 2030 | 2030-07-19 | 0.041302 | 0.27694 | 0.035992 | 0.31192 | 0.041109 | 0.34836 | 0.061087 | 0.42202 | 0.046413 | 0.36931 | 0.046856 | 0.42816 | 0.032591 | 0.21317 | 0.068156 | 0.57028 | 0.05096 | 0.3689 | 0.063323 | 0.30666
7 | 2030 | 2030-07-20 | 0.03413 | 0.24714 | 0.024085 | 0.23993 | 0.032505 | 0.30068 | 0.046055 | 0.33353 | 0.035297 | 0.30191 | 0.039061 | 0.37322 | 0.021859 | 0.16258 | 0.045051 | 0.4004 | 0.041772 | 0.32148 | 0.053139 | 0.26594
7 | 2030 | 2030-07-21 | 0.033983 | 0.24713 | 0.023823 | 0.23865 | 0.032076 | 0.29652 | 0.045649 | 0.33056 | 0.035071 | 0.29981 | 0.038734 | 0.36919 | 0.021806 | 0.16268 | 0.04546 | 0.40589 | 0.042002 | 0.32307 | 0.052448 | 0.26357
7 | 2030 | 2030-07-22 | 0.040115 | 0.2722 | 0.035208 | 0.30723 | 0.040257 | 0.34294 | 0.06129 | 0.42412 | 0.046328 | 0.36874 | 0.046138 | 0.42155 | 0.031875 | 0.21224 | 0.069077 | 0.5826 | 0.050223 | 0.36732 | 0.062549 | 0.30574
7 | 2030 | 2030-07-23 | 0.040617 | 0.2757 | 0.034947 | 0.30534 | 0.039886 | 0.33978 | 0.060694 | 0.41985 | 0.046012 | 0.36585 | 0.045743 | 0.41663 | 0.031658 | 0.21187 | 0.069332 | 0.58599 | 0.049682 | 0.36552 | 0.062777 | 0.30777
7 | 2030 | 2030-07-24 | 0.039925 | 0.27268 | 0.034687 | 0.30404 | 0.039606 | 0.33815 | 0.061031 | 0.42288 | 0.046079 | 0.36674 | 0.045504 | 0.41524 | 0.031673 | 0.21198 | 0.069472 | 0.58816 | 0.048878 | 0.3617 | 0.062003 | 0.30495
7 | 2030 | 2030-07-25 | 0.039822 | 0.27281 | 0.034427 | 0.30317 | 0.039294 | 0.33601 | 0.06119 | 0.42463 | 0.046066 | 0.36691 | 0.045217 | 0.4131 | 0.031292 | 0.21114 | 0.069756 | 0.59228 | 0.048705 | 0.3608 | 0.061505 | 0.30333
7 | 2030 | 2030-07-26 | 0.039383 | 0.27078 | 0.034169 | 0.30216 | 0.039167 | 0.33691 | 0.061804 | 0.43001 | 0.046238 | 0.36893 | 0.044999 | 0.41267 | 0.030951 | 0.21035 | 0.070005 | 0.5957 | 0.048141 | 0.35885 | 0.060912 | 0.30118
7 | 2030 | 2030-07-27 | 0.032224 | 0.24108 | 0.022266 | 0.23159 | 0.030458 | 0.28774 | 0.048233 | 0.35345 | 0.035691 | 0.30744 | 0.037363 | 0.3629 | 0.020226 | 0.15942 | 0.046906 | 0.42619 | 0.039044 | 0.31145 | 0.050241 | 0.25806
7 | 2030 | 2030-07-28 | 0.032435 | 0.24256 | 0.022022 | 0.22709 | 0.029943 | 0.28236 | 0.045641 | 0.33422 | 0.034516 | 0.29653 | 0.036524 | 0.35006 | 0.02035 | 0.15956 | 0.047291 | 0.43149 | 0.03909 | 0.31234 | 0.04988 | 0.25715
7 | 2030 | 2030-07-29 | 0.039938 | 0.27525 | 0.03342 | 0.29641 | 0.038211 | 0.33037 | 0.061303 | 0.42862 | 0.045743 | 0.3656 | 0.043828 | 0.40217 | 0.030541 | 0.20948 | 0.070986 | 0.60913 | 0.047339 | 0.35776 | 0.061037 | 0.30441
7 | 2030 | 2030-07-30 | 0.039417 | 0.2731 | 0.033172 | 0.29749 | 0.03807 | 0.33109 | 0.061512 | 0.4313 | 0.045724 | 0.36604 | 0.043482 | 0.40008 | 0.03014 | 0.20835 | 0.071211 | 0.61241 | 0.046709 | 0.35554 | 0.059448 | 0.29738
7 | 2030 | 2030-07-31 | 0.038611 | 0.2691 | 0.032938 | 0.29451 | 0.037682 | 0.3278 | 0.06138 | 0.43145 | 0.045559 | 0.36514 | 0.043061 | 0.3967 | 0.029707 | 0.20709 | 0.071234 | 0.61388 | 0.045952 | 0.35035 | 0.060508 | 0.30356
8 | 2030 | 2030-08-01 | 0.042262 | 0.29092 | 0.033002 | 0.29051 | 0.036206 | 0.31067 | 0.046631 | 0.31539 | 0.042168 | 0.34847 | 0.030166 | 0.24461 | 0.030527 | 0.21191 | 0.069347 | 0.61168 | 0.0471 | 0.36827 | 0.060709 | 0.31621
8 | 2030 | 2030-08-02 | 0.042583 | 0.29281 | 0.032857 | 0.29136 | 0.035918 | 0.30959 | 0.045971 | 0.31136 | 0.042076 | 0.35006 | 0.0286 | 0.22949 | 0.030146 | 0.21202 | 0.070231 | 0.6177 | 0.046601 | 0.36169 | 0.060243 | 0.313
8 | 2030 | 2030-08-03 | 0.034718 | 0.25861 | 0.020899 | 0.21794 | 0.02726 | 0.26012 | 0.032399 | 0.23627 | 0.030893 | 0.27964 | 0.02294 | 0.1992 | 0.019504 | 0.15983 | 0.046856 | 0.44727 | 0.037584 | 0.31598 | 0.049199 | 0.26576
8 | 2030 | 2030-08-04 | 0.035457 | 0.26341 | 0.020685 | 0.21691 | 0.026999 | 0.25905 | 0.031901 | 0.23384 | 0.030761 | 0.28044 | 0.021731 | 0.18804 | 0.019231 | 0.15804 | 0.046983 | 0.45054 | 0.037205 | 0.31486 | 0.048905 | 0.26621
8 | 2030 | 2030-08-05 | 0.042592 | 0.29399 | 0.032163 | 0.28712 | 0.035196 | 0.3061 | 0.046173 | 0.3181 | 0.041582 | 0.34717 | 0.028027 | 0.22848 | 0.029258 | 0.20768 | 0.070961 | 0.62877 | 0.045419 | 0.35575 | 0.059344 | 0.31393
8 | 2030 | 2030-08-06 | 0.041385 | 0.28706 | 0.031927 | 0.2853 | 0.034973 | 0.30501 | 0.046153 | 0.31991 | 0.041393 | 0.3462 | 0.027751 | 0.2274 | 0.028984 | 0.20565 | 0.071382 | 0.63311 | 0.045021 | 0.35237 | 0.058811 | 0.3086
8 | 2030 | 2030-08-07 | 0.042051 | 0.2913 | 0.031771 | 0.28514 | 0.034728 | 0.30409 | 0.046108 | 0.32163 | 0.041192 | 0.34519 | 0.027466 | 0.22629 | 0.028632 | 0.20467 | 0.070837 | 0.63353 | 0.044882 | 0.35655 | 0.058598 | 0.31037
8 | 2030 | 2030-08-08 | 0.041455 | 0.28795 | 0.03161 | 0.28469 | 0.034503 | 0.30318 | 0.046037 | 0.32329 | 0.040979 | 0.34413 | 0.027175 | 0.22517 | 0.028292 | 0.20344 | 0.071122 | 0.63737 | 0.044528 | 0.35409 | 0.058226 | 0.3083
8 | 2030 | 2030-08-09 | 0.041339 | 0.28744 | 0.031419 | 0.28333 | 0.034304 | 0.30226 | 0.045835 | 0.32399 | 0.040761 | 0.34336 | 0.026686 | 0.22203 | 0.028004 | 0.20135 | 0.071553 | 0.64175 | 0.044168 | 0.35051 | 0.057826 | 0.30539
8 | 2030 | 2030-08-10 | 0.034825 | 0.26198 | 0.019639 | 0.21281 | 0.025632 | 0.25345 | 0.031025 | 0.23961 | 0.029554 | 0.2759 | 0.019058 | 0.17131 | 0.017313 | 0.15142 | 0.04821 | 0.47185 | 0.035114 | 0.30374 | 0.046948 | 0.26062
8 | 2030 | 2030-08-11 | 0.03547 | 0.26499 | 0.019511 | 0.21248 | 0.025431 | 0.25276 | 0.030668 | 0.2393 | 0.029324 | 0.2754 | 0.018371 | 0.16618 | 0.017033 | 0.15137 | 0.048075 | 0.47415 | 0.03486 | 0.30425 | 0.046714 | 0.26098
8 | 2030 | 2030-08-12 | 0.041477 | 0.28902 | 0.031004 | 0.28165 | 0.033716 | 0.30014 | 0.045404 | 0.32833 | 0.040035 | 0.33988 | 0.025772 | 0.21885 | 0.027021 | 0.19884 | 0.071558 | 0.65055 | 0.043236 | 0.34853 | 0.057263 | 0.30453
8 | 2030 | 2030-08-13 | 0.041849 | 0.29077 | 0.030893 | 0.28122 | 0.033543 | 0.29958 | 0.045108 | 0.32877 | 0.039784 | 0.33901 | 0.025274 | 0.21585 | 0.026785 | 0.19813 | 0.071853 | 0.65401 | 0.043073 | 0.34635 | 0.056693 | 0.30173
8 | 2030 | 2030-08-14 | 0.042047 | 0.29193 | 0.030851 | 0.28214 | 0.033356 | 0.29922 | 0.04426 | 0.32477 | 0.039558 | 0.33979 | 0.023825 | 0.20277 | 0.026338 | 0.19606 | 0.072255 | 0.65866 | 0.042681 | 0.34234 | 0.056398 | 0.29982
8 | 2030 | 2030-08-15 | 0.041418 | 0.28902 | 0.030728 | 0.28092 | 0.033233 | 0.29874 | 0.044028 | 0.32598 | 0.039292 | 0.33858 | 0.023524 | 0.20196 | 0.025964 | 0.19297 | 0.071966 | 0.65958 | 0.042749 | 0.34495 | 0.056232 | 0.30053
8 | 2030 | 2030-08-16 | 0.041725 | 0.29026 | 0.0307 | 0.28159 | 0.033104 | 0.29844 | 0.04399 | 0.3289 | 0.03901 | 0.33673 | 0.02361 | 0.2053 | 0.025624 | 0.1917 | 0.072332 | 0.66448 | 0.042286 | 0.34069 | 0.055988 | 0.29913
8 | 2030 | 2030-08-17 | 0.034358 | 0.25893 | 0.018996 | 0.21099 | 0.024534 | 0.25017 | 0.029032 | 0.24413 | 0.027767 | 0.26923 | 0.015997 | 0.15507 | 0.015197 | 0.14477 | 0.04914 | 0.49468 | 0.033452 | 0.29324 | 0.045252 | 0.25545
8 | 2030 | 2030-08-18 | 0.034015 | 0.2576 | 0.018964 | 0.21097 | 0.024429 | 0.25009 | 0.028959 | 0.24697 | 0.027485 | 0.26741 | 0.0161 | 0.15865 | 0.014757 | 0.14067 | 0.048456 | 0.49374 | 0.033749 | 0.29928 | 0.045735 | 0.2597
8 | 2030 | 2030-08-19 | 0.042703 | 0.29734 | 0.030744 | 0.28474 | 0.032796 | 0.2982 | 0.041971 | 0.32251 | 0.03827 | 0.33691 | 0.020676 | 0.18155 | 0.024971 | 0.19205 | 0.071821 | 0.66927 | 0.042392 | 0.34493 | 0.056045 | 0.30052
8 | 2030 | 2030-08-20 | 0.042123 | 0.29402 | 0.030647 | 0.28257 | 0.032738 | 0.2983 | 0.042402 | 0.32969 | 0.037963 | 0.33352 | 0.021758 | 0.19557 | 0.024693 | 0.19035 | 0.071748 | 0.67214 | 0.042189 | 0.34448 | 0.055586 | 0.2978
8 | 2030 | 2030-08-21 | 0.041731 | 0.29366 | 0.03075 | 0.28468 | 0.032659 | 0.29867 | 0.040804 | 0.32019 | 0.037778 | 0.33646 | 0.019227 | 0.17119 | 0.024325 | 0.18795 | 0.071728 | 0.674 | 0.042348 | 0.34522 | 0.055829 | 0.30048
8 | 2030 | 2030-08-22 | 0.041368 | 0.28967 | 0.030714 | 0.28318 | 0.032654 | 0.29893 | 0.042063 | 0.33436 | 0.037435 | 0.33054 | 0.021868 | 0.20182 | 0.02428 | 0.18997 | 0.071898 | 0.67736 | 0.042274 | 0.34358 | 0.055756 | 0.30065
8 | 2030 | 2030-08-23 | 0.041998 | 0.29204 | 0.031017 | 0.28918 | 0.032641 | 0.29944 | 0.041511 | 0.33362 | 0.037206 | 0.33032 | 0.021283 | 0.19812 | 0.024068 | 0.18797 | 0.072534 | 0.684 | 0.041698 | 0.33654 | 0.055312 | 0.29701
8 | 2030 | 2030-08-24 | 0.035072 | 0.26253 | 0.019282 | 0.21543 | 0.024219 | 0.25188 | 0.02467 | 0.23384 | 0.026106 | 0.2688 | 0.010529 | 0.11456 | 0.013542 | 0.13936 | 0.049284 | 0.51356 | 0.033149 | 0.2903 | 0.045238 | 0.25538
8 | 2030 | 2030-08-25 | 0.036006 | 0.26567 | 0.019362 | 0.21548 | 0.024296 | 0.25243 | 0.025489 | 0.24454 | 0.025821 | 0.26446 | 0.01247 | 0.13769 | 0.012921 | 0.13052 | 0.049583 | 0.51777 | 0.033017 | 0.28742 | 0.044464 | 0.24843
8 | 2030 | 2030-08-26 | 0.044632 | 0.30374 | 0.031181 | 0.28757 | 0.032814 | 0.30135 | 0.040149 | 0.33413 | 0.036574 | 0.32918 | 0.020234 | 0.19446 | 0.023119 | 0.17935 | 0.072434 | 0.6918 | 0.041783 | 0.33675 | 0.054841 | 0.29287
8 | 2030 | 2030-08-27 | 0.044657 | 0.30369 | 0.031342 | 0.2887 | 0.032882 | 0.3024 | 0.039376 | 0.33173 | 0.036414 | 0.33 | 0.019364 | 0.18764 | 0.022957 | 0.17787 | 0.072615 | 0.69557 | 0.041719 | 0.33492 | 0.054926 | 0.2944
8 | 2030 | 2030-08-28 | 0.044428 | 0.3016 | 0.031536 | 0.29015 | 0.032992 | 0.30351 | 0.03882 | 0.33114 | 0.036261 | 0.33029 | 0.018905 | 0.18514 | 0.022825 | 0.17858 | 0.072894 | 0.69931 | 0.041785 | 0.33298 | 0.054884 | 0.29255
8 | 2030 | 2030-08-29 | 0.044866 | 0.30673 | 0.031775 | 0.29218 | 0.033123 | 0.30477 | 0.036571 | 0.31656 | 0.036228 | 0.336 | 0.015423 | 0.15045 | 0.022924 | 0.18302 | 0.072063 | 0.6986 | 0.042143 | 0.33984 | 0.05557 | 0.30172
8 | 2030 | 2030-08-30 | 0.04315 | 0.29798 | 0.03223 | 0.29879 | 0.033265 | 0.30624 | 0.037941 | 0.33188 | 0.03601 | 0.33063 | 0.018465 | 0.18508 | 0.023222 | 0.1872 | 0.072426 | 0.70186 | 0.042483 | 0.33857 | 0.056088 | 0.30148
8 | 2030 | 2030-08-31 | 0.037513 | 0.27299 | 0.020747 | 0.2279 | 0.025012 | 0.25964 | 0.022404 | 0.24296 | 0.024974 | 0.26603 | 0.010208 | 0.12776 | 0.012471 | 0.13341 | 0.049461 | 0.53406 | 0.033621 | 0.28897 | 0.044733 | 0.25282
9 | 2030 | 2030-09-01 | 0.044965 | 0.32108 | 0.020771 | 0.23782 | 0.025923 | 0.27639 | 0.029714 | 0.31442 | 0.02455 | 0.2857 | 0.025939 | 0.30609 | 0.015855 | 0.14942 | 0.050423 | 0.54818 | 0.038393 | 0.32517 | 0.051974 | 0.2875
9 | 2030 | 2030-09-02 | 0.051329 | 0.3493 | 0.032542 | 0.31077 | 0.034359 | 0.3236 | 0.044152 | 0.40215 | 0.035182 | 0.35457 | 0.033946 | 0.36575 | 0.026218 | 0.19885 | 0.073631 | 0.72864 | 0.049848 | 0.39752 | 0.062327 | 0.32821
9 | 2030 | 2030-09-03 | 0.051437 | 0.34808 | 0.033094 | 0.3119 | 0.034605 | 0.32305 | 0.044449 | 0.41153 | 0.035863 | 0.36756 | 0.034809 | 0.37915 | 0.026689 | 0.20254 | 0.074052 | 0.73181 | 0.049186 | 0.38811 | 0.06228 | 0.32679
9 | 2030 | 2030-09-04 | 0.050012 | 0.3404 | 0.033288 | 0.31137 | 0.034914 | 0.32489 | 0.043479 | 0.4045 | 0.03548 | 0.35651 | 0.033625 | 0.36588 | 0.026478 | 0.2004 | 0.073621 | 0.73144 | 0.049391 | 0.38859 | 0.062081 | 0.32488
9 | 2030 | 2030-09-05 | 0.050001 | 0.33674 | 0.033694 | 0.31402 | 0.035293 | 0.32955 | 0.04328 | 0.40715 | 0.035758 | 0.35972 | 0.033712 | 0.36878 | 0.025174 | 0.18919 | 0.073739 | 0.73351 | 0.049167 | 0.38375 | 0.061029 | 0.31785
9 | 2030 | 2030-09-06 | 0.051524 | 0.34547 | 0.03413 | 0.31633 | 0.035634 | 0.32966 | 0.042198 | 0.39814 | 0.034998 | 0.34739 | 0.032844 | 0.35858 | 0.025415 | 0.19041 | 0.073854 | 0.73673 | 0.04951 | 0.38452 | 0.061512 | 0.32001
9 | 2030 | 2030-09-07 | 0.044563 | 0.3152 | 0.022931 | 0.25297 | 0.027605 | 0.28565 | 0.027141 | 0.31273 | 0.024189 | 0.28321 | 0.025466 | 0.30985 | 0.015369 | 0.14228 | 0.050565 | 0.56357 | 0.039918 | 0.3265 | 0.051613 | 0.27962
9 | 2030 | 2030-09-08 | 0.046723 | 0.32767 | 0.023412 | 0.25883 | 0.028087 | 0.29141 | 0.027069 | 0.31614 | 0.024286 | 0.28925 | 0.026281 | 0.32085 | 0.016556 | 0.15074 | 0.050754 | 0.56916 | 0.041191 | 0.33628 | 0.05343 | 0.28935
9 | 2030 | 2030-09-09 | 0.0554 | 0.36289 | 0.035591 | 0.32916 | 0.036997 | 0.34115 | 0.04232 | 0.4129 | 0.036198 | 0.36894 | 0.034847 | 0.38693 | 0.027933 | 0.20803 | 0.074304 | 0.75126 | 0.05266 | 0.40725 | 0.062745 | 0.32381
9 | 2030 | 2030-09-10 | 0.057146 | 0.37298 | 0.036139 | 0.33284 | 0.037485 | 0.34318 | 0.04193 | 0.4116 | 0.036095 | 0.3678 | 0.035054 | 0.38957 | 0.02911 | 0.21647 | 0.074384 | 0.75149 | 0.051899 | 0.39638 | 0.065174 | 0.33691
9 | 2030 | 2030-09-11 | 0.058372 | 0.37749 | 0.036721 | 0.33517 | 0.037984 | 0.34379 | 0.042437 | 0.42171 | 0.037447 | 0.37992 | 0.035634 | 0.39793 | 0.028131 | 0.20701 | 0.074794 | 0.7618 | 0.054799 | 0.42188 | 0.066223 | 0.34081
9 | 2030 | 2030-09-12 | 0.05794 | 0.37454 | 0.037335 | 0.33716 | 0.038567 | 0.34812 | 0.042427 | 0.42469 | 0.038102 | 0.38291 | 0.035779 | 0.39986 | 0.028731 | 0.21018 | 0.074407 | 0.76316 | 0.055964 | 0.43092 | 0.066362 | 0.34086
9 | 2030 | 2030-09-13 | 0.059175 | 0.37766 | 0.03797 | 0.3413 | 0.039154 | 0.35058 | 0.041588 | 0.4164 | 0.037429 | 0.37257 | 0.035561 | 0.39566 | 0.028561 | 0.20761 | 0.075604 | 0.76737 | 0.053927 | 0.40517 | 0.066897 | 0.34167
9 | 2030 | 2030-09-14 | 0.052807 | 0.35263 | 0.027179 | 0.27657 | 0.031317 | 0.30512 | 0.026737 | 0.33118 | 0.027047 | 0.30765 | 0.028161 | 0.34479 | 0.019797 | 0.16873 | 0.052757 | 0.6005 | 0.046194 | 0.36444 | 0.060525 | 0.32154
9 | 2030 | 2030-09-15 | 0.052702 | 0.35198 | 0.027857 | 0.28499 | 0.032038 | 0.31255 | 0.026989 | 0.33615 | 0.027803 | 0.31421 | 0.028906 | 0.35317 | 0.020481 | 0.1719 | 0.052624 | 0.5979 | 0.044963 | 0.3486 | 0.056905 | 0.29906
9 | 2030 | 2030-09-16 | 0.059494 | 0.37718 | 0.040415 | 0.36164 | 0.041746 | 0.36989 | 0.041898 | 0.42561 | 0.03944 | 0.38323 | 0.036873 | 0.40909 | 0.030339 | 0.21564 | 0.07604 | 0.77522 | 0.05493 | 0.40384 | 0.07166 | 0.36514
9 | 2030 | 2030-09-17 | 0.064192 | 0.4031 | 0.04098 | 0.3636 | 0.042208 | 0.37138 | 0.042347 | 0.43207 | 0.040266 | 0.39241 | 0.03806 | 0.42224 | 0.031442 | 0.22211 | 0.076891 | 0.78748 | 0.057696 | 0.42674 | 0.074658 | 0.38096
9 | 2030 | 2030-09-18 | 0.067531 | 0.41784 | 0.041762 | 0.36773 | 0.042973 | 0.37542 | 0.043619 | 0.44873 | 0.042341 | 0.41372 | 0.03969 | 0.44166 | 0.033235 | 0.23482 | 0.077755 | 0.80098 | 0.061025 | 0.45522 | 0.076836 | 0.39079
9 | 2030 | 2030-09-19 | 0.070725 | 0.43374 | 0.043325 | 0.38059 | 0.044035 | 0.38156 | 0.04492 | 0.465 | 0.04394 | 0.43696 | 0.042131 | 0.47028 | 0.035553 | 0.25106 | 0.07812 | 0.79909 | 0.058859 | 0.42888 | 0.074853 | 0.37684
9 | 2030 | 2030-09-20 | 0.072137 | 0.44114 | 0.044726 | 0.39206 | 0.044565 | 0.38143 | 0.044553 | 0.45933 | 0.044247 | 0.4273 | 0.041625 | 0.4606 | 0.035959 | 0.2521 | 0.078226 | 0.80165 | 0.059491 | 0.43112 | 0.077916 | 0.39284
9 | 2030 | 2030-09-21 | 0.062208 | 0.3912 | 0.034142 | 0.32658 | 0.037232 | 0.33953 | 0.029981 | 0.37389 | 0.034152 | 0.36154 | 0.034435 | 0.40967 | 0.025814 | 0.20062 | 0.055423 | 0.63685 | 0.052864 | 0.40095 | 0.06929 | 0.35927
9 | 2030 | 2030-09-22 | 0.062999 | 0.39577 | 0.035401 | 0.33854 | 0.038198 | 0.34899 | 0.030642 | 0.37996 | 0.034845 | 0.37141 | 0.036291 | 0.42879 | 0.027827 | 0.21359 | 0.055657 | 0.64086 | 0.053872 | 0.40668 | 0.070687 | 0.36613
9 | 2030 | 2030-09-23 | 0.069845 | 0.42056 | 0.046648 | 0.39946 | 0.047277 | 0.39707 | 0.046016 | 0.47127 | 0.046975 | 0.44219 | 0.044632 | 0.48672 | 0.038537 | 0.26303 | 0.080068 | 0.82176 | 0.062912 | 0.45064 | 0.079211 | 0.39461
9 | 2030 | 2030-09-24 | 0.069427 | 0.41504 | 0.047599 | 0.40364 | 0.048218 | 0.40073 | 0.046302 | 0.4714 | 0.047898 | 0.44033 | 0.044917 | 0.48557 | 0.038583 | 0.25945 | 0.080944 | 0.82632 | 0.062418 | 0.44017 | 0.079084 | 0.39133
9 | 2030 | 2030-09-25 | 0.072145 | 0.43002 | 0.048383 | 0.40715 | 0.048921 | 0.40231 | 0.046658 | 0.47151 | 0.048336 | 0.44111 | 0.046122 | 0.49489 | 0.037855 | 0.24963 | 0.080765 | 0.82521 | 0.062417 | 0.43621 | 0.07639 | 0.37365
9 | 2030 | 2030-09-26 | 0.076319 | 0.45058 | 0.050511 | 0.42546 | 0.051896 | 0.42845 | 0.048055 | 0.48445 | 0.050181 | 0.45789 | 0.048134 | 0.51509 | 0.039837 | 0.26182 | 0.081368 | 0.83331 | 0.064397 | 0.45109 | 0.078776 | 0.38507
9 | 2030 | 2030-09-27 | 0.084217 | 0.4952 | 0.052092 | 0.43979 | 0.052403 | 0.42894 | 0.05031 | 0.50761 | 0.052709 | 0.48976 | 0.051548 | 0.55285 | 0.042242 | 0.27772 | 0.0826 | 0.85059 | 0.068769 | 0.48916 | 0.083921 | 0.41197
9 | 2030 | 2030-09-28 | 0.083213 | 0.49618 | 0.041685 | 0.3769 | 0.045589 | 0.39269 | 0.039102 | 0.4607 | 0.046333 | 0.47521 | 0.048076 | 0.54825 | 0.03456 | 0.24575 | 0.060027 | 0.68707 | 0.062362 | 0.46067 | 0.07932 | 0.40222
9 | 2030 | 2030-09-29 | 0.086706 | 0.51453 | 0.0448 | 0.41387 | 0.049828 | 0.43527 | 0.040452 | 0.47061 | 0.047774 | 0.4889 | 0.050381 | 0.57014 | 0.036843 | 0.26015 | 0.061515 | 0.69822 | 0.063312 | 0.4638 | 0.083352 | 0.42318
9 | 2030 | 2030-09-30 | 0.10088 | 0.58214 | 0.058488 | 0.49988 | 0.059094 | 0.48294 | 0.05741 | 0.57733 | 0.062042 | 0.57716 | 0.059595 | 0.6374 | 0.050012 | 0.32845 | 0.085911 | 0.88474 | 0.075235 | 0.53679 | 0.097387 | 0.48259
10 | 2030 | 2030-10-01 | 0.10401 | 0.52167 | 0.066569 | 0.51241 | 0.065623 | 0.49168 | 0.055789 | 0.5838 | 0.064758 | 0.53321 | 0.055497 | 0.59958 | 0.071268 | 0.37525 | 0.095382 | 0.93776 | 0.092962 | 0.58123 | 0.11093 | 0.49422
10 | 2030 | 2030-10-02 | 0.10928 | 0.54221 | 0.070098 | 0.53567 | 0.067582 | 0.50198 | 0.058062 | 0.59849 | 0.067689 | 0.55183 | 0.058595 | 0.62594 | 0.07739 | 0.40009 | 0.097827 | 0.95866 | 0.098024 | 0.60979 | 0.1082 | 0.48134
10 | 2030 | 2030-10-03 | 0.11467 | 0.56328 | 0.070026 | 0.53312 | 0.06754 | 0.49935 | 0.059836 | 0.60889 | 0.069865 | 0.56442 | 0.06083 | 0.64371 | 0.075909 | 0.39492 | 0.097376 | 0.95401 | 0.097068 | 0.60303 | 0.11871 | 0.5248
10 | 2030 | 2030-10-04 | 0.1173 | 0.57327 | 0.073363 | 0.55527 | 0.067211 | 0.4955 | 0.061437 | 0.61963 | 0.071804 | 0.57568 | 0.062661 | 0.65881 | 0.078283 | 0.40529 | 0.099451 | 0.96958 | 0.096959 | 0.59825 | 0.11498 | 0.50694
10 | 2030 | 2030-10-05 | 0.10992 | 0.54134 | 0.060408 | 0.47326 | 0.06234 | 0.46747 | 0.049582 | 0.55243 | 0.064552 | 0.53388 | 0.059029 | 0.6408 | 0.063632 | 0.33696 | 0.07874 | 0.81909 | 0.094893 | 0.59097 | 0.10202 | 0.45139
10 | 2030 | 2030-10-06 | 0.11559 | 0.56381 | 0.064784 | 0.50318 | 0.063117 | 0.47119 | 0.051986 | 0.57982 | 0.067831 | 0.55885 | 0.061687 | 0.67129 | 0.074162 | 0.38286 | 0.082277 | 0.85031 | 0.1055 | 0.65466 | 0.11981 | 0.52633
10 | 2030 | 2030-10-07 | 0.13123 | 0.62789 | 0.082104 | 0.61278 | 0.081907 | 0.58404 | 0.069434 | 0.69142 | 0.082236 | 0.64933 | 0.072261 | 0.75404 | 0.091413 | 0.46519 | 0.10569 | 1.0212 | 0.11077 | 0.67719 | 0.13259 | 0.57761
10 | 2030 | 2030-10-08 | 0.1307 | 0.6245 | 0.082473 | 0.61189 | 0.084146 | 0.59382 | 0.071508 | 0.69681 | 0.084363 | 0.65843 | 0.074668 | 0.7681 | 0.092674 | 0.47075 | 0.10679 | 1.0283 | 0.10997 | 0.66953 | 0.12586 | 0.54779
10 | 2030 | 2030-10-09 | 0.12811 | 0.61369 | 0.082197 | 0.60669 | 0.082325 | 0.57904 | 0.073904 | 0.69814 | 0.086689 | 0.66662 | 0.077639 | 0.78282 | 0.098531 | 0.49504 | 0.10865 | 1.0414 | 0.10999 | 0.66622 | 0.12808 | 0.55561
10 | 2030 | 2030-10-10 | 0.1257 | 0.60293 | 0.082467 | 0.60662 | 0.078876 | 0.55589 | 0.074201 | 0.69425 | 0.086362 | 0.65834 | 0.076938 | 0.77031 | 0.09641 | 0.48622 | 0.11162 | 1.067 | 0.11916 | 0.72153 | 0.13809 | 0.59709
10 | 2030 | 2030-10-11 | 0.13559 | 0.64219 | 0.086482 | 0.63349 | 0.087186 | 0.60603 | 0.080173 | 0.75137 | 0.094423 | 0.72005 | 0.084658 | 0.85072 | 0.094337 | 0.47762 | 0.11638 | 1.1062 | 0.1275 | 0.76889 | 0.14332 | 0.61732
10 | 2030 | 2030-10-12 | 0.14192 | 0.66481 | 0.082876 | 0.61676 | 0.086583 | 0.60466 | 0.069551 | 0.68782 | 0.088347 | 0.68439 | 0.082408 | 0.84155 | 0.097383 | 0.48915 | 0.093143 | 0.9312 | 0.11692 | 0.70978 | 0.13335 | 0.57492
10 | 2030 | 2030-10-13 | 0.13903 | 0.65315 | 0.080333 | 0.5963 | 0.08364 | 0.58352 | 0.070682 | 0.69696 | 0.089219 | 0.68727 | 0.082549 | 0.84178 | 0.1034 | 0.51254 | 0.094216 | 0.93899 | 0.1205 | 0.73134 | 0.13662 | 0.58777
10 | 2030 | 2030-10-14 | 0.1443 | 0.67534 | 0.092987 | 0.67123 | 0.09714 | 0.66041 | 0.08989 | 0.8184 | 0.10559 | 0.79067 | 0.095261 | 0.94214 | 0.11148 | 0.55455 | 0.12067 | 1.1357 | 0.13238 | 0.79349 | 0.14995 | 0.64172
10 | 2030 | 2030-10-15 | 0.14227 | 0.66723 | 0.093517 | 0.67217 | 0.09026 | 0.61367 | 0.092215 | 0.83068 | 0.10782 | 0.80164 | 0.097214 | 0.95528 | 0.11121 | 0.55209 | 0.12171 | 1.142 | 0.13361 | 0.79974 | 0.14838 | 0.63385
10 | 2030 | 2030-10-16 | 0.14554 | 0.67923 | 0.097509 | 0.69836 | 0.10386 | 0.69782 | 0.096854 | 0.86569 | 0.11338 | 0.83956 | 0.10259 | 1.0046 | 0.11455 | 0.56689 | 0.12469 | 1.1646 | 0.13742 | 0.82029 | 0.15522 | 0.66127
10 | 2030 | 2030-10-17 | 0.15815 | 0.72821 | 0.10411 | 0.74261 | 0.11087 | 0.73924 | 0.1009 | 0.89284 | 0.11795 | 0.86868 | 0.10699 | 1.0423 | 0.12284 | 0.60641 | 0.12755 | 1.1865 | 0.14246 | 0.84913 | 0.16044 | 0.68174
10 | 2030 | 2030-10-18 | 0.16326 | 0.74808 | 0.11213 | 0.79642 | 0.1284 | 0.84732 | 0.10738 | 0.95133 | 0.12625 | 0.93056 | 0.11483 | 1.1218 | 0.12632 | 0.62208 | 0.13014 | 1.2056 | 0.14594 | 0.86817 | 0.17321 | 0.73452
10 | 2030 | 2030-10-19 | 0.15703 | 0.72171 | 0.095633 | 0.68989 | 0.1126 | 0.75039 | 0.095821 | 0.87358 | 0.11825 | 0.87708 | 0.11052 | 1.0878 | 0.12319 | 0.60344 | 0.10893 | 1.0474 | 0.13979 | 0.83581 | 0.15702 | 0.66584
10 | 2030 | 2030-10-20 | 0.17799 | 0.80413 | 0.099915 | 0.71658 | 0.11731 | 0.77757 | 0.09886 | 0.88342 | 0.12095 | 0.8883 | 0.11325 | 1.1025 | 0.12875 | 0.62872 | 0.11113 | 1.0629 | 0.14271 | 0.85193 | 0.15925 | 0.67379
10 | 2030 | 2030-10-21 | 0.19078 | 0.85613 | 0.11943 | 0.84 | 0.13054 | 0.85304 | 0.11836 | 0.99901 | 0.13707 | 0.98628 | 0.12586 | 1.1959 | 0.14452 | 0.70394 | 0.13709 | 1.256 | 0.15775 | 0.93606 | 0.1782 | 0.75231
10 | 2030 | 2030-10-22 | 0.19108 | 0.85662 | 0.11969 | 0.83882 | 0.13263 | 0.86316 | 0.12097 | 1.0165 | 0.13939 | 0.99829 | 0.12744 | 1.2075 | 0.14979 | 0.72729 | 0.14258 | 1.2983 | 0.16316 | 0.96392 | 0.18241 | 0.76756
10 | 2030 | 2030-10-23 | 0.20139 | 0.8968 | 0.13211 | 0.92363 | 0.1595 | 1.0296 | 0.13004 | 1.0957 | 0.15102 | 1.0855 | 0.1388 | 1.3211 | 0.16251 | 0.78575 | 0.1468 | 1.3308 | 0.1695 | 0.99982 | 0.19543 | 0.82151
10 | 2030 | 2030-10-24 | 0.21266 | 0.94114 | 0.13674 | 0.95347 | 0.16165 | 1.0399 | 0.13387 | 1.1152 | 0.15471 | 1.1051 | 0.14227 | 1.3454 | 0.16933 | 0.81662 | 0.14863 | 1.3423 | 0.1712 | 1.0088 | 0.19433 | 0.81636
10 | 2030 | 2030-10-25 | 0.20646 | 0.916 | 0.13023 | 0.90489 | 0.14466 | 0.92939 | 0.13471 | 1.1025 | 0.15387 | 1.0869 | 0.14114 | 1.319 | 0.16077 | 0.77511 | 0.14629 | 1.3171 | 0.16401 | 0.96534 | 0.18706 | 0.78441
10 | 2030 | 2030-10-26 | 0.19622 | 0.87261 | 0.11807 | 0.82672 | 0.14199 | 0.91427 | 0.12364 | 1.0247 | 0.14603 | 1.0327 | 0.13696 | 1.2832 | 0.1536 | 0.74059 | 0.12687 | 1.1744 | 0.16326 | 0.96642 | 0.18415 | 0.77128
10 | 2030 | 2030-10-27 | 0.19658 | 0.8733 | 0.12595 | 0.87963 | 0.15313 | 0.98163 | 0.12783 | 1.0489 | 0.1501 | 1.0557 | 0.14064 | 1.3108 | 0.1631 | 0.78149 | 0.12761 | 1.1744 | 0.15893 | 0.93745 | 0.18224 | 0.7625
10 | 2030 | 2030-10-28 | 0.21096 | 0.93174 | 0.13693 | 0.94149 | 0.15499 | 0.98511 | 0.14784 | 1.1745 | 0.16671 | 1.159 | 0.1532 | 1.4078 | 0.17067 | 0.819 | 0.15385 | 1.3677 | 0.17095 | 1.0019 | 0.19145 | 0.79947
10 | 2030 | 2030-10-29 | 0.20368 | 0.90078 | 0.14593 | 1.0022 | 0.17135 | 1.0848 | 0.15617 | 1.2417 | 0.17677 | 1.2316 | 0.16293 | 1.5012 | 0.1742 | 0.83689 | 0.1566 | 1.3853 | 0.17111 | 0.9996 | 0.18529 | 0.77154
10 | 2030 | 2030-10-30 | 0.22787 | 0.99746 | 0.14677 | 1.0052 | 0.17235 | 1.0885 | 0.16151 | 1.276 | 0.18232 | 1.2661 | 0.16812 | 1.5439 | 0.17841 | 0.85395 | 0.16234 | 1.4332 | 0.18761 | 1.1006 | 0.18997 | 0.79022
10 | 2030 | 2030-10-31 | 0.21317 | 0.93785 | 0.15024 | 1.0265 | 0.17293 | 1.0889 | 0.16539 | 1.2968 | 0.18571 | 1.2834 | 0.17097 | 1.5626 | 0.18547 | 0.88524 | 0.16314 | 1.4331 | 0.18288 | 1.0692 | 0.1979 | 0.8228
11 | 2030 | 2030-11-01 | 0.25058 | 1.016 | 0.16748 | 0.99791 | 0.22368 | 1.1728 | 0.22459 | 1.3385 | 0.22749 | 1.3738 | 0.17911 | 1.4126 | 0.24653 | 1.0099 | 0.20617 | 1.6811 | 0.2119 | 1.0416 | 0.22733 | 0.87176
11 | 2030 | 2030-11-02 | 0.25254 | 1.0188 | 0.15208 | 0.90612 | 0.21149 | 1.1038 | 0.20527 | 1.2265 | 0.212 | 1.2804 | 0.16897 | 1.3375 | 0.22858 | 0.93081 | 0.17698 | 1.4628 | 0.19024 | 0.93756 | 0.20934 | 0.8001
11 | 2030 | 2030-11-03 | 0.2445 | 0.99372 | 0.15882 | 0.94298 | 0.2139 | 1.1182 | 0.21361 | 1.2726 | 0.21925 | 1.3188 | 0.1763 | 1.39 | 0.23032 | 0.94409 | 0.18146 | 1.4927 | 0.19344 | 0.9533 | 0.21832 | 0.83258
11 | 2030 | 2030-11-04 | 0.2569 | 1.0403 | 0.17183 | 1.0193 | 0.23108 | 1.2053 | 0.24393 | 1.4404 | 0.24434 | 1.4613 | 0.19547 | 1.5253 | 0.25177 | 1.0372 | 0.21825 | 1.7607 | 0.21995 | 1.0811 | 0.24322 | 0.92838
11 | 2030 | 2030-11-05 | 0.27537 | 1.1085 | 0.17945 | 1.0586 | 0.24204 | 1.2591 | 0.24824 | 1.4658 | 0.24772 | 1.478 | 0.20009 | 1.5574 | 0.2647 | 1.0862 | 0.21905 | 1.7632 | 0.21875 | 1.0752 | 0.23419 | 0.89473
11 | 2030 | 2030-11-06 | 0.26728 | 1.0788 | 0.18478 | 1.0858 | 0.26217 | 1.3511 | 0.25382 | 1.4926 | 0.25259 | 1.5027 | 0.20429 | 1.5841 | 0.27243 | 1.116 | 0.22233 | 1.7831 | 0.22357 | 1.0946 | 0.24516 | 0.93427
11 | 2030 | 2030-11-07 | 0.25869 | 1.0477 | 0.18619 | 1.0925 | 0.25652 | 1.3209 | 0.25893 | 1.5096 | 0.25745 | 1.527 | 0.20628 | 1.5914 | 0.26417 | 1.0834 | 0.22481 | 1.798 | 0.224 | 1.0973 | 0.25137 | 0.95666
11 | 2030 | 2030-11-08 | 0.27178 | 1.096 | 0.18873 | 1.1053 | 0.26861 | 1.3796 | 0.26103 | 1.5194 | 0.25891 | 1.5326 | 0.20833 | 1.6023 | 0.2754 | 1.1288 | 0.22956 | 1.8294 | 0.22796 | 1.116 | 0.25345 | 0.96375
11 | 2030 | 2030-11-09 | 0.28121 | 1.1252 | 0.18622 | 1.0812 | 0.26225 | 1.339 | 0.26182 | 1.5112 | 0.26213 | 1.5431 | 0.21177 | 1.6274 | 0.26732 | 1.0867 | 0.21535 | 1.7196 | 0.2299 | 1.1196 | 0.23225 | 0.88062
11 | 2030 | 2030-11-10 | 0.28471 | 1.1383 | 0.18936 | 1.0976 | 0.26483 | 1.3514 | 0.27059 | 1.5607 | 0.26949 | 1.5817 | 0.21965 | 1.6835 | 0.27112 | 1.1041 | 0.22043 | 1.7521 | 0.23862 | 1.1557 | 0.24712 | 0.9348
11 | 2030 | 2030-11-11 | 0.30288 | 1.2051 | 0.20093 | 1.1639 | 0.26545 | 1.3602 | 0.28387 | 1.6296 | 0.27898 | 1.6365 | 0.22446 | 1.7068 | 0.2808 | 1.1507 | 0.24371 | 1.9211 | 0.24419 | 1.1874 | 0.26478 | 1.0039
11 | 2030 | 2030-11-12 | 0.29185 | 1.1659 | 0.192 | 1.1149 | 0.25773 | 1.319 | 0.27983 | 1.6071 | 0.27458 | 1.6093 | 0.22214 | 1.6845 | 0.28275 | 1.16 | 0.24364 | 1.9162 | 0.24392 | 1.1834 | 0.26495 | 1.0038
11 | 2030 | 2030-11-13 | 0.3029 | 1.2063 | 0.18439 | 1.0746 | 0.24353 | 1.2514 | 0.28038 | 1.5914 | 0.27553 | 1.6111 | 0.21869 | 1.6469 | 0.28843 | 1.1842 | 0.24133 | 1.8957 | 0.23748 | 1.1539 | 0.26107 | 0.98916
11 | 2030 | 2030-11-14 | 0.33135 | 1.3063 | 0.19787 | 1.1428 | 0.27271 | 1.3854 | 0.29159 | 1.6573 | 0.28483 | 1.6605 | 0.22912 | 1.7231 | 0.29746 | 1.2154 | 0.25034 | 1.958 | 0.24778 | 1.202 | 0.25899 | 0.98111
11 | 2030 | 2030-11-15 | 0.33414 | 1.3159 | 0.20939 | 1.1984 | 0.29336 | 1.4756 | 0.29881 | 1.6896 | 0.29115 | 1.6928 | 0.23357 | 1.7495 | 0.3093 | 1.2596 | 0.25358 | 1.9773 | 0.25172 | 1.2183 | 0.27884 | 1.0539
11 | 2030 | 2030-11-16 | 0.32302 | 1.2704 | 0.20432 | 1.1638 | 0.29045 | 1.4547 | 0.29796 | 1.6768 | 0.29238 | 1.692 | 0.2368 | 1.7737 | 0.30812 | 1.244 | 0.24452 | 1.9037 | 0.26573 | 1.2729 | 0.28512 | 1.0717
11 | 2030 | 2030-11-17 | 0.31226 | 1.2303 | 0.19708 | 1.1243 | 0.2893 | 1.4469 | 0.30802 | 1.712 | 0.30207 | 1.7425 | 0.24018 | 1.7873 | 0.30125 | 1.2221 | 0.24381 | 1.8948 | 0.26183 | 1.2551 | 0.29296 | 1.1004
11 | 2030 | 2030-11-18 | 0.308 | 1.2201 | 0.21237 | 1.2141 | 0.28539 | 1.4392 | 0.32399 | 1.8175 | 0.31249 | 1.8031 | 0.25242 | 1.8742 | 0.30645 | 1.2537 | 0.26182 | 2.0259 | 0.25645 | 1.2397 | 0.29039 | 1.0953
11 | 2030 | 2030-11-19 | 0.32156 | 1.2681 | 0.22092 | 1.2582 | 0.30466 | 1.5299 | 0.33173 | 1.8523 | 0.31921 | 1.8375 | 0.25712 | 1.902 | 0.32409 | 1.3159 | 0.26572 | 2.0504 | 0.26001 | 1.2558 | 0.29285 | 1.104
11 | 2030 | 2030-11-20 | 0.32173 | 1.272 | 0.22275 | 1.2673 | 0.29917 | 1.5053 | 0.33525 | 1.8723 | 0.32151 | 1.8475 | 0.26067 | 1.9239 | 0.32545 | 1.3233 | 0.26576 | 2.0465 | 0.25877 | 1.2487 | 0.29815 | 1.1232
11 | 2030 | 2030-11-21 | 0.32988 | 1.3 | 0.2208 | 1.2534 | 0.30416 | 1.5226 | 0.34278 | 1.9184 | 0.32722 | 1.8767 | 0.26829 | 1.9782 | 0.31793 | 1.2997 | 0.27076 | 2.0787 | 0.26511 | 1.2764 | 0.30103 | 1.1334
11 | 2030 | 2030-11-22 | 0.35705 | 1.3949 | 0.23077 | 1.303 | 0.31412 | 1.5665 | 0.35782 | 1.9921 | 0.34069 | 1.9486 | 0.27818 | 2.0449 | 0.34756 | 1.4031 | 0.28078 | 2.1475 | 0.27924 | 1.3399 | 0.32176 | 1.2094
11 | 2030 | 2030-11-23 | 0.35845 | 1.3969 | 0.22814 | 1.2791 | 0.33189 | 1.6383 | 0.35473 | 1.9513 | 0.34069 | 1.9402 | 0.27563 | 2.0189 | 0.33691 | 1.3589 | 0.2628 | 2.0097 | 0.27648 | 1.321 | 0.3025 | 1.1338
11 | 2030 | 2030-11-24 | 0.3733 | 1.4513 | 0.23597 | 1.3189 | 0.33803 | 1.6652 | 0.35822 | 1.9719 | 0.34283 | 1.9493 | 0.27927 | 2.0416 | 0.34792 | 1.4005 | 0.26482 | 2.0207 | 0.27643 | 1.3215 | 0.31944 | 1.1958
11 | 2030 | 2030-11-25 | 0.38111 | 1.4859 | 0.25152 | 1.4087 | 0.34482 | 1.71 | 0.38263 | 2.1096 | 0.36177 | 2.0568 | 0.29426 | 2.1438 | 0.37063 | 1.4917 | 0.29035 | 2.206 | 0.28563 | 1.3701 | 0.31868 | 1.1979
11 | 2030 | 2030-11-26 | 0.38512 | 1.498 | 0.25365 | 1.4183 | 0.34896 | 1.7263 | 0.38801 | 2.1381 | 0.36577 | 2.0762 | 0.2987 | 2.1716 | 0.37788 | 1.5159 | 0.28834 | 2.1867 | 0.28316 | 1.3556 | 0.31724 | 1.1919
11 | 2030 | 2030-11-27 | 0.37872 | 1.4743 | 0.24666 | 1.3791 | 0.34316 | 1.696 | 0.38619 | 2.1085 | 0.36429 | 2.0641 | 0.29296 | 2.1153 | 0.36686 | 1.4843 | 0.28764 | 2.1778 | 0.27942 | 1.3387 | 0.32059 | 1.2044
11 | 2030 | 2030-11-28 | 0.37543 | 1.4642 | 0.24553 | 1.373 | 0.32887 | 1.6298 | 0.39727 | 2.1752 | 0.37309 | 2.1106 | 0.30342 | 2.1912 | 0.36362 | 1.474 | 0.29063 | 2.1967 | 0.27837 | 1.3375 | 0.30158 | 1.1346
11 | 2030 | 2030-11-29 | 0.38288 | 1.4938 | 0.26067 | 1.4521 | 0.36496 | 1.8014 | 0.40985 | 2.2496 | 0.3833 | 2.1649 | 0.31486 | 2.2743 | 0.37615 | 1.5202 | 0.30293 | 2.2816 | 0.29887 | 1.4275 | 0.3228 | 1.2123
11 | 2030 | 2030-11-30 | 0.38658 | 1.4998 | 0.25434 | 1.4073 | 0.36457 | 1.7847 | 0.39875 | 2.1763 | 0.3751 | 2.1112 | 0.30894 | 2.2265 | 0.37966 | 1.5191 | 0.27846 | 2.0961 | 0.28843 | 1.3713 | 0.3128 | 1.1708
12 | 2030 | 2030-12-01 | 0.34388 | 1.4173 | 0.28362 | 1.544 | 0.36258 | 1.8306 | 0.44381 | 2.3575 | 0.38232 | 2.1571 | 0.3153 | 2.0616 | 0.33624 | 1.4945 | 0.29726 | 2.1603 | 0.28567 | 1.3995 | 0.3074 | 1.1934
12 | 2030 | 2030-12-02 | 0.34452 | 1.4214 | 0.28635 | 1.565 | 0.36242 | 1.8349 | 0.46411 | 2.4663 | 0.39817 | 2.2481 | 0.32435 | 2.1152 | 0.33472 | 1.494 | 0.31827 | 2.3141 | 0.29008 | 1.4243 | 0.31596 | 1.2291
12 | 2030 | 2030-12-03 | 0.34263 | 1.4134 | 0.28675 | 1.566 | 0.36229 | 1.8308 | 0.46536 | 2.4743 | 0.39835 | 2.2455 | 0.32693 | 2.1323 | 0.33479 | 1.4941 | 0.325 | 2.3558 | 0.29956 | 1.4675 | 0.3256 | 1.267
12 | 2030 | 2030-12-04 | 0.34641 | 1.4278 | 0.2844 | 1.5528 | 0.34813 | 1.7617 | 0.46842 | 2.4889 | 0.40036 | 2.2536 | 0.32936 | 2.1452 | 0.33826 | 1.5084 | 0.32562 | 2.3575 | 0.29801 | 1.4605 | 0.34261 | 1.3325
12 | 2030 | 2030-12-05 | 0.35149 | 1.4472 | 0.28539 | 1.5578 | 0.35087 | 1.7744 | 0.46556 | 2.4733 | 0.39843 | 2.24 | 0.32757 | 2.1333 | 0.33722 | 1.5032 | 0.32786 | 2.3699 | 0.29936 | 1.4667 | 0.32666 | 1.2707
12 | 2030 | 2030-12-06 | 0.35464 | 1.4591 | 0.28609 | 1.5591 | 0.35406 | 1.789 | 0.48103 | 2.5451 | 0.41006 | 2.3025 | 0.33555 | 2.1716 | 0.34352 | 1.5296 | 0.32335 | 2.3356 | 0.29315 | 1.4359 | 0.32678 | 1.2713
12 | 2030 | 2030-12-07 | 0.3564 | 1.4635 | 0.28525 | 1.5426 | 0.35082 | 1.7646 | 0.47374 | 2.4982 | 0.40336 | 2.2566 | 0.33493 | 2.1619 | 0.3394 | 1.506 | 0.30991 | 2.2284 | 0.29397 | 1.4369 | 0.30769 | 1.1941
12 | 2030 | 2030-12-08 | 0.35967 | 1.4759 | 0.29541 | 1.5956 | 0.38168 | 1.9151 | 0.4874 | 2.5687 | 0.41187 | 2.3002 | 0.34574 | 2.2258 | 0.34773 | 1.5407 | 0.31132 | 2.234 | 0.29671 | 1.448 | 0.32974 | 1.2798
12 | 2030 | 2030-12-09 | 0.38637 | 1.5824 | 0.31823 | 1.7211 | 0.39512 | 1.9859 | 0.50635 | 2.6739 | 0.42588 | 2.3805 | 0.35544 | 2.2865 | 0.36254 | 1.6088 | 0.33564 | 2.4103 | 0.30648 | 1.4979 | 0.32802 | 1.2755
12 | 2030 | 2030-12-10 | 0.36995 | 1.5175 | 0.30627 | 1.658 | 0.39296 | 1.9736 | 0.52216 | 2.749 | 0.43733 | 2.4418 | 0.36433 | 2.3314 | 0.35277 | 1.5665 | 0.33688 | 2.4148 | 0.30903 | 1.5082 | 0.34458 | 1.3403
12 | 2030 | 2030-12-11 | 0.37103 | 1.5214 | 0.30431 | 1.6435 | 0.38896 | 1.9504 | 0.50955 | 2.6884 | 0.4277 | 2.3851 | 0.35798 | 2.2975 | 0.35343 | 1.5699 | 0.32789 | 2.3512 | 0.29559 | 1.4441 | 0.32846 | 1.2776
12 | 2030 | 2030-12-12 | 0.36178 | 1.4847 | 0.28887 | 1.5624 | 0.35401 | 1.7787 | 0.50692 | 2.6695 | 0.42686 | 2.3787 | 0.35384 | 2.2658 | 0.34486 | 1.5319 | 0.32601 | 2.3347 | 0.29374 | 1.4337 | 0.32185 | 1.2522
12 | 2030 | 2030-12-13 | 0.36544 | 1.4987 | 0.28928 | 1.5641 | 0.347 | 1.7449 | 0.50554 | 2.6613 | 0.42584 | 2.3706 | 0.35277 | 2.2569 | 0.33774 | 1.5013 | 0.32704 | 2.3403 | 0.29217 | 1.4274 | 0.31621 | 1.2302
12 | 2030 | 2030-12-14 | 0.3557 | 1.458 | 0.2777 | 1.4942 | 0.34411 | 1.7229 | 0.49329 | 2.586 | 0.41649 | 2.3111 | 0.34681 | 2.2114 | 0.33975 | 1.5035 | 0.30917 | 2.2015 | 0.29059 | 1.4146 | 0.30519 | 1.1847
12 | 2030 | 2030-12-15 | 0.36081 | 1.4778 | 0.27832 | 1.4959 | 0.34359 | 1.7207 | 0.50004 | 2.6224 | 0.42005 | 2.3276 | 0.35313 | 2.2496 | 0.34106 | 1.5085 | 0.30467 | 2.169 | 0.28275 | 1.3778 | 0.31048 | 1.2056
12 | 2030 | 2030-12-16 | 0.37716 | 1.5438 | 0.30059 | 1.6182 | 0.35044 | 1.7596 | 0.52465 | 2.75 | 0.43927 | 2.4384 | 0.36323 | 2.3044 | 0.35742 | 1.5841 | 0.32883 | 2.3452 | 0.2917 | 1.4246 | 0.32133 | 1.2504
12 | 2030 | 2030-12-17 | 0.37572 | 1.5379 | 0.29348 | 1.5792 | 0.36394 | 1.8249 | 0.52499 | 2.7531 | 0.43871 | 2.4325 | 0.36465 | 2.3128 | 0.36245 | 1.6049 | 0.33596 | 2.3892 | 0.30445 | 1.4822 | 0.33182 | 1.2915
12 | 2030 | 2030-12-18 | 0.37975 | 1.5535 | 0.30863 | 1.6568 | 0.37799 | 1.8916 | 0.52675 | 2.7601 | 0.43987 | 2.4368 | 0.3653 | 2.3129 | 0.37406 | 1.6529 | 0.33839 | 2.4029 | 0.30803 | 1.4983 | 0.33212 | 1.2928
12 | 2030 | 2030-12-19 | 0.39995 | 1.6326 | 0.32789 | 1.7531 | 0.402 | 2.0024 | 0.54298 | 2.8418 | 0.4504 | 2.4926 | 0.37665 | 2.3767 | 0.38714 | 1.7085 | 0.3357 | 2.3818 | 0.30473 | 1.4816 | 0.34339 | 1.3373
12 | 2030 | 2030-12-20 | 0.40257 | 1.6427 | 0.33441 | 1.7821 | 0.40259 | 2.0023 | 0.53929 | 2.8099 | 0.45062 | 2.4944 | 0.36747 | 2.3058 | 0.38522 | 1.6999 | 0.34082 | 2.4141 | 0.31197 | 1.5153 | 0.35191 | 1.3701
12 | 2030 | 2030-12-21 | 0.64113 | 2.5774 | 0.53977 | 2.8377 | 0.78124 | 3.8489 | 0.73838 | 3.7664 | 0.59215 | 3.2766 | 0.48684 | 2.9437 | 0.56405 | 2.4493 | 0.47222 | 3.2902 | 0.5128 | 2.4658 | 0.56142 | 2.1799
12 | 2030 | 2030-12-22 | 0.39279 | 1.6018 | 0.31322 | 1.6668 | 0.39333 | 1.957 | 0.54777 | 2.8487 | 0.45242 | 2.4927 | 0.3808 | 2.3812 | 0.36519 | 1.6065 | 0.31617 | 2.2279 | 0.30089 | 1.4575 | 0.33695 | 1.3097
12 | 2030 | 2030-12-23 | 0.39494 | 1.6122 | 0.32081 | 1.7125 | 0.3897 | 1.9431 | 0.54954 | 2.8658 | 0.45505 | 2.5114 | 0.37764 | 2.3643 | 0.38079 | 1.6781 | 0.33932 | 2.3974 | 0.30955 | 1.5026 | 0.33547 | 1.3065
12 | 2030 | 2030-12-24 | 0.39011 | 1.5931 | 0.32246 | 1.7217 | 0.39641 | 1.9799 | 0.55404 | 2.8904 | 0.45711 | 2.5204 | 0.38203 | 2.3902 | 0.37685 | 1.6602 | 0.33787 | 2.3872 | 0.30466 | 1.4812 | 0.33883 | 1.3195
12 | 2030 | 2030-12-25 | 0.38723 | 1.5817 | 0.30952 | 1.6554 | 0.37372 | 1.8687 | 0.55614 | 2.9017 | 0.45784 | 2.5223 | 0.3841 | 2.4011 | 0.36812 | 1.6224 | 0.33232 | 2.3476 | 0.29712 | 1.445 | 0.32541 | 1.2676
12 | 2030 | 2030-12-26 | 0.39303 | 1.6044 | 0.30718 | 1.6428 | 0.3777 | 1.8868 | 0.55992 | 2.9173 | 0.46072 | 2.5371 | 0.38504 | 2.4003 | 0.36698 | 1.6166 | 0.3346 | 2.3591 | 0.3042 | 1.4755 | 0.35373 | 1.3782
12 | 2030 | 2030-12-27 | 0.40145 | 1.6375 | 0.31526 | 1.6788 | 0.38771 | 1.9313 | 0.55759 | 2.9076 | 0.45811 | 2.5204 | 0.3848 | 2.3995 | 0.37615 | 1.6551 | 0.34358 | 2.418 | 0.31715 | 1.5363 | 0.34444 | 1.3421
12 | 2030 | 2030-12-28 | 0.38407 | 1.5671 | 0.30243 | 1.603 | 0.37239 | 1.852 | 0.54076 | 2.8105 | 0.44528 | 2.4425 | 0.37604 | 2.3383 | 0.35717 | 1.5675 | 0.31291 | 2.1926 | 0.30043 | 1.4506 | 0.32715 | 1.2727
12 | 2030 | 2030-12-29 | 0.38822 | 1.5834 | 0.30799 | 1.6283 | 0.38229 | 1.8986 | 0.53637 | 2.7746 | 0.44507 | 2.4427 | 0.36596 | 2.2612 | 0.36071 | 1.5821 | 0.31445 | 2.2012 | 0.30312 | 1.4629 | 0.34421 | 1.3394
12 | 2030 | 2030-12-30 | 0.41672 | 1.6974 | 0.3287 | 1.7471 | 0.39865 | 1.9868 | 0.56941 | 2.9508 | 0.46845 | 2.5763 | 0.38469 | 2.3726 | 0.37982 | 1.6683 | 0.34877 | 2.447 | 0.32756 | 1.5831 | 0.35979 | 1.4024
12 | 2030 | 2030-12-31 | 0.40096 | 1.6355 | 0.31578 | 1.6801 | 0.39445 | 1.9657 | 0.56834 | 2.9511 | 0.46583 | 2.5592 | 0.3871 | 2.3913 | 0.37925 | 1.6646 | 0.34291 | 2.4057 | 0.32018 | 1.5476 | 0.35509 | 1.3844
1 | 2031 | 2031-01-01 | 0.37722 | 1.537 | 0.34049 | 1.7906 | 0.42526 | 2.1062 | 0.58859 | 3.0406 | 0.47842 | 2.664 | 0.4104 | 2.5466 | 0.40313 | 1.809 | 0.36376 | 2.5578 | 0.32094 | 1.5653 | 0.35394 | 1.3822
1 | 2031 | 2031-01-02 | 0.38165 | 1.5543 | 0.33274 | 1.7504 | 0.41188 | 2.0403 | 0.58931 | 3.0487 | 0.47804 | 2.6576 | 0.41234 | 2.5614 | 0.40533 | 1.818 | 0.36781 | 2.5816 | 0.32615 | 1.5886 | 0.36271 | 1.4171
1 | 2031 | 2031-01-03 | 0.37761 | 1.5386 | 0.32246 | 1.6974 | 0.40976 | 2.0291 | 0.57055 | 2.9567 | 0.46394 | 2.5764 | 0.40042 | 2.4896 | 0.40537 | 1.8169 | 0.353 | 2.4775 | 0.30828 | 1.5016 | 0.34636 | 1.3539
1 | 2031 | 2031-01-04 | 0.36669 | 1.4939 | 0.31293 | 1.6371 | 0.3965 | 1.9579 | 0.55631 | 2.8757 | 0.4526 | 2.5051 | 0.39426 | 2.4477 | 0.38151 | 1.7065 | 0.33371 | 2.3298 | 0.3056 | 1.4833 | 0.33966 | 1.3253
1 | 2031 | 2031-01-05 | 0.36567 | 1.49 | 0.31726 | 1.658 | 0.40187 | 1.9834 | 0.56605 | 2.9225 | 0.45927 | 2.5423 | 0.40009 | 2.4782 | 0.37064 | 1.6577 | 0.33701 | 2.3525 | 0.31171 | 1.5126 | 0.33381 | 1.3025
1 | 2031 | 2031-01-06 | 0.36198 | 1.4781 | 0.31029 | 1.6336 | 0.37883 | 1.8793 | 0.58579 | 3.035 | 0.4732 | 2.623 | 0.41118 | 2.5504 | 0.38227 | 1.7127 | 0.35413 | 2.4817 | 0.31398 | 1.527 | 0.33211 | 1.2985
1 | 2031 | 2031-01-07 | 0.34839 | 1.4252 | 0.29867 | 1.5739 | 0.36171 | 1.7959 | 0.56062 | 2.9096 | 0.45464 | 2.5182 | 0.39452 | 2.4485 | 0.37198 | 1.6667 | 0.34112 | 2.3905 | 0.29873 | 1.4528 | 0.3151 | 1.2327
1 | 2031 | 2031-01-08 | 0.35401 | 1.4471 | 0.2974 | 1.5664 | 0.35398 | 1.7583 | 0.55395 | 2.8792 | 0.4491 | 2.4846 | 0.391 | 2.4289 | 0.37113 | 1.6618 | 0.33886 | 2.3759 | 0.29833 | 1.4511 | 0.31281 | 1.2242
1 | 2031 | 2031-01-09 | 0.36175 | 1.4775 | 0.30626 | 1.6105 | 0.36931 | 1.8319 | 0.5571 | 2.8949 | 0.45088 | 2.4936 | 0.39304 | 2.439 | 0.37525 | 1.6795 | 0.3368 | 2.3607 | 0.29732 | 1.4456 | 0.31964 | 1.2515
1 | 2031 | 2031-01-10 | 0.35677 | 1.4583 | 0.31497 | 1.6538 | 0.36887 | 1.8295 | 0.55817 | 2.8954 | 0.45162 | 2.5 | 0.39208 | 2.4252 | 0.37792 | 1.6907 | 0.34248 | 2.3966 | 0.30517 | 1.4817 | 0.3277 | 1.2833
1 | 2031 | 2031-01-11 | 0.3532 | 1.4423 | 0.30555 | 1.5939 | 0.37002 | 1.8276 | 0.5503 | 2.8388 | 0.44557 | 2.4634 | 0.38765 | 2.3846 | 0.36647 | 1.635 | 0.32083 | 2.2344 | 0.30042 | 1.4541 | 0.30972 | 1.2105
1 | 2031 | 2031-01-12 | 0.34898 | 1.4261 | 0.29531 | 1.5415 | 0.34811 | 1.7217 | 0.53926 | 2.7893 | 0.43664 | 2.4096 | 0.38212 | 2.3564 | 0.35181 | 1.5698 | 0.30765 | 2.1434 | 0.28561 | 1.3825 | 0.29597 | 1.1572
1 | 2031 | 2031-01-13 | 0.34549 | 1.4153 | 0.2911 | 1.5312 | 0.33753 | 1.6784 | 0.54364 | 2.8298 | 0.43911 | 2.424 | 0.38458 | 2.3831 | 0.36102 | 1.615 | 0.32267 | 2.2588 | 0.28561 | 1.3861 | 0.31041 | 1.2163
1 | 2031 | 2031-01-14 | 0.35478 | 1.4517 | 0.29857 | 1.5689 | 0.34828 | 1.7312 | 0.54721 | 2.8436 | 0.44158 | 2.4399 | 0.38555 | 2.3822 | 0.36661 | 1.639 | 0.32301 | 2.2618 | 0.28844 | 1.3997 | 0.30987 | 1.2142
1 | 2031 | 2031-01-15 | 0.36628 | 1.4969 | 0.31799 | 1.6664 | 0.37653 | 1.8669 | 0.56167 | 2.9164 | 0.45143 | 2.4941 | 0.39529 | 2.4397 | 0.37984 | 1.6969 | 0.33435 | 2.3401 | 0.30508 | 1.4796 | 0.32406 | 1.2697
1 | 2031 | 2031-01-16 | 0.36943 | 1.5095 | 0.32603 | 1.7062 | 0.38772 | 1.9209 | 0.56275 | 2.9183 | 0.45207 | 2.4996 | 0.39478 | 2.4306 | 0.38549 | 1.722 | 0.34291 | 2.3934 | 0.31556 | 1.5271 | 0.3341 | 1.3091
1 | 2031 | 2031-01-17 | 0.38855 | 1.584 | 0.32513 | 1.7011 | 0.37881 | 1.8777 | 0.56953 | 2.9519 | 0.45649 | 2.5241 | 0.39915 | 2.455 | 0.39077 | 1.7441 | 0.3382 | 2.3615 | 0.31191 | 1.5094 | 0.34897 | 1.3679
1 | 2031 | 2031-01-18 | 0.37426 | 1.5264 | 0.31595 | 1.643 | 0.38458 | 1.8983 | 0.55926 | 2.8859 | 0.44849 | 2.4757 | 0.39397 | 2.4136 | 0.36764 | 1.6377 | 0.31675 | 2.2004 | 0.30731 | 1.4824 | 0.35112 | 1.374
1 | 2031 | 2031-01-19 | 0.35883 | 1.4668 | 0.30642 | 1.5944 | 0.37574 | 1.8566 | 0.55845 | 2.8797 | 0.44765 | 2.4722 | 0.39268 | 2.4018 | 0.36232 | 1.6142 | 0.31119 | 2.1656 | 0.30389 | 1.4671 | 0.33908 | 1.3268
1 | 2031 | 2031-01-20 | 0.36474 | 1.4925 | 0.3132 | 1.6399 | 0.38266 | 1.8973 | 0.5644 | 2.9273 | 0.45135 | 2.4945 | 0.39592 | 2.4327 | 0.37145 | 1.6578 | 0.33874 | 2.3653 | 0.31892 | 1.5421 | 0.34288 | 1.3443
1 | 2031 | 2031-01-21 | 0.37083 | 1.5165 | 0.32237 | 1.6854 | 0.38866 | 1.9248 | 0.56255 | 2.9176 | 0.44963 | 2.4852 | 0.39447 | 2.4222 | 0.37268 | 1.663 | 0.33225 | 2.32 | 0.31247 | 1.5104 | 0.34998 | 1.3723
1 | 2031 | 2031-01-22 | 0.37448 | 1.5312 | 0.33181 | 1.7328 | 0.40087 | 1.9834 | 0.57202 | 2.9618 | 0.45626 | 2.5242 | 0.3997 | 2.4486 | 0.37295 | 1.6645 | 0.33805 | 2.3587 | 0.32131 | 1.552 | 0.35267 | 1.3828
1 | 2031 | 2031-01-23 | 0.37226 | 1.5229 | 0.33005 | 1.7239 | 0.41712 | 2.0631 | 0.56761 | 2.9412 | 0.45253 | 2.5026 | 0.3972 | 2.4344 | 0.37453 | 1.6711 | 0.33399 | 2.3301 | 0.31793 | 1.5351 | 0.34214 | 1.3422
1 | 2031 | 2031-01-24 | 0.35912 | 1.472 | 0.31821 | 1.6635 | 0.40426 | 2.0006 | 0.55866 | 2.8972 | 0.44562 | 2.4638 | 0.39143 | 2.3995 | 0.36933 | 1.6479 | 0.3218 | 2.2468 | 0.30471 | 1.4714 | 0.33758 | 1.3246
1 | 2031 | 2031-01-25 | 0.34347 | 1.4092 | 0.30001 | 1.5596 | 0.36977 | 1.8282 | 0.53319 | 2.7599 | 0.42631 | 2.3498 | 0.37771 | 2.3132 | 0.34211 | 1.5234 | 0.29368 | 2.0426 | 0.29282 | 1.4105 | 0.31475 | 1.2332
1 | 2031 | 2031-01-26 | 0.35138 | 1.4404 | 0.30105 | 1.5645 | 0.36789 | 1.8193 | 0.53489 | 2.7638 | 0.42755 | 2.3598 | 0.37727 | 2.304 | 0.34293 | 1.5266 | 0.29727 | 2.0661 | 0.29881 | 1.4384 | 0.3164 | 1.2399
1 | 2031 | 2031-01-27 | 0.36233 | 1.4858 | 0.32633 | 1.7036 | 0.40261 | 1.9932 | 0.55015 | 2.8552 | 0.4382 | 2.4229 | 0.38584 | 2.3642 | 0.35967 | 1.6048 | 0.32864 | 2.2934 | 0.31914 | 1.5395 | 0.32864 | 1.2906
1 | 2031 | 2031-01-28 | 0.38335 | 1.5681 | 0.34088 | 1.7764 | 0.41585 | 2.0575 | 0.55374 | 2.8719 | 0.44048 | 2.4367 | 0.3878 | 2.3739 | 0.35792 | 1.5971 | 0.33677 | 2.3479 | 0.33071 | 1.5941 | 0.34825 | 1.367
1 | 2031 | 2031-01-29 | 0.37921 | 1.5523 | 0.34929 | 1.8182 | 0.44631 | 2.2035 | 0.55352 | 2.8693 | 0.44005 | 2.4355 | 0.38714 | 2.3676 | 0.3698 | 1.6493 | 0.33192 | 2.3132 | 0.32586 | 1.5698 | 0.35322 | 1.3869
1 | 2031 | 2031-01-30 | 0.376 | 1.5405 | 0.33855 | 1.7638 | 0.43245 | 2.1366 | 0.55625 | 2.8811 | 0.44177 | 2.4466 | 0.38834 | 2.3721 | 0.36589 | 1.6324 | 0.33646 | 2.3448 | 0.3336 | 1.6068 | 0.35625 | 1.399
1 | 2031 | 2031-01-31 | 0.36363 | 1.4924 | 0.3219 | 1.6798 | 0.39553 | 1.9594 | 0.55614 | 2.8748 | 0.44185 | 2.451 | 0.38632 | 2.3525 | 0.35956 | 1.6037 | 0.33616 | 2.342 | 0.33475 | 1.6117 | 0.34933 | 1.3723
2 | 2031 | 2031-02-01 | 0.35151 | 1.4573 | 0.28583 | 1.5053 | 0.34721 | 1.7367 | 0.49453 | 2.5959 | 0.40524 | 2.3073 | 0.37142 | 2.2985 | 0.32588 | 1.4539 | 0.26928 | 1.9086 | 0.28001 | 1.3433 | 0.30907 | 1.2437
2 | 2031 | 2031-02-02 | 0.35004 | 1.4517 | 0.27901 | 1.4697 | 0.32336 | 1.6196 | 0.48521 | 2.55 | 0.3976 | 2.2605 | 0.36485 | 2.2599 | 0.32931 | 1.4689 | 0.26676 | 1.8908 | 0.27792 | 1.3333 | 0.30418 | 1.223
2 | 2031 | 2031-02-03 | 0.3503 | 1.4553 | 0.29823 | 1.579 | 0.34229 | 1.7192 | 0.49837 | 2.629 | 0.40725 | 2.3194 | 0.37092 | 2.3026 | 0.34167 | 1.5282 | 0.29839 | 2.1232 | 0.29995 | 1.4421 | 0.33018 | 1.3277
2 | 2031 | 2031-02-04 | 0.34407 | 1.4314 | 0.29897 | 1.5826 | 0.34149 | 1.7164 | 0.49981 | 2.6307 | 0.4076 | 2.3282 | 0.37268 | 2.3095 | 0.33981 | 1.52 | 0.28792 | 2.0496 | 0.28917 | 1.3899 | 0.32065 | 1.2889
2 | 2031 | 2031-02-05 | 0.33379 | 1.3915 | 0.29662 | 1.5703 | 0.33236 | 1.6726 | 0.48364 | 2.5516 | 0.39451 | 2.2466 | 0.36134 | 2.244 | 0.33315 | 1.4907 | 0.27758 | 1.9768 | 0.27775 | 1.3351 | 0.30648 | 1.2315
2 | 2031 | 2031-02-06 | 0.33144 | 1.3822 | 0.27315 | 1.4486 | 0.30946 | 1.5607 | 0.47125 | 2.4885 | 0.38412 | 2.1845 | 0.35306 | 2.195 | 0.3119 | 1.396 | 0.2789 | 1.9862 | 0.28029 | 1.3473 | 0.28913 | 1.1619
2 | 2031 | 2031-02-07 | 0.3384 | 1.4101 | 0.2796 | 1.4817 | 0.31292 | 1.5773 | 0.46564 | 2.4595 | 0.37939 | 2.1574 | 0.34921 | 2.1717 | 0.31511 | 1.4101 | 0.27811 | 1.981 | 0.28122 | 1.3514 | 0.29945 | 1.2048
2 | 2031 | 2031-02-08 | 0.33769 | 1.4061 | 0.27045 | 1.424 | 0.29597 | 1.4869 | 0.45281 | 2.3824 | 0.37007 | 2.1035 | 0.3427 | 2.1252 | 0.31501 | 1.4066 | 0.2524 | 1.791 | 0.2696 | 1.292 | 0.30439 | 1.2241
2 | 2031 | 2031-02-09 | 0.3331 | 1.3882 | 0.27169 | 1.4301 | 0.30976 | 1.5542 | 0.45598 | 2.3978 | 0.3727 | 2.1219 | 0.3445 | 2.135 | 0.31283 | 1.3966 | 0.25277 | 1.7938 | 0.27139 | 1.3005 | 0.29829 | 1.2003
2 | 2031 | 2031-02-10 | 0.33172 | 1.3847 | 0.28018 | 1.4839 | 0.31904 | 1.6063 | 0.46275 | 2.4457 | 0.37732 | 2.1487 | 0.34609 | 2.1525 | 0.30517 | 1.366 | 0.26983 | 1.9228 | 0.27362 | 1.3153 | 0.29776 | 1.199
2 | 2031 | 2031-02-11 | 0.32924 | 1.376 | 0.27749 | 1.4698 | 0.30436 | 1.5354 | 0.46197 | 2.4418 | 0.37678 | 2.1469 | 0.34516 | 2.1468 | 0.29345 | 1.314 | 0.26981 | 1.9231 | 0.27523 | 1.3228 | 0.29742 | 1.1968
2 | 2031 | 2031-02-12 | 0.32787 | 1.3711 | 0.27072 | 1.4346 | 0.31074 | 1.5676 | 0.45458 | 2.4035 | 0.37059 | 2.1112 | 0.34015 | 2.1169 | 0.30109 | 1.3482 | 0.26931 | 1.9209 | 0.27831 | 1.3363 | 0.28866 | 1.1627
2 | 2031 | 2031-02-13 | 0.32539 | 1.3612 | 0.2642 | 1.4006 | 0.29738 | 1.5017 | 0.45398 | 2.3986 | 0.36994 | 2.1105 | 0.33973 | 2.1132 | 0.29856 | 1.3374 | 0.27003 | 1.9256 | 0.2788 | 1.3394 | 0.30226 | 1.2177
2 | 2031 | 2031-02-14 | 0.32364 | 1.3551 | 0.2688 | 1.4241 | 0.30743 | 1.5509 | 0.44982 | 2.3773 | 0.36659 | 2.0915 | 0.3366 | 2.0947 | 0.29484 | 1.3212 | 0.26966 | 1.9236 | 0.28021 | 1.3458 | 0.30356 | 1.2231
2 | 2031 | 2031-02-15 | 0.31672 | 1.3261 | 0.25907 | 1.3634 | 0.30756 | 1.5443 | 0.43069 | 2.2695 | 0.3523 | 2.0058 | 0.32565 | 2.0232 | 0.28133 | 1.2573 | 0.25005 | 1.7776 | 0.2784 | 1.3323 | 0.30512 | 1.2283
2 | 2031 | 2031-02-16 | 0.32077 | 1.3429 | 0.25564 | 1.3455 | 0.29875 | 1.5024 | 0.436 | 2.2914 | 0.35615 | 2.0357 | 0.32963 | 2.0439 | 0.27848 | 1.2446 | 0.24979 | 1.7759 | 0.27896 | 1.3351 | 0.29122 | 1.1728
2 | 2031 | 2031-02-17 | 0.34781 | 1.4524 | 0.28142 | 1.4886 | 0.31779 | 1.6016 | 0.44979 | 2.3722 | 0.36634 | 2.0992 | 0.33617 | 2.0893 | 0.2956 | 1.3252 | 0.27025 | 1.9287 | 0.28438 | 1.3658 | 0.31126 | 1.2556
2 | 2031 | 2031-02-18 | 0.34881 | 1.457 | 0.27744 | 1.4677 | 0.33331 | 1.6768 | 0.44736 | 2.3586 | 0.36432 | 2.0894 | 0.33434 | 2.0779 | 0.30554 | 1.3697 | 0.27587 | 1.9689 | 0.2928 | 1.4059 | 0.32019 | 1.2906
2 | 2031 | 2031-02-19 | 0.34064 | 1.4246 | 0.27479 | 1.4537 | 0.32963 | 1.6585 | 0.44182 | 2.3304 | 0.35989 | 2.0636 | 0.33023 | 2.0539 | 0.29907 | 1.3412 | 0.27752 | 1.9801 | 0.29412 | 1.4131 | 0.31964 | 1.2895
2 | 2031 | 2031-02-20 | 0.32508 | 1.3632 | 0.2671 | 1.4137 | 0.31477 | 1.5857 | 0.43228 | 2.2821 | 0.35214 | 2.0173 | 0.32351 | 2.0146 | 0.2875 | 1.2896 | 0.27484 | 1.9613 | 0.29111 | 1.3991 | 0.30827 | 1.2451
2 | 2031 | 2031-02-21 | 0.33022 | 1.384 | 0.25908 | 1.3719 | 0.31227 | 1.5746 | 0.42413 | 2.2403 | 0.3455 | 1.9782 | 0.31775 | 1.9808 | 0.27978 | 1.2555 | 0.27141 | 1.9381 | 0.28982 | 1.392 | 0.30464 | 1.2293
2 | 2031 | 2031-02-22 | 0.32961 | 1.3807 | 0.2573 | 1.3524 | 0.30781 | 1.5462 | 0.41466 | 2.1751 | 0.33841 | 1.9425 | 0.3142 | 1.9496 | 0.27752 | 1.2422 | 0.24382 | 1.735 | 0.27598 | 1.3219 | 0.29118 | 1.1749
2 | 2031 | 2031-02-23 | 0.31413 | 1.3193 | 0.25265 | 1.328 | 0.30524 | 1.5333 | 0.40384 | 2.1234 | 0.33012 | 1.8897 | 0.30592 | 1.9029 | 0.26379 | 1.181 | 0.23582 | 1.6788 | 0.26691 | 1.2786 | 0.29513 | 1.1894
2 | 2031 | 2031-02-24 | 0.32016 | 1.3456 | 0.25804 | 1.3656 | 0.29528 | 1.4911 | 0.41425 | 2.1875 | 0.33762 | 1.936 | 0.31006 | 1.9346 | 0.27235 | 1.2231 | 0.25892 | 1.8501 | 0.27538 | 1.3239 | 0.29351 | 1.1826
2 | 2031 | 2031-02-25 | 0.31546 | 1.3274 | 0.25468 | 1.3479 | 0.28565 | 1.4443 | 0.40712 | 2.1477 | 0.33138 | 1.9023 | 0.30556 | 1.9066 | 0.26874 | 1.2072 | 0.25383 | 1.8143 | 0.26962 | 1.2965 | 0.28832 | 1.164
2 | 2031 | 2031-02-26 | 0.29631 | 1.2512 | 0.24294 | 1.2867 | 0.29331 | 1.4798 | 0.40143 | 2.1233 | 0.32759 | 1.876 | 0.30029 | 1.878 | 0.26333 | 1.1833 | 0.25288 | 1.8076 | 0.26847 | 1.2915 | 0.29373 | 1.1853
2 | 2031 | 2031-02-27 | 0.29367 | 1.2414 | 0.24191 | 1.2811 | 0.28165 | 1.4243 | 0.40128 | 2.1183 | 0.32712 | 1.8781 | 0.30037 | 1.8765 | 0.26021 | 1.1697 | 0.24995 | 1.7869 | 0.26508 | 1.2756 | 0.2731 | 1.103
2 | 2031 | 2031-02-28 | 0.30717 | 1.2957 | 0.24022 | 1.2721 | 0.2808 | 1.4208 | 0.39559 | 2.0883 | 0.3225 | 1.8518 | 0.29622 | 1.8517 | 0.27224 | 1.2243 | 0.24851 | 1.7779 | 0.26618 | 1.28 | 0.28436 | 1.1465
3 | 2031 | 2031-03-01 | 0.28824 | 1.2314 | 0.22509 | 1.2004 | 0.24556 | 1.2884 | 0.41351 | 2.1886 | 0.31579 | 1.8024 | 0.29253 | 1.8861 | 0.24604 | 1.1089 | 0.22062 | 1.5505 | 0.26045 | 1.2815 | 0.28034 | 1.1597
3 | 2031 | 2031-03-02 | 0.28095 | 1.2025 | 0.218 | 1.1631 | 0.24634 | 1.2925 | 0.40567 | 2.148 | 0.31078 | 1.7743 | 0.2872 | 1.8526 | 0.23888 | 1.0768 | 0.21565 | 1.5168 | 0.25953 | 1.2766 | 0.2823 | 1.1673
3 | 2031 | 2031-03-03 | 0.28571 | 1.2277 | 0.23456 | 1.2585 | 0.25838 | 1.3597 | 0.41853 | 2.224 | 0.32097 | 1.8395 | 0.29267 | 1.8918 | 0.24581 | 1.1119 | 0.23787 | 1.6818 | 0.26442 | 1.3043 | 0.27765 | 1.1486
3 | 2031 | 2031-03-04 | 0.29202 | 1.2533 | 0.23851 | 1.2788 | 0.25222 | 1.3274 | 0.40978 | 2.1781 | 0.31369 | 1.7939 | 0.28722 | 1.8578 | 0.24609 | 1.1134 | 0.23381 | 1.6534 | 0.25363 | 1.2516 | 0.2776 | 1.1489
3 | 2031 | 2031-03-05 | 0.28747 | 1.2361 | 0.22793 | 1.2236 | 0.23426 | 1.2335 | 0.39617 | 2.1086 | 0.30544 | 1.7462 | 0.27842 | 1.8018 | 0.23401 | 1.0589 | 0.22569 | 1.5977 | 0.24653 | 1.2163 | 0.259 | 1.0709
3 | 2031 | 2031-03-06 | 0.27874 | 1.2007 | 0.21943 | 1.1779 | 0.22713 | 1.1963 | 0.38633 | 2.0576 | 0.29858 | 1.7054 | 0.27204 | 1.7616 | 0.23462 | 1.062 | 0.22222 | 1.5736 | 0.24057 | 1.1872 | 0.26236 | 1.0862
3 | 2031 | 2031-03-07 | 0.2686 | 1.1597 | 0.21328 | 1.1448 | 0.2257 | 1.1889 | 0.38402 | 2.0443 | 0.29613 | 1.6913 | 0.27009 | 1.7499 | 0.22068 | 0.99964 | 0.2246 | 1.5897 | 0.24145 | 1.1923 | 0.24938 | 1.0321
3 | 2031 | 2031-03-08 | 0.25606 | 1.1085 | 0.19595 | 1.0439 | 0.20611 | 1.0826 | 0.36765 | 1.9481 | 0.28356 | 1.6173 | 0.26095 | 1.6886 | 0.21534 | 0.97231 | 0.20092 | 1.4144 | 0.23454 | 1.1555 | 0.23688 | 0.98065
3 | 2031 | 2031-03-09 | 0.27048 | 1.1675 | 0.2049 | 1.0915 | 0.21712 | 1.1404 | 0.37675 | 1.9925 | 0.28952 | 1.6582 | 0.26528 | 1.717 | 0.2244 | 1.0134 | 0.20607 | 1.4498 | 0.24138 | 1.1901 | 0.2527 | 1.0468
3 | 2031 | 2031-03-10 | 0.28303 | 1.2193 | 0.2267 | 1.2154 | 0.2446 | 1.288 | 0.3958 | 2.0993 | 0.30343 | 1.7462 | 0.2743 | 1.7789 | 0.24052 | 1.09 | 0.23552 | 1.6649 | 0.25894 | 1.2807 | 0.25898 | 1.0728
3 | 2031 | 2031-03-11 | 0.28143 | 1.2131 | 0.22327 | 1.1962 | 0.24028 | 1.2655 | 0.4002 | 2.1195 | 0.30487 | 1.7557 | 0.27628 | 1.7925 | 0.23911 | 1.0838 | 0.2343 | 1.6562 | 0.25616 | 1.2675 | 0.27725 | 1.15
3 | 2031 | 2031-03-12 | 0.27089 | 1.1709 | 0.22033 | 1.1816 | 0.24426 | 1.2865 | 0.38697 | 2.0516 | 0.29623 | 1.7043 | 0.26779 | 1.7385 | 0.23983 | 1.087 | 0.22931 | 1.6217 | 0.24927 | 1.2338 | 0.26368 | 1.0933
3 | 2031 | 2031-03-13 | 0.27448 | 1.1856 | 0.21961 | 1.1768 | 0.24111 | 1.2702 | 0.38842 | 2.0573 | 0.2968 | 1.7103 | 0.2678 | 1.7392 | 0.2351 | 1.0659 | 0.23362 | 1.6513 | 0.25633 | 1.2694 | 0.2748 | 1.14
3 | 2031 | 2031-03-14 | 0.27787 | 1.2003 | 0.22012 | 1.1798 | 0.25477 | 1.3419 | 0.38256 | 2.0264 | 0.2932 | 1.6912 | 0.26346 | 1.7117 | 0.23577 | 1.069 | 0.23912 | 1.6894 | 0.2667 | 1.3213 | 0.2702 | 1.121
3 | 2031 | 2031-03-15 | 0.26824 | 1.1599 | 0.20525 | 1.0916 | 0.22955 | 1.2063 | 0.36581 | 1.9283 | 0.28059 | 1.6172 | 0.25398 | 1.648 | 0.2224 | 1.0059 | 0.21134 | 1.4857 | 0.25359 | 1.2538 | 0.25972 | 1.0783
3 | 2031 | 2031-03-16 | 0.25434 | 1.1036 | 0.19783 | 1.0524 | 0.21864 | 1.1495 | 0.36189 | 1.9069 | 0.27754 | 1.6001 | 0.25093 | 1.6289 | 0.20993 | 0.94989 | 0.20652 | 1.4516 | 0.24024 | 1.1886 | 0.24588 | 1.0219
3 | 2031 | 2031-03-17 | 0.25276 | 1.0987 | 0.2083 | 1.117 | 0.22656 | 1.195 | 0.36109 | 1.9137 | 0.27798 | 1.6021 | 0.24865 | 1.6182 | 0.21837 | 0.99118 | 0.2231 | 1.5779 | 0.24012 | 1.1912 | 0.24549 | 1.0197
3 | 2031 | 2031-03-18 | 0.24084 | 1.0499 | 0.19453 | 1.0432 | 0.20838 | 1.1001 | 0.34809 | 1.8468 | 0.26916 | 1.5488 | 0.24034 | 1.5652 | 0.20999 | 0.95367 | 0.21806 | 1.5427 | 0.23025 | 1.143 | 0.2242 | 0.93095
3 | 2031 | 2031-03-19 | 0.23172 | 1.0134 | 0.18276 | 0.98008 | 0.19564 | 1.0338 | 0.33695 | 1.789 | 0.26119 | 1.5003 | 0.23318 | 1.5197 | 0.20174 | 0.91659 | 0.21089 | 1.4932 | 0.22184 | 1.1016 | 0.22928 | 0.95211
3 | 2031 | 2031-03-20 | 0.23154 | 1.0132 | 0.18517 | 0.99278 | 0.1967 | 1.0397 | 0.32688 | 1.7371 | 0.25486 | 1.4638 | 0.2264 | 1.4764 | 0.1958 | 0.88973 | 0.20953 | 1.4838 | 0.22242 | 1.1048 | 0.22914 | 0.95191
3 | 2031 | 2031-03-21 | 0.2438 | 1.0629 | 0.19228 | 1.0309 | 0.20956 | 1.1073 | 0.32938 | 1.7478 | 0.25534 | 1.4678 | 0.22716 | 1.4818 | 0.19845 | 0.90186 | 0.21601 | 1.528 | 0.22786 | 1.133 | 0.22583 | 0.93881
3 | 2031 | 2031-03-22 | 0.25156 | 1.0933 | 0.17975 | 0.95517 | 0.20041 | 1.056 | 0.32435 | 1.7085 | 0.25021 | 1.4407 | 0.22441 | 1.4611 | 0.1856 | 0.841 | 0.19867 | 1.3962 | 0.2293 | 1.138 | 0.22788 | 0.94832
3 | 2031 | 2031-03-23 | 0.24196 | 1.0547 | 0.17694 | 0.94025 | 0.20335 | 1.0718 | 0.31894 | 1.6799 | 0.24668 | 1.4214 | 0.22036 | 1.4353 | 0.18351 | 0.83141 | 0.19354 | 1.3605 | 0.22124 | 1.0986 | 0.21408 | 0.89094
3 | 2031 | 2031-03-24 | 0.24404 | 1.0647 | 0.18897 | 1.0127 | 0.21743 | 1.1498 | 0.32595 | 1.726 | 0.25222 | 1.4556 | 0.22254 | 1.453 | 0.1887 | 0.85802 | 0.21105 | 1.493 | 0.22073 | 1.0995 | 0.22548 | 0.93892
3 | 2031 | 2031-03-25 | 0.24701 | 1.0762 | 0.18548 | 0.99358 | 0.21174 | 1.1205 | 0.32672 | 1.728 | 0.25155 | 1.4521 | 0.22231 | 1.4519 | 0.19562 | 0.88935 | 0.22038 | 1.5572 | 0.235 | 1.1711 | 0.23673 | 0.98638
3 | 2031 | 2031-03-26 | 0.24332 | 1.0616 | 0.186 | 0.99596 | 0.21659 | 1.1464 | 0.31852 | 1.6853 | 0.24565 | 1.4169 | 0.2168 | 1.4168 | 0.18746 | 0.85289 | 0.22092 | 1.5604 | 0.23303 | 1.1622 | 0.23349 | 0.97347
3 | 2031 | 2031-03-27 | 0.24392 | 1.0647 | 0.18466 | 0.99033 | 0.21372 | 1.132 | 0.31471 | 1.6649 | 0.24349 | 1.4069 | 0.21358 | 1.3962 | 0.18997 | 0.86391 | 0.21846 | 1.5435 | 0.23306 | 1.1627 | 0.23611 | 0.98411
3 | 2031 | 2031-03-28 | 0.2294 | 1.0057 | 0.17398 | 0.93247 | 0.18338 | 0.9739 | 0.30214 | 1.6006 | 0.23592 | 1.3633 | 0.20525 | 1.3427 | 0.18372 | 0.83551 | 0.21342 | 1.5084 | 0.22544 | 1.1255 | 0.23477 | 0.97826
3 | 2031 | 2031-03-29 | 0.22024 | 0.96804 | 0.16 | 0.85002 | 0.18284 | 0.96787 | 0.27606 | 1.4555 | 0.21677 | 1.2472 | 0.19053 | 1.245 | 0.17017 | 0.77107 | 0.18307 | 1.287 | 0.20926 | 1.0427 | 0.20907 | 0.87226
3 | 2031 | 2031-03-30 | 0.2247 | 0.98539 | 0.15708 | 0.8346 | 0.18356 | 0.97228 | 0.27679 | 1.4578 | 0.21686 | 1.25 | 0.1901 | 1.2424 | 0.16676 | 0.75581 | 0.18373 | 1.291 | 0.20799 | 1.0374 | 0.20649 | 0.8626
3 | 2031 | 2031-03-31 | 0.23909 | 1.0451 | 0.17905 | 0.96 | 0.20458 | 1.0868 | 0.30359 | 1.6033 | 0.23491 | 1.3623 | 0.20375 | 1.3336 | 0.19518 | 0.8872 | 0.2173 | 1.5338 | 0.22605 | 1.1312 | 0.21718 | 0.90723
4 | 2031 | 2031-04-01 | 0.21483 | 0.94785 | 0.16234 | 0.8611 | 0.17828 | 0.93378 | 0.24848 | 1.3185 | 0.2224 | 1.2256 | 0.19176 | 1.2237 | 0.17001 | 0.7484 | 0.18922 | 1.3621 | 0.20348 | 1.0286 | 0.21599 | 0.90612
4 | 2031 | 2031-04-02 | 0.21163 | 0.93449 | 0.16159 | 0.85678 | 0.17615 | 0.92349 | 0.24644 | 1.3078 | 0.22132 | 1.2193 | 0.18984 | 1.2108 | 0.16607 | 0.73143 | 0.18873 | 1.3581 | 0.20176 | 1.0208 | 0.20966 | 0.87969
4 | 2031 | 2031-04-03 | 0.21109 | 0.93229 | 0.15396 | 0.81746 | 0.17113 | 0.89935 | 0.24294 | 1.2902 | 0.21876 | 1.2048 | 0.18655 | 1.1899 | 0.16748 | 0.73708 | 0.18547 | 1.3364 | 0.20236 | 1.0242 | 0.21276 | 0.89334
4 | 2031 | 2031-04-04 | 0.20506 | 0.90829 | 0.15353 | 0.81522 | 0.16915 | 0.88975 | 0.23571 | 1.2522 | 0.21129 | 1.1651 | 0.18023 | 1.1522 | 0.16382 | 0.72131 | 0.17883 | 1.2879 | 0.19041 | 0.96459 | 0.20435 | 0.85838
4 | 2031 | 2031-04-05 | 0.18859 | 0.84051 | 0.13259 | 0.69628 | 0.15809 | 0.82997 | 0.21955 | 1.1574 | 0.19965 | 1.0956 | 0.17159 | 1.0925 | 0.14854 | 0.65025 | 0.1513 | 1.0859 | 0.17956 | 0.90819 | 0.19551 | 0.82266
4 | 2031 | 2031-04-06 | 0.19297 | 0.85869 | 0.13688 | 0.71865 | 0.15056 | 0.79202 | 0.21276 | 1.1218 | 0.19274 | 1.0587 | 0.16564 | 1.0568 | 0.14696 | 0.64322 | 0.15473 | 1.109 | 0.18037 | 0.91345 | 0.19253 | 0.81054
4 | 2031 | 2031-04-07 | 0.19504 | 0.86879 | 0.14431 | 0.76691 | 0.16406 | 0.86669 | 0.22296 | 1.1825 | 0.19863 | 1.0988 | 0.16948 | 1.0866 | 0.16034 | 0.70555 | 0.17764 | 1.2785 | 0.18716 | 0.95066 | 0.20286 | 0.85386
4 | 2031 | 2031-04-08 | 0.18967 | 0.84635 | 0.14441 | 0.76753 | 0.16438 | 0.86962 | 0.22279 | 1.1815 | 0.19966 | 1.1039 | 0.16929 | 1.0837 | 0.1563 | 0.68809 | 0.1766 | 1.2706 | 0.18461 | 0.93864 | 0.20198 | 0.85025
4 | 2031 | 2031-04-09 | 0.18089 | 0.81056 | 0.14376 | 0.76408 | 0.15407 | 0.8178 | 0.21278 | 1.1301 | 0.18916 | 1.0477 | 0.16045 | 1.0313 | 0.14689 | 0.648 | 0.17643 | 1.2683 | 0.1813 | 0.92292 | 0.20614 | 0.8684
4 | 2031 | 2031-04-10 | 0.18125 | 0.81277 | 0.13664 | 0.72705 | 0.14729 | 0.78333 | 0.20578 | 1.0927 | 0.18161 | 1.0081 | 0.15455 | 0.99638 | 0.14154 | 0.62508 | 0.17368 | 1.2518 | 0.18728 | 0.95328 | 0.20085 | 0.84704
4 | 2031 | 2031-04-11 | 0.1896 | 0.84561 | 0.13918 | 0.7402 | 0.1506 | 0.80123 | 0.20896 | 1.1081 | 0.18621 | 1.0327 | 0.15748 | 1.0117 | 0.15253 | 0.67108 | 0.17309 | 1.2452 | 0.17956 | 0.91547 | 0.19607 | 0.82687
4 | 2031 | 2031-04-12 | 0.18859 | 0.84084 | 0.13168 | 0.69228 | 0.1485 | 0.78685 | 0.19565 | 1.0298 | 0.17853 | 0.98323 | 0.1511 | 0.96441 | 0.14586 | 0.63632 | 0.14929 | 1.0699 | 0.17371 | 0.88451 | 0.18258 | 0.77155
4 | 2031 | 2031-04-13 | 0.1848 | 0.82627 | 0.13096 | 0.68859 | 0.14747 | 0.78231 | 0.18804 | 0.98824 | 0.16978 | 0.93813 | 0.14491 | 0.9283 | 0.14224 | 0.62066 | 0.14469 | 1.038 | 0.17053 | 0.86898 | 0.18483 | 0.78156
4 | 2031 | 2031-04-14 | 0.19183 | 0.85533 | 0.14075 | 0.7493 | 0.15062 | 0.80474 | 0.20473 | 1.0839 | 0.18379 | 1.0205 | 0.15428 | 0.98923 | 0.15015 | 0.65993 | 0.17634 | 1.2671 | 0.18046 | 0.92289 | 0.19397 | 0.8196
4 | 2031 | 2031-04-15 | 0.18624 | 0.83173 | 0.1389 | 0.74073 | 0.1489 | 0.79829 | 0.19736 | 1.0489 | 0.17738 | 0.98451 | 0.14738 | 0.94704 | 0.15144 | 0.665 | 0.1705 | 1.2257 | 0.17356 | 0.88861 | 0.18101 | 0.76491
4 | 2031 | 2031-04-16 | 0.18556 | 0.8292 | 0.12905 | 0.68916 | 0.1447 | 0.77709 | 0.19007 | 1.0098 | 0.16929 | 0.94249 | 0.14136 | 0.91176 | 0.14952 | 0.65658 | 0.1588 | 1.1451 | 0.16689 | 0.85476 | 0.17679 | 0.74775
4 | 2031 | 2031-04-17 | 0.18175 | 0.81403 | 0.1266 | 0.67694 | 0.14155 | 0.76271 | 0.18574 | 0.9869 | 0.16501 | 0.92013 | 0.13781 | 0.89021 | 0.14688 | 0.64507 | 0.15865 | 1.1421 | 0.16106 | 0.8265 | 0.16989 | 0.71915
4 | 2031 | 2031-04-18 | 0.17828 | 0.7998 | 0.12834 | 0.68649 | 0.14075 | 0.7599 | 0.18077 | 0.96169 | 0.16036 | 0.89517 | 0.13354 | 0.86425 | 0.14177 | 0.62313 | 0.1551 | 1.1162 | 0.15456 | 0.79444 | 0.16964 | 0.71831
4 | 2031 | 2031-04-19 | 0.16274 | 0.7362 | 0.10769 | 0.56924 | 0.11604 | 0.63067 | 0.16245 | 0.85677 | 0.14626 | 0.81262 | 0.12311 | 0.79459 | 0.12001 | 0.52461 | 0.128 | 0.91588 | 0.13954 | 0.71736 | 0.15749 | 0.66865
4 | 2031 | 2031-04-20 | 0.16334 | 0.73815 | 0.11414 | 0.60353 | 0.12572 | 0.68097 | 0.16226 | 0.8549 | 0.14669 | 0.81554 | 0.12329 | 0.79465 | 0.12157 | 0.5309 | 0.13675 | 0.97788 | 0.14984 | 0.77064 | 0.1547 | 0.65732
4 | 2031 | 2031-04-21 | 0.17973 | 0.8063 | 0.12641 | 0.67748 | 0.13265 | 0.72254 | 0.17647 | 0.93765 | 0.15755 | 0.88173 | 0.13069 | 0.84476 | 0.13584 | 0.59694 | 0.16378 | 1.1778 | 0.16477 | 0.84904 | 0.16126 | 0.68446
4 | 2031 | 2031-04-22 | 0.16999 | 0.76688 | 0.12256 | 0.65832 | 0.13464 | 0.73437 | 0.17388 | 0.92447 | 0.15551 | 0.87102 | 0.12864 | 0.83183 | 0.13516 | 0.59374 | 0.15842 | 1.1418 | 0.16449 | 0.84788 | 0.16305 | 0.69267
4 | 2031 | 2031-04-23 | 0.16976 | 0.76635 | 0.11591 | 0.624 | 0.13204 | 0.72208 | 0.16692 | 0.88849 | 0.14819 | 0.83254 | 0.12284 | 0.7976 | 0.12819 | 0.56406 | 0.15356 | 1.1071 | 0.15785 | 0.815 | 0.16253 | 0.69075
4 | 2031 | 2031-04-24 | 0.15879 | 0.72195 | 0.10997 | 0.59356 | 0.11995 | 0.66171 | 0.1625 | 0.86636 | 0.14413 | 0.81094 | 0.11916 | 0.77532 | 0.1234 | 0.54345 | 0.15077 | 1.0869 | 0.15299 | 0.79132 | 0.1592 | 0.67706
4 | 2031 | 2031-04-25 | 0.16306 | 0.73929 | 0.11229 | 0.60652 | 0.1214 | 0.6707 | 0.16194 | 0.86287 | 0.14412 | 0.81159 | 0.1191 | 0.77422 | 0.12168 | 0.53589 | 0.15209 | 1.095 | 0.15058 | 0.78026 | 0.16437 | 0.69941
4 | 2031 | 2031-04-26 | 0.16234 | 0.73521 | 0.1037 | 0.55255 | 0.11434 | 0.6303 | 0.14238 | 0.75199 | 0.12856 | 0.72143 | 0.10768 | 0.69922 | 0.11431 | 0.49829 | 0.12295 | 0.88324 | 0.14196 | 0.73494 | 0.14399 | 0.61492
4 | 2031 | 2031-04-27 | 0.15969 | 0.72473 | 0.10006 | 0.53401 | 0.113 | 0.6248 | 0.13614 | 0.71899 | 0.1217 | 0.68608 | 0.10275 | 0.6706 | 0.11082 | 0.48324 | 0.12482 | 0.89685 | 0.14499 | 0.75115 | 0.14294 | 0.61091
4 | 2031 | 2031-04-28 | 0.15973 | 0.72567 | 0.10735 | 0.58263 | 0.11858 | 0.65998 | 0.1491 | 0.7979 | 0.13195 | 0.74776 | 0.10876 | 0.71222 | 0.12353 | 0.54287 | 0.14802 | 1.0668 | 0.14652 | 0.76219 | 0.14755 | 0.62948
4 | 2031 | 2031-04-29 | 0.1586 | 0.72198 | 0.1001 | 0.54544 | 0.10911 | 0.61352 | 0.14262 | 0.76299 | 0.12449 | 0.7098 | 0.10379 | 0.68384 | 0.11627 | 0.51191 | 0.14319 | 1.0335 | 0.14337 | 0.74677 | 0.1485 | 0.63386
4 | 2031 | 2031-04-30 | 0.1551 | 0.70745 | 0.096462 | 0.52754 | 0.10454 | 0.59153 | 0.13682 | 0.7348 | 0.11909 | 0.68069 | 0.098854 | 0.65437 | 0.10983 | 0.48451 | 0.13822 | 0.99742 | 0.1344 | 0.70229 | 0.14037 | 0.59993
5 | 2031 | 2031-05-01 | 0.14611 | 0.67414 | 0.08134 | 0.45642 | 0.096615 | 0.58374 | 0.11743 | 0.64874 | 0.11307 | 0.6631 | 0.086674 | 0.59291 | 0.093037 | 0.4234 | 0.13695 | 0.97692 | 0.12247 | 0.6601 | 0.11766 | 0.51059
5 | 2031 | 2031-05-02 | 0.14584 | 0.67334 | 0.085036 | 0.4781 | 0.096833 | 0.58755 | 0.11511 | 0.63745 | 0.11136 | 0.65505 | 0.085166 | 0.5841 | 0.097294 | 0.44248 | 0.13675 | 0.97567 | 0.12311 | 0.66461 | 0.12398 | 0.53899
5 | 2031 | 2031-05-03 | 0.13871 | 0.6436 | 0.07195 | 0.40161 | 0.088296 | 0.54161 | 0.097644 | 0.53592 | 0.096551 | 0.56662 | 0.07511 | 0.51562 | 0.079586 | 0.3597 | 0.11214 | 0.79381 | 0.11349 | 0.61466 | 0.11619 | 0.50802
5 | 2031 | 2031-05-04 | 0.12794 | 0.59961 | 0.070371 | 0.39217 | 0.086781 | 0.53361 | 0.096069 | 0.52681 | 0.096135 | 0.56533 | 0.074632 | 0.5123 | 0.07913 | 0.35771 | 0.10859 | 0.76779 | 0.10918 | 0.59237 | 0.10589 | 0.46306
5 | 2031 | 2031-05-05 | 0.13615 | 0.63457 | 0.080094 | 0.45287 | 0.088726 | 0.54366 | 0.10844 | 0.59887 | 0.10321 | 0.60764 | 0.079789 | 0.54739 | 0.093857 | 0.42736 | 0.12811 | 0.91486 | 0.11256 | 0.61046 | 0.1113 | 0.48411
5 | 2031 | 2031-05-06 | 0.13662 | 0.6365 | 0.076526 | 0.4354 | 0.085672 | 0.52779 | 0.10596 | 0.58772 | 0.10118 | 0.59823 | 0.078088 | 0.53809 | 0.090932 | 0.41443 | 0.12627 | 0.90347 | 0.11039 | 0.59962 | 0.11175 | 0.48652
5 | 2031 | 2031-05-07 | 0.1313 | 0.6148 | 0.073137 | 0.41737 | 0.085027 | 0.52644 | 0.10274 | 0.56979 | 0.09505 | 0.56134 | 0.074353 | 0.51321 | 0.085434 | 0.38975 | 0.12378 | 0.88708 | 0.10731 | 0.58389 | 0.10532 | 0.45859
5 | 2031 | 2031-05-08 | 0.13097 | 0.61376 | 0.075197 | 0.42821 | 0.086625 | 0.53778 | 0.10079 | 0.55896 | 0.093205 | 0.55128 | 0.07312 | 0.50513 | 0.091323 | 0.41626 | 0.12462 | 0.89272 | 0.11004 | 0.59977 | 0.10724 | 0.46715
5 | 2031 | 2031-05-09 | 0.13208 | 0.61858 | 0.075447 | 0.43184 | 0.087308 | 0.54422 | 0.099454 | 0.55169 | 0.093447 | 0.55438 | 0.0731 | 0.50532 | 0.087223 | 0.3981 | 0.12216 | 0.87622 | 0.10715 | 0.5851 | 0.11156 | 0.48658
5 | 2031 | 2031-05-10 | 0.1278 | 0.59997 | 0.063292 | 0.36184 | 0.076412 | 0.4846 | 0.082206 | 0.45608 | 0.081377 | 0.48622 | 0.064268 | 0.44865 | 0.076517 | 0.34646 | 0.098384 | 0.70128 | 0.098876 | 0.54241 | 0.10152 | 0.44603
5 | 2031 | 2031-05-11 | 0.12965 | 0.6081 | 0.059966 | 0.34426 | 0.074434 | 0.47452 | 0.080312 | 0.44611 | 0.079742 | 0.47782 | 0.06317 | 0.44194 | 0.077091 | 0.34941 | 0.099588 | 0.70925 | 0.10235 | 0.56237 | 0.10112 | 0.44436
5 | 2031 | 2031-05-12 | 0.13202 | 0.61889 | 0.07109 | 0.41281 | 0.080632 | 0.5106 | 0.093176 | 0.52647 | 0.090944 | 0.54968 | 0.070247 | 0.49416 | 0.086375 | 0.39452 | 0.12336 | 0.88544 | 0.11308 | 0.62046 | 0.11177 | 0.48893
5 | 2031 | 2031-05-13 | 0.12457 | 0.58833 | 0.070687 | 0.41197 | 0.080368 | 0.51106 | 0.091044 | 0.51519 | 0.088308 | 0.53499 | 0.068617 | 0.48394 | 0.082932 | 0.37924 | 0.11924 | 0.85655 | 0.10788 | 0.59323 | 0.10903 | 0.47694
5 | 2031 | 2031-05-14 | 0.12869 | 0.60541 | 0.070104 | 0.41029 | 0.079396 | 0.50776 | 0.088635 | 0.50274 | 0.084832 | 0.51528 | 0.066483 | 0.47063 | 0.08434 | 0.38581 | 0.11907 | 0.85715 | 0.10858 | 0.598 | 0.10308 | 0.45093
5 | 2031 | 2031-05-15 | 0.11899 | 0.56605 | 0.070507 | 0.41309 | 0.077478 | 0.49767 | 0.087245 | 0.4958 | 0.084653 | 0.51609 | 0.066295 | 0.47028 | 0.076426 | 0.35077 | 0.11961 | 0.86017 | 0.11119 | 0.6133 | 0.11002 | 0.48069
5 | 2031 | 2031-05-16 | 0.11636 | 0.55566 | 0.070521 | 0.41346 | 0.075381 | 0.48625 | 0.085912 | 0.487 | 0.083363 | 0.50845 | 0.065744 | 0.46589 | 0.074312 | 0.34171 | 0.11878 | 0.85588 | 0.11094 | 0.61296 | 0.11053 | 0.48367
5 | 2031 | 2031-05-17 | 0.10783 | 0.52019 | 0.059645 | 0.34982 | 0.068786 | 0.45203 | 0.069446 | 0.39225 | 0.071343 | 0.43812 | 0.057518 | 0.41081 | 0.066453 | 0.30323 | 0.090817 | 0.65144 | 0.096113 | 0.53466 | 0.097981 | 0.43219
5 | 2031 | 2031-05-18 | 0.099432 | 0.4859 | 0.05434 | 0.32144 | 0.064214 | 0.42568 | 0.067025 | 0.37927 | 0.067153 | 0.41357 | 0.055114 | 0.39543 | 0.062952 | 0.28803 | 0.088226 | 0.63493 | 0.093025 | 0.51888 | 0.091141 | 0.40231
5 | 2031 | 2031-05-19 | 0.097189 | 0.47737 | 0.061425 | 0.36901 | 0.068665 | 0.452 | 0.079571 | 0.45462 | 0.074751 | 0.46054 | 0.060647 | 0.43502 | 0.066867 | 0.3095 | 0.10737 | 0.77931 | 0.096223 | 0.53601 | 0.10202 | 0.44778
5 | 2031 | 2031-05-20 | 0.09963 | 0.48779 | 0.062335 | 0.3764 | 0.06908 | 0.45671 | 0.078022 | 0.44838 | 0.07438 | 0.46116 | 0.060266 | 0.43467 | 0.069442 | 0.32138 | 0.10607 | 0.77024 | 0.095707 | 0.53429 | 0.099857 | 0.43811
5 | 2031 | 2031-05-21 | 0.10775 | 0.52174 | 0.065409 | 0.39421 | 0.073015 | 0.48247 | 0.076837 | 0.44306 | 0.074539 | 0.46433 | 0.060338 | 0.43656 | 0.069125 | 0.32038 | 0.10799 | 0.78334 | 0.1005 | 0.56146 | 0.10663 | 0.46828
5 | 2031 | 2031-05-22 | 0.10988 | 0.53083 | 0.063539 | 0.38506 | 0.070888 | 0.471 | 0.075835 | 0.43828 | 0.074946 | 0.46872 | 0.060627 | 0.43957 | 0.069257 | 0.32141 | 0.10728 | 0.77934 | 0.10065 | 0.56333 | 0.10187 | 0.44731
5 | 2031 | 2031-05-23 | 0.1044 | 0.50898 | 0.06393 | 0.38679 | 0.06828 | 0.45648 | 0.073295 | 0.42258 | 0.068666 | 0.42958 | 0.057349 | 0.4169 | 0.068554 | 0.31885 | 0.10254 | 0.74593 | 0.094655 | 0.53184 | 0.098908 | 0.4338
5 | 2031 | 2031-05-24 | 0.095069 | 0.46999 | 0.052575 | 0.32155 | 0.061377 | 0.4203 | 0.057117 | 0.33226 | 0.058436 | 0.37229 | 0.049951 | 0.36965 | 0.054102 | 0.25109 | 0.078983 | 0.57389 | 0.08655 | 0.49008 | 0.0874 | 0.38678
5 | 2031 | 2031-05-25 | 0.093476 | 0.4641 | 0.049838 | 0.30709 | 0.060364 | 0.41618 | 0.055324 | 0.32268 | 0.055578 | 0.3559 | 0.048447 | 0.3604 | 0.0522 | 0.24321 | 0.076765 | 0.55787 | 0.084681 | 0.48106 | 0.086468 | 0.38341
5 | 2031 | 2031-05-26 | 0.095424 | 0.47333 | 0.059253 | 0.36567 | 0.065365 | 0.44425 | 0.069049 | 0.40298 | 0.065543 | 0.41649 | 0.055653 | 0.41016 | 0.061146 | 0.28749 | 0.097093 | 0.7102 | 0.089899 | 0.50924 | 0.094572 | 0.41619
5 | 2031 | 2031-05-27 | 0.098504 | 0.48605 | 0.060452 | 0.37483 | 0.064685 | 0.44193 | 0.067017 | 0.39493 | 0.063227 | 0.40542 | 0.054151 | 0.40311 | 0.065033 | 0.30546 | 0.097872 | 0.71653 | 0.092476 | 0.52434 | 0.098903 | 0.43534
5 | 2031 | 2031-05-28 | 0.099871 | 0.49195 | 0.06245 | 0.38812 | 0.069182 | 0.47176 | 0.066367 | 0.39494 | 0.06573 | 0.42476 | 0.055402 | 0.41481 | 0.06783 | 0.31851 | 0.097623 | 0.71562 | 0.093384 | 0.53039 | 0.10276 | 0.45264
5 | 2031 | 2031-05-29 | 0.096851 | 0.48033 | 0.061652 | 0.38477 | 0.066749 | 0.4583 | 0.064991 | 0.38754 | 0.063765 | 0.4138 | 0.054479 | 0.40943 | 0.064896 | 0.30602 | 0.095302 | 0.7001 | 0.090947 | 0.51826 | 0.098892 | 0.43557
5 | 2031 | 2031-05-30 | 0.080936 | 0.41479 | 0.057014 | 0.36119 | 0.063405 | 0.43991 | 0.062813 | 0.37644 | 0.059362 | 0.38806 | 0.052066 | 0.39465 | 0.057225 | 0.27238 | 0.089103 | 0.65773 | 0.082136 | 0.47147 | 0.08894 | 0.39276
5 | 2031 | 2031-05-31 | 0.069326 | 0.36672 | 0.044094 | 0.28496 | 0.052949 | 0.38075 | 0.046846 | 0.28124 | 0.045697 | 0.30499 | 0.043478 | 0.33502 | 0.042137 | 0.20202 | 0.063855 | 0.47182 | 0.071765 | 0.41754 | 0.077965 | 0.34752
6 | 2031 | 2031-06-01 | 0.069783 | 0.36594 | 0.039699 | 0.2721 | 0.046379 | 0.35021 | 0.047031 | 0.30189 | 0.045196 | 0.3153 | 0.040365 | 0.32363 | 0.033464 | 0.16401 | 0.063299 | 0.48106 | 0.063956 | 0.38027 | 0.071009 | 0.32264
6 | 2031 | 2031-06-02 | 0.076873 | 0.3961 | 0.050372 | 0.33731 | 0.054735 | 0.3997 | 0.0615 | 0.38865 | 0.055727 | 0.37959 | 0.04747 | 0.37319 | 0.043902 | 0.21511 | 0.085854 | 0.64976 | 0.07283 | 0.4288 | 0.080115 | 0.35989
6 | 2031 | 2031-06-03 | 0.07383 | 0.38375 | 0.050428 | 0.33971 | 0.053863 | 0.39482 | 0.05976 | 0.37798 | 0.053828 | 0.36812 | 0.046899 | 0.37032 | 0.04291 | 0.21034 | 0.083229 | 0.63009 | 0.070788 | 0.41734 | 0.078581 | 0.35308
6 | 2031 | 2031-06-04 | 0.073915 | 0.38453 | 0.049657 | 0.33619 | 0.053829 | 0.39615 | 0.058609 | 0.37263 | 0.05307 | 0.36569 | 0.046694 | 0.3709 | 0.043658 | 0.21509 | 0.081688 | 0.61919 | 0.069594 | 0.41115 | 0.077064 | 0.34638
6 | 2031 | 2031-06-05 | 0.072453 | 0.37869 | 0.049635 | 0.33789 | 0.053473 | 0.39528 | 0.05755 | 0.36851 | 0.052747 | 0.36708 | 0.046697 | 0.37356 | 0.044119 | 0.21849 | 0.082424 | 0.62781 | 0.072283 | 0.4296 | 0.078561 | 0.35332
6 | 2031 | 2031-06-06 | 0.072838 | 0.38134 | 0.050136 | 0.34307 | 0.054125 | 0.40151 | 0.056696 | 0.36496 | 0.052184 | 0.36559 | 0.046537 | 0.37419 | 0.044078 | 0.21992 | 0.082047 | 0.6265 | 0.072365 | 0.43144 | 0.078873 | 0.35549
6 | 2031 | 2031-06-07 | 0.067291 | 0.35776 | 0.038145 | 0.27176 | 0.043755 | 0.3423 | 0.041957 | 0.28023 | 0.041021 | 0.29894 | 0.038732 | 0.32096 | 0.032897 | 0.16604 | 0.057449 | 0.4442 | 0.061523 | 0.37304 | 0.067013 | 0.30662
6 | 2031 | 2031-06-08 | 0.063443 | 0.34251 | 0.036783 | 0.26438 | 0.043605 | 0.3424 | 0.040785 | 0.27324 | 0.039692 | 0.2911 | 0.038371 | 0.31945 | 0.031715 | 0.16104 | 0.055755 | 0.43215 | 0.060457 | 0.36777 | 0.064996 | 0.2977
6 | 2031 | 2031-06-09 | 0.069598 | 0.36882 | 0.048529 | 0.33691 | 0.051383 | 0.38719 | 0.055521 | 0.36174 | 0.050745 | 0.35936 | 0.045829 | 0.37195 | 0.041934 | 0.21124 | 0.077222 | 0.59112 | 0.066794 | 0.40021 | 0.074455 | 0.33635
6 | 2031 | 2031-06-10 | 0.069632 | 0.37021 | 0.047864 | 0.33424 | 0.051384 | 0.38836 | 0.054593 | 0.35769 | 0.050358 | 0.35964 | 0.045885 | 0.37461 | 0.041697 | 0.21147 | 0.076983 | 0.59152 | 0.068212 | 0.41073 | 0.076631 | 0.34674
6 | 2031 | 2031-06-11 | 0.071222 | 0.37728 | 0.048637 | 0.34119 | 0.052565 | 0.39754 | 0.053679 | 0.35272 | 0.049504 | 0.35546 | 0.045731 | 0.3749 | 0.041983 | 0.21381 | 0.077924 | 0.60094 | 0.069532 | 0.42038 | 0.077632 | 0.35153
6 | 2031 | 2031-06-12 | 0.075074 | 0.39383 | 0.049992 | 0.35183 | 0.05234 | 0.39772 | 0.053254 | 0.35141 | 0.04921 | 0.35512 | 0.045692 | 0.37597 | 0.042595 | 0.21761 | 0.077665 | 0.60026 | 0.069183 | 0.41951 | 0.078298 | 0.35512
6 | 2031 | 2031-06-13 | 0.070313 | 0.37355 | 0.049491 | 0.34905 | 0.051811 | 0.39637 | 0.053269 | 0.35293 | 0.049184 | 0.35603 | 0.045643 | 0.37651 | 0.041617 | 0.21363 | 0.077255 | 0.59821 | 0.068468 | 0.41632 | 0.076602 | 0.34833
6 | 2031 | 2031-06-14 | 0.059952 | 0.33147 | 0.036319 | 0.27094 | 0.043051 | 0.34577 | 0.037246 | 0.25879 | 0.037161 | 0.28477 | 0.038052 | 0.326 | 0.031311 | 0.16627 | 0.052333 | 0.41486 | 0.060563 | 0.37711 | 0.066703 | 0.30747
6 | 2031 | 2031-06-15 | 0.060373 | 0.33331 | 0.035251 | 0.26525 | 0.041732 | 0.33741 | 0.036646 | 0.2557 | 0.036597 | 0.28231 | 0.038003 | 0.32688 | 0.031462 | 0.16728 | 0.052141 | 0.41512 | 0.061115 | 0.38212 | 0.068293 | 0.31517
6 | 2031 | 2031-06-16 | 0.070588 | 0.37718 | 0.046941 | 0.33725 | 0.049996 | 0.38567 | 0.052306 | 0.35152 | 0.049177 | 0.36215 | 0.046008 | 0.38406 | 0.040599 | 0.21217 | 0.076885 | 0.60146 | 0.071825 | 0.44227 | 0.080637 | 0.36769
6 | 2031 | 2031-06-17 | 0.074367 | 0.3935 | 0.048625 | 0.35032 | 0.050522 | 0.39015 | 0.051733 | 0.34837 | 0.048602 | 0.35947 | 0.045978 | 0.38498 | 0.041595 | 0.21846 | 0.0763 | 0.59763 | 0.070333 | 0.43417 | 0.078459 | 0.35796
6 | 2031 | 2031-06-18 | 0.068073 | 0.36764 | 0.048105 | 0.34774 | 0.04995 | 0.38718 | 0.050923 | 0.34215 | 0.04715 | 0.34917 | 0.045623 | 0.38247 | 0.040545 | 0.21397 | 0.074142 | 0.58069 | 0.066898 | 0.41386 | 0.077428 | 0.3537
6 | 2031 | 2031-06-19 | 0.063472 | 0.34846 | 0.046546 | 0.3385 | 0.049049 | 0.38197 | 0.050771 | 0.34135 | 0.046687 | 0.3463 | 0.04552 | 0.38215 | 0.039133 | 0.20818 | 0.072972 | 0.57249 | 0.065701 | 0.40783 | 0.076312 | 0.34893
6 | 2031 | 2031-06-20 | 0.062953 | 0.34738 | 0.046224 | 0.3379 | 0.048628 | 0.37961 | 0.050496 | 0.34061 | 0.046639 | 0.34766 | 0.045674 | 0.38467 | 0.040507 | 0.21593 | 0.073309 | 0.5769 | 0.066496 | 0.41439 | 0.076836 | 0.35185
6 | 2031 | 2031-06-21 | 0.054059 | 0.31093 | 0.03326 | 0.26031 | 0.03946 | 0.3268 | 0.034927 | 0.24822 | 0.034551 | 0.27432 | 0.037985 | 0.33229 | 0.029641 | 0.16516 | 0.048266 | 0.39167 | 0.056913 | 0.36449 | 0.063183 | 0.2947
6 | 2031 | 2031-06-22 | 0.052663 | 0.30541 | 0.034113 | 0.267 | 0.039505 | 0.32812 | 0.035115 | 0.25061 | 0.034897 | 0.27803 | 0.03818 | 0.3348 | 0.02792 | 0.1572 | 0.04856 | 0.39529 | 0.056844 | 0.3655 | 0.06478 | 0.30266
6 | 2031 | 2031-06-23 | 0.059492 | 0.33448 | 0.045496 | 0.33683 | 0.04801 | 0.37748 | 0.050577 | 0.34338 | 0.046758 | 0.3515 | 0.04599 | 0.38963 | 0.037815 | 0.20502 | 0.071254 | 0.56402 | 0.064083 | 0.40379 | 0.07615 | 0.35016
6 | 2031 | 2031-06-24 | 0.057966 | 0.329 | 0.044922 | 0.33435 | 0.047473 | 0.37402 | 0.04997 | 0.33894 | 0.045894 | 0.34604 | 0.045903 | 0.3896 | 0.03789 | 0.20733 | 0.071453 | 0.56739 | 0.064971 | 0.41105 | 0.076973 | 0.3542
6 | 2031 | 2031-06-25 | 0.057495 | 0.32786 | 0.044385 | 0.33208 | 0.046972 | 0.3708 | 0.049585 | 0.33614 | 0.045275 | 0.34224 | 0.045859 | 0.38982 | 0.03961 | 0.21745 | 0.071033 | 0.56498 | 0.063909 | 0.40584 | 0.074364 | 0.34292
6 | 2031 | 2031-06-26 | 0.055845 | 0.32142 | 0.044 | 0.33075 | 0.046864 | 0.37072 | 0.049092 | 0.33285 | 0.044743 | 0.33954 | 0.0459 | 0.39103 | 0.037363 | 0.20752 | 0.070397 | 0.56073 | 0.062505 | 0.39848 | 0.072298 | 0.3342
6 | 2031 | 2031-06-27 | 0.054157 | 0.31435 | 0.043883 | 0.3311 | 0.046823 | 0.37116 | 0.050036 | 0.33997 | 0.045551 | 0.34535 | 0.046068 | 0.39247 | 0.038291 | 0.21329 | 0.070448 | 0.56253 | 0.062578 | 0.40055 | 0.073144 | 0.3385
6 | 2031 | 2031-06-28 | 0.04758 | 0.28734 | 0.032578 | 0.26405 | 0.038261 | 0.32297 | 0.035561 | 0.25607 | 0.034985 | 0.28309 | 0.03875 | 0.34306 | 0.027675 | 0.16237 | 0.047275 | 0.39146 | 0.052595 | 0.34779 | 0.061596 | 0.29129
6 | 2031 | 2031-06-29 | 0.049229 | 0.29492 | 0.032432 | 0.26432 | 0.038026 | 0.32178 | 0.035273 | 0.25435 | 0.034763 | 0.28269 | 0.03887 | 0.3449 | 0.027399 | 0.16249 | 0.047123 | 0.39174 | 0.052774 | 0.3506 | 0.063046 | 0.29858
6 | 2031 | 2031-06-30 | 0.053974 | 0.31565 | 0.043397 | 0.33112 | 0.046183 | 0.3681 | 0.049836 | 0.33887 | 0.045096 | 0.34422 | 0.046284 | 0.39593 | 0.037699 | 0.21339 | 0.070065 | 0.56255 | 0.060377 | 0.3913 | 0.072978 | 0.33996
7 | 2031 | 2031-07-01 | 0.048556 | 0.30541 | 0.040358 | 0.32366 | 0.044687 | 0.36509 | 0.055774 | 0.38446 | 0.044582 | 0.35146 | 0.047291 | 0.42734 | 0.03463 | 0.20663 | 0.06585 | 0.53111 | 0.059569 | 0.39539 | 0.069974 | 0.32453
7 | 2031 | 2031-07-02 | 0.047292 | 0.2999 | 0.040144 | 0.32488 | 0.044794 | 0.36915 | 0.057372 | 0.39672 | 0.045229 | 0.35804 | 0.04763 | 0.43379 | 0.033816 | 0.20661 | 0.065853 | 0.53236 | 0.059262 | 0.39496 | 0.070761 | 0.32902
7 | 2031 | 2031-07-03 | 0.047221 | 0.30031 | 0.03993 | 0.32504 | 0.044543 | 0.36736 | 0.058832 | 0.40787 | 0.045822 | 0.36402 | 0.047933 | 0.43954 | 0.034173 | 0.20694 | 0.066097 | 0.53609 | 0.059361 | 0.39816 | 0.069376 | 0.3232
7 | 2031 | 2031-07-04 | 0.045936 | 0.29436 | 0.039718 | 0.32207 | 0.044104 | 0.36251 | 0.056355 | 0.3885 | 0.044776 | 0.35405 | 0.047497 | 0.42996 | 0.034464 | 0.20801 | 0.065931 | 0.53549 | 0.058676 | 0.39407 | 0.070462 | 0.32936
7 | 2031 | 2031-07-05 | 0.037579 | 0.25853 | 0.02785 | 0.25154 | 0.035423 | 0.31311 | 0.042102 | 0.30572 | 0.034023 | 0.29026 | 0.04009 | 0.38019 | 0.024056 | 0.15872 | 0.042411 | 0.36145 | 0.049079 | 0.34354 | 0.059762 | 0.2859
7 | 2031 | 2031-07-06 | 0.037826 | 0.26089 | 0.027625 | 0.2511 | 0.035213 | 0.31201 | 0.041712 | 0.30245 | 0.03385 | 0.28864 | 0.040014 | 0.37831 | 0.023818 | 0.15946 | 0.042489 | 0.36312 | 0.048595 | 0.34251 | 0.057617 | 0.27602
7 | 2031 | 2031-07-07 | 0.044682 | 0.2907 | 0.039043 | 0.32107 | 0.043597 | 0.36122 | 0.057238 | 0.39458 | 0.04511 | 0.35749 | 0.047648 | 0.43223 | 0.03423 | 0.20995 | 0.065832 | 0.53694 | 0.056544 | 0.3853 | 0.067859 | 0.31878
7 | 2031 | 2031-07-08 | 0.043243 | 0.28342 | 0.038815 | 0.31864 | 0.043242 | 0.35779 | 0.057028 | 0.39267 | 0.045012 | 0.35652 | 0.047577 | 0.43071 | 0.034377 | 0.21104 | 0.065869 | 0.53844 | 0.056201 | 0.38327 | 0.067803 | 0.31941
7 | 2031 | 2031-07-09 | 0.043646 | 0.28697 | 0.038576 | 0.31953 | 0.04321 | 0.35964 | 0.057933 | 0.39939 | 0.045377 | 0.36001 | 0.047698 | 0.43332 | 0.034107 | 0.21118 | 0.066002 | 0.54056 | 0.055692 | 0.38207 | 0.067873 | 0.32046
7 | 2031 | 2031-07-10 | 0.043874 | 0.28911 | 0.038333 | 0.32066 | 0.043067 | 0.3597 | 0.060111 | 0.41595 | 0.046272 | 0.36861 | 0.048038 | 0.44068 | 0.033807 | 0.21122 | 0.066285 | 0.54448 | 0.055665 | 0.38339 | 0.067606 | 0.31999
7 | 2031 | 2031-07-11 | 0.042507 | 0.28222 | 0.038096 | 0.31766 | 0.04264 | 0.35518 | 0.057706 | 0.39704 | 0.045255 | 0.35866 | 0.047516 | 0.43023 | 0.033815 | 0.21191 | 0.06657 | 0.54827 | 0.05549 | 0.3843 | 0.067746 | 0.32175
7 | 2031 | 2031-07-12 | 0.03575 | 0.25527 | 0.026204 | 0.24671 | 0.033954 | 0.30583 | 0.042187 | 0.30441 | 0.033969 | 0.28948 | 0.039772 | 0.37445 | 0.023213 | 0.16198 | 0.043282 | 0.37642 | 0.046071 | 0.33528 | 0.05679 | 0.27703
7 | 2031 | 2031-07-13 | 0.035233 | 0.25316 | 0.025957 | 0.24518 | 0.033724 | 0.30458 | 0.043641 | 0.31542 | 0.034555 | 0.29506 | 0.03993 | 0.37857 | 0.023195 | 0.16253 | 0.043377 | 0.37819 | 0.045498 | 0.33246 | 0.055268 | 0.27037
7 | 2031 | 2031-07-14 | 0.041797 | 0.28095 | 0.037354 | 0.31382 | 0.0419 | 0.3506 | 0.058408 | 0.40173 | 0.045487 | 0.3606 | 0.047313 | 0.42848 | 0.033338 | 0.21263 | 0.066931 | 0.55401 | 0.053576 | 0.37663 | 0.065964 | 0.31543
7 | 2031 | 2031-07-15 | 0.041822 | 0.28249 | 0.037092 | 0.31651 | 0.041786 | 0.35131 | 0.059957 | 0.41353 | 0.046105 | 0.3665 | 0.047455 | 0.43268 | 0.032905 | 0.21219 | 0.067373 | 0.55939 | 0.053584 | 0.37917 | 0.066294 | 0.31799
7 | 2031 | 2031-07-16 | 0.04136 | 0.28092 | 0.036843 | 0.31229 | 0.041451 | 0.34846 | 0.060393 | 0.41676 | 0.046256 | 0.36788 | 0.047374 | 0.43247 | 0.033069 | 0.21302 | 0.067383 | 0.56014 | 0.0527 | 0.37412 | 0.064991 | 0.31255
7 | 2031 | 2031-07-17 | 0.040872 | 0.27889 | 0.036581 | 0.31316 | 0.041361 | 0.34964 | 0.061298 | 0.42367 | 0.046598 | 0.37114 | 0.047362 | 0.43393 | 0.03274 | 0.21271 | 0.06759 | 0.56267 | 0.051889 | 0.37183 | 0.064304 | 0.30989
7 | 2031 | 2031-07-18 | 0.040608 | 0.27797 | 0.036321 | 0.31225 | 0.041081 | 0.34778 | 0.061404 | 0.42444 | 0.046602 | 0.37114 | 0.047185 | 0.4322 | 0.032741 | 0.2131 | 0.067871 | 0.56672 | 0.051863 | 0.37156 | 0.063889 | 0.30872
7 | 2031 | 2031-07-19 | 0.033195 | 0.24721 | 0.024412 | 0.24189 | 0.03245 | 0.29961 | 0.046229 | 0.33476 | 0.035432 | 0.30318 | 0.039385 | 0.37684 | 0.022238 | 0.16308 | 0.044739 | 0.39629 | 0.042424 | 0.32354 | 0.052784 | 0.26327
7 | 2031 | 2031-07-20 | 0.032836 | 0.2459 | 0.024151 | 0.2402 | 0.032304 | 0.3 | 0.045997 | 0.33305 | 0.035286 | 0.30179 | 0.039111 | 0.3736 | 0.021907 | 0.16262 | 0.045098 | 0.40075 | 0.042122 | 0.32377 | 0.052611 | 0.26342
7 | 2031 | 2031-07-21 | 0.039766 | 0.27579 | 0.035535 | 0.30923 | 0.040333 | 0.3439 | 0.06039 | 0.41685 | 0.04603 | 0.36569 | 0.046305 | 0.42126 | 0.032254 | 0.21286 | 0.068749 | 0.57817 | 0.050766 | 0.36917 | 0.063044 | 0.3074
7 | 2031 | 2031-07-22 | 0.039607 | 0.27515 | 0.035273 | 0.30751 | 0.040058 | 0.34226 | 0.061238 | 0.42365 | 0.046322 | 0.36865 | 0.046197 | 0.422 | 0.031928 | 0.21232 | 0.069235 | 0.58413 | 0.050809 | 0.37155 | 0.06258 | 0.30597
7 | 2031 | 2031-07-23 | 0.039579 | 0.27583 | 0.035013 | 0.30563 | 0.039687 | 0.3391 | 0.060647 | 0.41939 | 0.04601 | 0.36578 | 0.045807 | 0.41712 | 0.031609 | 0.21219 | 0.069266 | 0.5851 | 0.049796 | 0.36592 | 0.062809 | 0.30801
7 | 2031 | 2031-07-24 | 0.038884 | 0.27281 | 0.034752 | 0.30433 | 0.039407 | 0.33746 | 0.060988 | 0.42243 | 0.04608 | 0.36668 | 0.045573 | 0.41575 | 0.031731 | 0.21209 | 0.069518 | 0.58847 | 0.049228 | 0.36402 | 0.062037 | 0.3052
7 | 2031 | 2031-07-25 | 0.038778 | 0.27293 | 0.034491 | 0.30346 | 0.039095 | 0.33532 | 0.061152 | 0.4242 | 0.046071 | 0.36687 | 0.04529 | 0.41365 | 0.031248 | 0.2115 | 0.069803 | 0.59258 | 0.049055 | 0.36313 | 0.061539 | 0.30358
7 | 2031 | 2031-07-26 | 0.031256 | 0.24098 | 0.022587 | 0.23215 | 0.030512 | 0.28816 | 0.046974 | 0.34282 | 0.035278 | 0.30292 | 0.037561 | 0.36159 | 0.020511 | 0.1606 | 0.04681 | 0.42405 | 0.040077 | 0.31738 | 0.050381 | 0.25783
7 | 2031 | 2031-07-27 | 0.031174 | 0.24119 | 0.02233 | 0.23188 | 0.03026 | 0.28705 | 0.048206 | 0.35305 | 0.035703 | 0.30744 | 0.037446 | 0.36351 | 0.020186 | 0.15981 | 0.047066 | 0.42769 | 0.039628 | 0.31571 | 0.050276 | 0.25832
7 | 2031 | 2031-07-28 | 0.037934 | 0.26976 | 0.03373 | 0.29767 | 0.038202 | 0.32973 | 0.060415 | 0.4206 | 0.045498 | 0.36254 | 0.044128 | 0.40235 | 0.030814 | 0.20986 | 0.070583 | 0.60373 | 0.047849 | 0.35849 | 0.06048 | 0.30101
7 | 2031 | 2031-07-29 | 0.03809 | 0.27113 | 0.033481 | 0.29669 | 0.038013 | 0.32967 | 0.061286 | 0.42825 | 0.045762 | 0.36563 | 0.043919 | 0.40282 | 0.030714 | 0.20946 | 0.070702 | 0.60581 | 0.046976 | 0.35435 | 0.059956 | 0.29921
7 | 2031 | 2031-07-30 | 0.03783 | 0.27037 | 0.033232 | 0.29777 | 0.037871 | 0.33039 | 0.061501 | 0.43094 | 0.045747 | 0.3661 | 0.043577 | 0.40077 | 0.030315 | 0.20835 | 0.070928 | 0.60909 | 0.046345 | 0.35213 | 0.060038 | 0.30038
7 | 2031 | 2031-07-31 | 0.037549 | 0.26916 | 0.032997 | 0.29478 | 0.037483 | 0.32708 | 0.061376 | 0.43111 | 0.045585 | 0.36522 | 0.043161 | 0.3974 | 0.029884 | 0.20712 | 0.071288 | 0.61418 | 0.046294 | 0.3527 | 0.059984 | 0.30109
8 | 2031 | 2031-08-01 | 0.041387 | 0.29164 | 0.033059 | 0.29077 | 0.036006 | 0.30995 | 0.046633 | 0.31507 | 0.042198 | 0.34856 | 0.030269 | 0.24533 | 0.030601 | 0.21216 | 0.069291 | 0.61078 | 0.047204 | 0.3687 | 0.061048 | 0.3184
8 | 2031 | 2031-08-02 | 0.034434 | 0.26294 | 0.021266 | 0.22131 | 0.02726 | 0.26079 | 0.031182 | 0.22429 | 0.031142 | 0.28417 | 0.02119 | 0.17857 | 0.019899 | 0.16332 | 0.046823 | 0.44366 | 0.038054 | 0.31639 | 0.050016 | 0.27158
8 | 2031 | 2031-08-03 | 0.033645 | 0.25864 | 0.020953 | 0.21818 | 0.027059 | 0.25939 | 0.032414 | 0.23599 | 0.03093 | 0.27976 | 0.02305 | 0.19996 | 0.019582 | 0.16011 | 0.046667 | 0.44548 | 0.037817 | 0.31792 | 0.049228 | 0.26602
8 | 2031 | 2031-08-04 | 0.04146 | 0.29333 | 0.032383 | 0.28744 | 0.035254 | 0.30636 | 0.046718 | 0.32035 | 0.041768 | 0.34657 | 0.02936 | 0.24046 | 0.029708 | 0.20846 | 0.070286 | 0.6228 | 0.045951 | 0.361 | 0.060421 | 0.31584
8 | 2031 | 2031-08-05 | 0.041132 | 0.29266 | 0.032213 | 0.28734 | 0.034991 | 0.30534 | 0.0462 | 0.31786 | 0.041626 | 0.34732 | 0.028142 | 0.22926 | 0.029338 | 0.20799 | 0.070777 | 0.62699 | 0.045646 | 0.35768 | 0.059677 | 0.31611
8 | 2031 | 2031-08-06 | 0.03954 | 0.28438 | 0.031975 | 0.2855 | 0.034767 | 0.30423 | 0.046187 | 0.31968 | 0.04144 | 0.34637 | 0.027869 | 0.22818 | 0.029066 | 0.20598 | 0.071199 | 0.63134 | 0.045246 | 0.3543 | 0.059142 | 0.31078
8 | 2031 | 2031-08-07 | 0.040584 | 0.28995 | 0.031816 | 0.28533 | 0.03452 | 0.3033 | 0.046148 | 0.32143 | 0.041242 | 0.34536 | 0.027586 | 0.22707 | 0.028715 | 0.205 | 0.07093 | 0.63357 | 0.044835 | 0.35544 | 0.058927 | 0.31255
8 | 2031 | 2031-08-08 | 0.040364 | 0.28792 | 0.031652 | 0.28486 | 0.034294 | 0.30237 | 0.046084 | 0.3231 | 0.041032 | 0.34431 | 0.027296 | 0.22596 | 0.028672 | 0.20838 | 0.071217 | 0.63742 | 0.044477 | 0.35297 | 0.058244 | 0.30855
8 | 2031 | 2031-08-09 | 0.033164 | 0.25748 | 0.019812 | 0.21319 | 0.025635 | 0.25337 | 0.031092 | 0.23705 | 0.029849 | 0.27756 | 0.019292 | 0.17116 | 0.01769 | 0.15159 | 0.04816 | 0.46776 | 0.035598 | 0.30517 | 0.047892 | 0.26587
8 | 2031 | 2031-08-10 | 0.033916 | 0.26259 | 0.019675 | 0.21294 | 0.025418 | 0.25261 | 0.031084 | 0.23946 | 0.029612 | 0.27611 | 0.019182 | 0.17209 | 0.017322 | 0.15063 | 0.048037 | 0.47012 | 0.035323 | 0.30564 | 0.046961 | 0.26085
8 | 2031 | 2031-08-11 | 0.040875 | 0.29283 | 0.03119 | 0.2829 | 0.033671 | 0.29997 | 0.04553 | 0.32593 | 0.040351 | 0.3416 | 0.026012 | 0.21861 | 0.02744 | 0.2007 | 0.071122 | 0.64468 | 0.043848 | 0.35338 | 0.057289 | 0.30481
8 | 2031 | 2031-08-12 | 0.03999 | 0.28759 | 0.031034 | 0.28174 | 0.033496 | 0.29926 | 0.045474 | 0.32821 | 0.040096 | 0.34009 | 0.025896 | 0.21961 | 0.027031 | 0.19806 | 0.071253 | 0.64795 | 0.043571 | 0.35192 | 0.0585 | 0.31244
8 | 2031 | 2031-08-13 | 0.040357 | 0.28934 | 0.030919 | 0.2813 | 0.03332 | 0.29868 | 0.045184 | 0.32866 | 0.039847 | 0.33923 | 0.025399 | 0.21659 | 0.02672 | 0.19621 | 0.071824 | 0.65321 | 0.043135 | 0.3467 | 0.05731 | 0.30579
8 | 2031 | 2031-08-14 | 0.040742 | 0.29114 | 0.030957 | 0.28414 | 0.03313 | 0.29831 | 0.044341 | 0.32468 | 0.039623 | 0.34001 | 0.023948 | 0.2035 | 0.026421 | 0.19645 | 0.072092 | 0.65697 | 0.042873 | 0.34419 | 0.057319 | 0.3058
8 | 2031 | 2031-08-15 | 0.040678 | 0.29022 | 0.030746 | 0.28095 | 0.033004 | 0.2978 | 0.044115 | 0.3259 | 0.039357 | 0.3388 | 0.023646 | 0.20266 | 0.026194 | 0.19565 | 0.072215 | 0.66059 | 0.042533 | 0.34223 | 0.056226 | 0.30073
8 | 2031 | 2031-08-16 | 0.033711 | 0.26087 | 0.019067 | 0.21129 | 0.024414 | 0.24941 | 0.029285 | 0.24206 | 0.028109 | 0.27095 | 0.016215 | 0.15432 | 0.015306 | 0.14197 | 0.048955 | 0.49056 | 0.033683 | 0.29527 | 0.045412 | 0.25571
8 | 2031 | 2031-08-17 | 0.03361 | 0.2601 | 0.019005 | 0.21096 | 0.024297 | 0.24918 | 0.029127 | 0.24407 | 0.027833 | 0.26944 | 0.016116 | 0.15572 | 0.014978 | 0.14056 | 0.04912 | 0.49392 | 0.033493 | 0.29352 | 0.045238 | 0.25563
8 | 2031 | 2031-08-18 | 0.040531 | 0.28933 | 0.030615 | 0.28122 | 0.032645 | 0.29715 | 0.043855 | 0.33369 | 0.038518 | 0.33361 | 0.023733 | 0.21092 | 0.025084 | 0.18887 | 0.072201 | 0.66883 | 0.042032 | 0.34072 | 0.055974 | 0.30154
8 | 2031 | 2031-08-19 | 0.042135 | 0.29914 | 0.030659 | 0.28271 | 0.03255 | 0.29716 | 0.042073 | 0.32247 | 0.038335 | 0.3371 | 0.020789 | 0.18212 | 0.024971 | 0.19128 | 0.072077 | 0.67032 | 0.042154 | 0.34214 | 0.055714 | 0.29875
8 | 2031 | 2031-08-20 | 0.04155 | 0.29581 | 0.030641 | 0.28246 | 0.032488 | 0.29723 | 0.042507 | 0.32965 | 0.038027 | 0.3337 | 0.021868 | 0.19611 | 0.024765 | 0.19072 | 0.07187 | 0.6723 | 0.042079 | 0.34319 | 0.05525 | 0.29602
8 | 2031 | 2031-08-21 | 0.042294 | 0.29944 | 0.03074 | 0.28454 | 0.032404 | 0.29758 | 0.040913 | 0.32015 | 0.037841 | 0.33663 | 0.019333 | 0.17169 | 0.024246 | 0.18601 | 0.072397 | 0.67776 | 0.041695 | 0.33784 | 0.055488 | 0.29869
8 | 2031 | 2031-08-22 | 0.041166 | 0.29276 | 0.030698 | 0.28301 | 0.032393 | 0.29781 | 0.042174 | 0.33433 | 0.037496 | 0.33069 | 0.02197 | 0.20226 | 0.023901 | 0.18343 | 0.072295 | 0.67932 | 0.041884 | 0.33922 | 0.056025 | 0.30269
8 | 2031 | 2031-08-23 | 0.034521 | 0.26453 | 0.019181 | 0.21478 | 0.023917 | 0.25022 | 0.026826 | 0.24682 | 0.026296 | 0.26446 | 0.013863 | 0.14686 | 0.013435 | 0.1336 | 0.049031 | 0.50923 | 0.03319 | 0.2925 | 0.04501 | 0.25544
8 | 2031 | 2031-08-24 | 0.034669 | 0.26491 | 0.019255 | 0.2152 | 0.023947 | 0.2507 | 0.024784 | 0.2338 | 0.026161 | 0.26891 | 0.010621 | 0.1149 | 0.013155 | 0.1328 | 0.04941 | 0.51373 | 0.033015 | 0.28893 | 0.044573 | 0.25163
8 | 2031 | 2031-08-25 | 0.042107 | 0.29595 | 0.030976 | 0.28551 | 0.032476 | 0.29929 | 0.0404 | 0.33126 | 0.03684 | 0.33053 | 0.020072 | 0.18964 | 0.023224 | 0.17865 | 0.072926 | 0.69019 | 0.041659 | 0.33326 | 0.054975 | 0.29211
8 | 2031 | 2031-08-26 | 0.043268 | 0.30276 | 0.031142 | 0.28727 | 0.03253 | 0.3001 | 0.040262 | 0.33408 | 0.036621 | 0.32924 | 0.020313 | 0.19468 | 0.02302 | 0.17735 | 0.07256 | 0.69198 | 0.041636 | 0.33532 | 0.055395 | 0.29677
8 | 2031 | 2031-08-27 | 0.043288 | 0.30269 | 0.031298 | 0.28836 | 0.032593 | 0.30112 | 0.039489 | 0.33167 | 0.036457 | 0.33003 | 0.019435 | 0.18779 | 0.022927 | 0.177 | 0.072467 | 0.69395 | 0.041833 | 0.3365 | 0.055167 | 0.29636
8 | 2031 | 2031-08-28 | 0.042104 | 0.29725 | 0.03157 | 0.29172 | 0.032696 | 0.3022 | 0.038932 | 0.33106 | 0.036299 | 0.33029 | 0.018969 | 0.18523 | 0.022864 | 0.17883 | 0.072746 | 0.69769 | 0.041892 | 0.33454 | 0.055427 | 0.29642
8 | 2031 | 2031-08-29 | 0.043487 | 0.30569 | 0.031717 | 0.29177 | 0.032821 | 0.30343 | 0.036682 | 0.31647 | 0.03626 | 0.33597 | 0.015479 | 0.15047 | 0.022735 | 0.17981 | 0.071641 | 0.69518 | 0.042512 | 0.34441 | 0.056722 | 0.30942
8 | 2031 | 2031-08-30 | 0.034115 | 0.26502 | 0.020521 | 0.22805 | 0.024498 | 0.2568 | 0.023253 | 0.245 | 0.025069 | 0.26457 | 0.010996 | 0.13337 | 0.012629 | 0.13385 | 0.048239 | 0.52259 | 0.034599 | 0.30194 | 0.046361 | 0.26364
8 | 2031 | 2031-08-31 | 0.034792 | 0.26725 | 0.020762 | 0.22936 | 0.024695 | 0.25822 | 0.022508 | 0.24283 | 0.024993 | 0.26592 | 0.010247 | 0.12762 | 0.012344 | 0.13129 | 0.048626 | 0.52793 | 0.034379 | 0.29803 | 0.047104 | 0.26818
9 | 2031 | 2031-09-01 | 0.049913 | 0.34548 | 0.032152 | 0.30532 | 0.033776 | 0.31993 | 0.044021 | 0.39338 | 0.034799 | 0.34147 | 0.032886 | 0.34939 | 0.026521 | 0.20183 | 0.073761 | 0.72058 | 0.046988 | 0.37083 | 0.06413 | 0.34075
9 | 2031 | 2031-09-02 | 0.052892 | 0.36407 | 0.032646 | 0.31248 | 0.034028 | 0.32211 | 0.043953 | 0.39814 | 0.034821 | 0.34933 | 0.033665 | 0.36138 | 0.027241 | 0.20753 | 0.073315 | 0.7223 | 0.04811 | 0.38093 | 0.060537 | 0.31847
9 | 2031 | 2031-09-03 | 0.052533 | 0.36029 | 0.033004 | 0.3113 | 0.034828 | 0.3277 | 0.043802 | 0.40176 | 0.034946 | 0.35473 | 0.034069 | 0.36859 | 0.027831 | 0.21226 | 0.073793 | 0.72657 | 0.047776 | 0.3748 | 0.059921 | 0.31381
9 | 2031 | 2031-09-04 | 0.051564 | 0.35513 | 0.033378 | 0.31301 | 0.034568 | 0.32333 | 0.042973 | 0.39661 | 0.034736 | 0.34614 | 0.033024 | 0.35726 | 0.027359 | 0.20794 | 0.073479 | 0.72843 | 0.048646 | 0.38184 | 0.061965 | 0.32479
9 | 2031 | 2031-09-05 | 0.054784 | 0.36921 | 0.03359 | 0.31334 | 0.034939 | 0.32796 | 0.043505 | 0.40878 | 0.035917 | 0.36188 | 0.033847 | 0.37024 | 0.026936 | 0.20418 | 0.073892 | 0.73607 | 0.050092 | 0.39348 | 0.061469 | 0.32097
9 | 2031 | 2031-09-06 | 0.047372 | 0.33786 | 0.022748 | 0.24986 | 0.027096 | 0.28305 | 0.0288 | 0.32828 | 0.02564 | 0.30363 | 0.026647 | 0.32457 | 0.017532 | 0.16167 | 0.050411 | 0.56166 | 0.040437 | 0.3353 | 0.053068 | 0.28919
9 | 2031 | 2031-09-07 | 0.047484 | 0.33748 | 0.023564 | 0.26131 | 0.027516 | 0.28707 | 0.028531 | 0.3296 | 0.025789 | 0.30538 | 0.026773 | 0.32739 | 0.017113 | 0.1572 | 0.05065 | 0.56497 | 0.040493 | 0.33287 | 0.052603 | 0.28593
9 | 2031 | 2031-09-08 | 0.058105 | 0.38744 | 0.035684 | 0.33743 | 0.036728 | 0.34395 | 0.043542 | 0.42356 | 0.037206 | 0.38238 | 0.035391 | 0.39402 | 0.029451 | 0.22215 | 0.074487 | 0.74927 | 0.052087 | 0.40484 | 0.06498 | 0.33925
9 | 2031 | 2031-09-09 | 0.056459 | 0.37498 | 0.035646 | 0.3306 | 0.036612 | 0.33941 | 0.043101 | 0.42202 | 0.037044 | 0.38092 | 0.035529 | 0.39613 | 0.029151 | 0.21859 | 0.074083 | 0.74703 | 0.051545 | 0.39706 | 0.063723 | 0.33008
9 | 2031 | 2031-09-10 | 0.0582 | 0.38505 | 0.036374 | 0.33651 | 0.037092 | 0.34141 | 0.042848 | 0.42259 | 0.037112 | 0.38223 | 0.035872 | 0.4007 | 0.029048 | 0.2163 | 0.074635 | 0.75618 | 0.053461 | 0.41257 | 0.06952 | 0.36253
9 | 2031 | 2031-09-11 | 0.064045 | 0.41491 | 0.036949 | 0.33881 | 0.037582 | 0.34198 | 0.043049 | 0.42882 | 0.038085 | 0.38924 | 0.036139 | 0.40488 | 0.029456 | 0.21855 | 0.075098 | 0.76758 | 0.05669 | 0.44134 | 0.067751 | 0.35028
9 | 2031 | 2031-09-12 | 0.067769 | 0.43476 | 0.038119 | 0.34759 | 0.038719 | 0.35245 | 0.043027 | 0.43174 | 0.038727 | 0.39217 | 0.036268 | 0.4067 | 0.031442 | 0.23344 | 0.074825 | 0.77115 | 0.058519 | 0.45695 | 0.070134 | 0.36322
9 | 2031 | 2031-09-13 | 0.055443 | 0.37243 | 0.02635 | 0.27229 | 0.030279 | 0.30063 | 0.027968 | 0.34428 | 0.027802 | 0.32582 | 0.029118 | 0.35887 | 0.020101 | 0.17429 | 0.052304 | 0.59548 | 0.045815 | 0.36565 | 0.05616 | 0.29782
9 | 2031 | 2031-09-14 | 0.051522 | 0.35193 | 0.027198 | 0.27782 | 0.030891 | 0.3032 | 0.02672 | 0.33045 | 0.026913 | 0.30669 | 0.028022 | 0.34327 | 0.020581 | 0.17585 | 0.052447 | 0.59502 | 0.044711 | 0.35081 | 0.056973 | 0.30192
9 | 2031 | 2031-09-15 | 0.062191 | 0.40146 | 0.039139 | 0.35195 | 0.040061 | 0.35867 | 0.041902 | 0.42404 | 0.038804 | 0.38167 | 0.036417 | 0.40524 | 0.032542 | 0.23657 | 0.076079 | 0.77335 | 0.054472 | 0.40377 | 0.068975 | 0.35206
9 | 2031 | 2031-09-16 | 0.06051 | 0.38912 | 0.039856 | 0.356 | 0.041023 | 0.36482 | 0.041851 | 0.42475 | 0.039275 | 0.38211 | 0.036702 | 0.40734 | 0.031101 | 0.22266 | 0.076135 | 0.77749 | 0.055784 | 0.41326 | 0.069221 | 0.35194
9 | 2031 | 2031-09-17 | 0.068901 | 0.43531 | 0.041728 | 0.37384 | 0.042599 | 0.37862 | 0.043613 | 0.44837 | 0.041729 | 0.41386 | 0.039219 | 0.43868 | 0.034097 | 0.24511 | 0.077096 | 0.79195 | 0.059215 | 0.44273 | 0.075026 | 0.38387
9 | 2031 | 2031-09-18 | 0.067608 | 0.42466 | 0.042127 | 0.37338 | 0.043636 | 0.38571 | 0.043393 | 0.44581 | 0.041962 | 0.40992 | 0.039336 | 0.43765 | 0.034735 | 0.24815 | 0.077298 | 0.79312 | 0.058849 | 0.43489 | 0.0727 | 0.36788
9 | 2031 | 2031-09-19 | 0.070334 | 0.438 | 0.04312 | 0.37938 | 0.043568 | 0.37948 | 0.043644 | 0.44862 | 0.042266 | 0.41546 | 0.040713 | 0.45191 | 0.034756 | 0.24509 | 0.078072 | 0.79901 | 0.059025 | 0.43162 | 0.075773 | 0.38295
9 | 2031 | 2031-09-20 | 0.06466 | 0.41547 | 0.032493 | 0.31598 | 0.036475 | 0.34051 | 0.0292 | 0.36566 | 0.032502 | 0.3523 | 0.033422 | 0.40062 | 0.025006 | 0.19809 | 0.054934 | 0.63062 | 0.051674 | 0.39471 | 0.065453 | 0.3392
9 | 2031 | 2031-09-21 | 0.065504 | 0.41571 | 0.033735 | 0.32304 | 0.037591 | 0.34664 | 0.030292 | 0.3784 | 0.034452 | 0.36754 | 0.034628 | 0.41344 | 0.0255 | 0.19881 | 0.055477 | 0.63893 | 0.053692 | 0.41024 | 0.069637 | 0.36212
9 | 2031 | 2031-09-22 | 0.07013 | 0.43241 | 0.046258 | 0.40071 | 0.047006 | 0.40414 | 0.045139 | 0.4635 | 0.045364 | 0.43324 | 0.043384 | 0.47596 | 0.037772 | 0.26076 | 0.079235 | 0.8194 | 0.06435 | 0.47157 | 0.083845 | 0.42548
9 | 2031 | 2031-09-23 | 0.07174 | 0.43741 | 0.047166 | 0.40722 | 0.04762 | 0.40412 | 0.04614 | 0.4737 | 0.047056 | 0.44549 | 0.04464 | 0.48822 | 0.039214 | 0.26966 | 0.079984 | 0.82151 | 0.06306 | 0.45329 | 0.078986 | 0.3942
9 | 2031 | 2031-09-24 | 0.073629 | 0.44456 | 0.047923 | 0.40909 | 0.048272 | 0.40467 | 0.046848 | 0.47947 | 0.048509 | 0.45109 | 0.045356 | 0.49305 | 0.039755 | 0.2703 | 0.080554 | 0.82045 | 0.060883 | 0.4263 | 0.077729 | 0.38446
9 | 2031 | 2031-09-25 | 0.075415 | 0.45444 | 0.0487 | 0.41258 | 0.049248 | 0.40931 | 0.047626 | 0.48524 | 0.049475 | 0.45933 | 0.046992 | 0.50836 | 0.040284 | 0.27111 | 0.081199 | 0.83493 | 0.065574 | 0.46852 | 0.081781 | 0.4055
9 | 2031 | 2031-09-26 | 0.084208 | 0.50035 | 0.051198 | 0.4354 | 0.052497 | 0.43851 | 0.04974 | 0.50765 | 0.052214 | 0.48859 | 0.049734 | 0.53861 | 0.042253 | 0.28324 | 0.082209 | 0.85081 | 0.069899 | 0.50647 | 0.086412 | 0.42981
9 | 2031 | 2031-09-27 | 0.076232 | 0.46684 | 0.039999 | 0.36577 | 0.043979 | 0.38474 | 0.036143 | 0.43056 | 0.042477 | 0.43676 | 0.044566 | 0.51035 | 0.033358 | 0.24148 | 0.059183 | 0.67813 | 0.060586 | 0.44931 | 0.07705 | 0.39051
9 | 2031 | 2031-09-28 | 0.073976 | 0.45205 | 0.040482 | 0.36405 | 0.044211 | 0.3811 | 0.037495 | 0.44161 | 0.04431 | 0.45036 | 0.046348 | 0.52678 | 0.032633 | 0.23069 | 0.060192 | 0.69218 | 0.064167 | 0.47972 | 0.079636 | 0.40498
9 | 2031 | 2031-09-29 | 0.092867 | 0.54594 | 0.054486 | 0.4622 | 0.054935 | 0.45012 | 0.054209 | 0.54584 | 0.057429 | 0.54001 | 0.056749 | 0.60835 | 0.046951 | 0.30905 | 0.084607 | 0.8686 | 0.071415 | 0.50546 | 0.093668 | 0.46631
9 | 2031 | 2031-09-30 | 0.09579 | 0.56079 | 0.058024 | 0.49607 | 0.057703 | 0.47131 | 0.057086 | 0.57526 | 0.061624 | 0.57477 | 0.059176 | 0.63401 | 0.049074 | 0.32182 | 0.085698 | 0.88304 | 0.075021 | 0.53601 | 0.093759 | 0.46274
10 | 2031 | 2031-10-01 | 0.1074 | 0.53974 | 0.068716 | 0.52826 | 0.067124 | 0.5024 | 0.056661 | 0.59611 | 0.066174 | 0.54667 | 0.056859 | 0.61693 | 0.076176 | 0.39807 | 0.095666 | 0.94061 | 0.094142 | 0.58888 | 0.1123 | 0.50058
10 | 2031 | 2031-10-02 | 0.11062 | 0.55205 | 0.068596 | 0.52539 | 0.067705 | 0.50394 | 0.058038 | 0.60036 | 0.06776 | 0.5538 | 0.058653 | 0.62829 | 0.080276 | 0.41355 | 0.096069 | 0.94308 | 0.093616 | 0.58364 | 0.11119 | 0.49455
10 | 2031 | 2031-10-03 | 0.11189 | 0.5567 | 0.066899 | 0.51122 | 0.066286 | 0.49254 | 0.059439 | 0.60652 | 0.069386 | 0.56174 | 0.060356 | 0.63999 | 0.077174 | 0.40089 | 0.097385 | 0.95446 | 0.097545 | 0.60643 | 0.11033 | 0.49
10 | 2031 | 2031-10-04 | 0.10881 | 0.54222 | 0.058989 | 0.46596 | 0.060237 | 0.45811 | 0.046045 | 0.52832 | 0.060073 | 0.50463 | 0.054396 | 0.60035 | 0.072352 | 0.37595 | 0.075332 | 0.78994 | 0.086691 | 0.54324 | 0.10171 | 0.45254
10 | 2031 | 2031-10-05 | 0.11261 | 0.5566 | 0.062939 | 0.49193 | 0.06656 | 0.49564 | 0.04809 | 0.53745 | 0.062443 | 0.51733 | 0.056977 | 0.61899 | 0.07532 | 0.39112 | 0.077712 | 0.81025 | 0.092574 | 0.57746 | 0.10744 | 0.47485
10 | 2031 | 2031-10-06 | 0.12125 | 0.59254 | 0.078147 | 0.58633 | 0.070303 | 0.5124 | 0.064568 | 0.64324 | 0.075608 | 0.59909 | 0.066105 | 0.68912 | 0.084984 | 0.43506 | 0.10154 | 0.987 | 0.10345 | 0.63618 | 0.12117 | 0.53168
10 | 2031 | 2031-10-07 | 0.11955 | 0.58566 | 0.077743 | 0.58212 | 0.075832 | 0.54654 | 0.067717 | 0.67416 | 0.079822 | 0.63032 | 0.069916 | 0.72904 | 0.087002 | 0.44492 | 0.10388 | 1.0054 | 0.10635 | 0.65099 | 0.12907 | 0.56335
10 | 2031 | 2031-10-08 | 0.12311 | 0.59867 | 0.078917 | 0.58702 | 0.073268 | 0.52567 | 0.069417 | 0.67531 | 0.081399 | 0.63477 | 0.071792 | 0.73705 | 0.09026 | 0.45972 | 0.10497 | 1.0124 | 0.10555 | 0.64332 | 0.12965 | 0.56437
10 | 2031 | 2031-10-09 | 0.11504 | 0.56595 | 0.079042 | 0.5847 | 0.072129 | 0.51526 | 0.071265 | 0.67034 | 0.082909 | 0.63603 | 0.073973 | 0.74274 | 0.090881 | 0.45979 | 0.10605 | 1.0186 | 0.10347 | 0.62733 | 0.12618 | 0.54819
10 | 2031 | 2031-10-10 | 0.12152 | 0.59074 | 0.079308 | 0.58462 | 0.076217 | 0.54024 | 0.075369 | 0.71181 | 0.088394 | 0.67778 | 0.078912 | 0.79568 | 0.095178 | 0.48065 | 0.10927 | 1.0464 | 0.11334 | 0.68686 | 0.13457 | 0.58282
10 | 2031 | 2031-10-11 | 0.12501 | 0.6028 | 0.072482 | 0.54699 | 0.073323 | 0.5248 | 0.064602 | 0.65932 | 0.082553 | 0.64835 | 0.076271 | 0.79157 | 0.086311 | 0.4386 | 0.089397 | 0.901 | 0.10954 | 0.66737 | 0.12761 | 0.55258
10 | 2031 | 2031-10-12 | 0.13157 | 0.62796 | 0.077684 | 0.58025 | 0.079117 | 0.55837 | 0.067532 | 0.66795 | 0.08557 | 0.66265 | 0.079721 | 0.81312 | 0.091707 | 0.46304 | 0.090769 | 0.91054 | 0.1111 | 0.6751 | 0.13307 | 0.57435
10 | 2031 | 2031-10-13 | 0.12344 | 0.59696 | 0.089214 | 0.64747 | 0.086 | 0.59404 | 0.083608 | 0.76583 | 0.097655 | 0.73371 | 0.08762 | 0.8679 | 0.1073 | 0.53278 | 0.11544 | 1.0937 | 0.12403 | 0.7466 | 0.14447 | 0.62051
10 | 2031 | 2031-10-14 | 0.12437 | 0.60016 | 0.08617 | 0.62311 | 0.08487 | 0.58348 | 0.085729 | 0.77352 | 0.09959 | 0.74142 | 0.089457 | 0.8778 | 0.099354 | 0.49861 | 0.11472 | 1.0828 | 0.11679 | 0.69968 | 0.13911 | 0.59657
10 | 2031 | 2031-10-15 | 0.1278 | 0.61392 | 0.085078 | 0.61245 | 0.082786 | 0.56737 | 0.087854 | 0.78363 | 0.10155 | 0.75003 | 0.091138 | 0.88788 | 0.10309 | 0.51468 | 0.11575 | 1.0891 | 0.11802 | 0.70594 | 0.14079 | 0.60241
10 | 2031 | 2031-10-16 | 0.14406 | 0.67787 | 0.09838 | 0.70532 | 0.10461 | 0.70404 | 0.095255 | 0.85161 | 0.11133 | 0.82432 | 0.10061 | 0.98481 | 0.10923 | 0.54244 | 0.12279 | 1.1484 | 0.13301 | 0.79406 | 0.16062 | 0.68468
10 | 2031 | 2031-10-17 | 0.15598 | 0.7241 | 0.10376 | 0.74086 | 0.11299 | 0.75421 | 0.099969 | 0.88692 | 0.11694 | 0.86248 | 0.10602 | 1.0344 | 0.11631 | 0.57635 | 0.12792 | 1.1909 | 0.14433 | 0.86092 | 0.16503 | 0.70173
10 | 2031 | 2031-10-18 | 0.16358 | 0.75235 | 0.097706 | 0.70698 | 0.11658 | 0.77922 | 0.090237 | 0.84201 | 0.11213 | 0.84007 | 0.10428 | 1.0383 | 0.11621 | 0.57344 | 0.10359 | 1.0047 | 0.12938 | 0.77511 | 0.15668 | 0.66633
10 | 2031 | 2031-10-19 | 0.1576 | 0.72851 | 0.10055 | 0.72585 | 0.1106 | 0.73911 | 0.092406 | 0.83853 | 0.11349 | 0.83884 | 0.10593 | 1.038 | 0.11865 | 0.58258 | 0.10446 | 1.0081 | 0.12839 | 0.76736 | 0.14943 | 0.6344
10 | 2031 | 2031-10-20 | 0.16579 | 0.76152 | 0.11081 | 0.78224 | 0.11897 | 0.78374 | 0.11039 | 0.9371 | 0.12741 | 0.91825 | 0.11642 | 1.1073 | 0.12736 | 0.62449 | 0.13127 | 1.2082 | 0.14346 | 0.85032 | 0.16386 | 0.69281
10 | 2031 | 2031-10-21 | 0.16671 | 0.76444 | 0.11422 | 0.80347 | 0.12512 | 0.81991 | 0.11455 | 0.95963 | 0.13175 | 0.94334 | 0.12073 | 1.1401 | 0.13193 | 0.64585 | 0.13463 | 1.235 | 0.15194 | 0.90141 | 0.16818 | 0.71058
10 | 2031 | 2031-10-22 | 0.17042 | 0.77859 | 0.11245 | 0.7878 | 0.11624 | 0.76002 | 0.1194 | 1.0039 | 0.1375 | 0.9849 | 0.12564 | 1.1903 | 0.13518 | 0.65987 | 0.13732 | 1.252 | 0.14967 | 0.88282 | 0.16508 | 0.69499
10 | 2031 | 2031-10-23 | 0.18415 | 0.83244 | 0.11758 | 0.82043 | 0.12254 | 0.79523 | 0.12462 | 1.0375 | 0.14329 | 1.0219 | 0.13134 | 1.2384 | 0.14508 | 0.7053 | 0.14001 | 1.2707 | 0.15183 | 0.89339 | 0.17891 | 0.75236
10 | 2031 | 2031-10-24 | 0.18721 | 0.84395 | 0.12546 | 0.87348 | 0.1384 | 0.89304 | 0.12982 | 1.0735 | 0.14908 | 1.0597 | 0.13685 | 1.2864 | 0.15189 | 0.73614 | 0.14488 | 1.3097 | 0.16191 | 0.95301 | 0.17944 | 0.75407
10 | 2031 | 2031-10-25 | 0.18624 | 0.83813 | 0.11135 | 0.78361 | 0.12804 | 0.83073 | 0.11601 | 0.97595 | 0.13753 | 0.97775 | 0.12845 | 1.2113 | 0.14097 | 0.68164 | 0.12198 | 1.1366 | 0.15376 | 0.91034 | 0.17459 | 0.73337
10 | 2031 | 2031-10-26 | 0.19129 | 0.85746 | 0.12015 | 0.84243 | 0.13589 | 0.87682 | 0.12338 | 1.0283 | 0.14621 | 1.0374 | 0.13717 | 1.2898 | 0.14379 | 0.69536 | 0.12387 | 1.1487 | 0.15608 | 0.92337 | 0.16845 | 0.70557
10 | 2031 | 2031-10-27 | 0.19394 | 0.8689 | 0.13076 | 0.90186 | 0.14795 | 0.94413 | 0.14043 | 1.1164 | 0.15831 | 1.1012 | 0.14553 | 1.3361 | 0.16046 | 0.77149 | 0.15075 | 1.3471 | 0.16808 | 0.98659 | 0.19091 | 0.79867
10 | 2031 | 2031-10-28 | 0.20602 | 0.91657 | 0.13617 | 0.93693 | 0.15918 | 1.0134 | 0.1458 | 1.1572 | 0.16421 | 1.1408 | 0.15082 | 1.3845 | 0.16688 | 0.80159 | 0.15363 | 1.3672 | 0.17145 | 1.0053 | 0.18549 | 0.7749
10 | 2031 | 2031-10-29 | 0.20695 | 0.91843 | 0.14112 | 0.96863 | 0.17142 | 1.0868 | 0.15166 | 1.1954 | 0.17056 | 1.1814 | 0.15695 | 1.4361 | 0.16719 | 0.8046 | 0.15714 | 1.3917 | 0.17371 | 1.0157 | 0.1834 | 0.76411
10 | 2031 | 2031-10-30 | 0.21609 | 0.95493 | 0.14561 | 0.99775 | 0.17174 | 1.0862 | 0.15821 | 1.2441 | 0.17795 | 1.2319 | 0.16393 | 1.4997 | 0.18063 | 0.86437 | 0.15907 | 1.4051 | 0.17974 | 1.0534 | 0.1962 | 0.81708
10 | 2031 | 2031-10-31 | 0.22191 | 0.97737 | 0.14503 | 0.99012 | 0.17712 | 1.1172 | 0.16173 | 1.2607 | 0.1808 | 1.2445 | 0.16626 | 1.5124 | 0.18528 | 0.88451 | 0.16316 | 1.4349 | 0.18409 | 1.0769 | 0.19439 | 0.80853
11 | 2031 | 2031-11-01 | 0.23106 | 0.94507 | 0.14703 | 0.88139 | 0.21562 | 1.1271 | 0.19735 | 1.1886 | 0.20482 | 1.2431 | 0.16319 | 1.2996 | 0.21847 | 0.89576 | 0.18524 | 1.5264 | 0.20776 | 1.0164 | 0.2095 | 0.80179
11 | 2031 | 2031-11-02 | 0.2275 | 0.93221 | 0.14609 | 0.87479 | 0.2119 | 1.1063 | 0.20263 | 1.2134 | 0.20958 | 1.2675 | 0.16707 | 1.3244 | 0.22389 | 0.91345 | 0.18524 | 1.5237 | 0.20411 | 1.0007 | 0.2261 | 0.86221
11 | 2031 | 2031-11-03 | 0.22067 | 0.91572 | 0.15997 | 0.95817 | 0.2137 | 1.1263 | 0.22317 | 1.333 | 0.22535 | 1.3582 | 0.18021 | 1.4159 | 0.22647 | 0.94242 | 0.21016 | 1.7055 | 0.21128 | 1.0409 | 0.23764 | 0.90881
11 | 2031 | 2031-11-04 | 0.22766 | 0.93844 | 0.16585 | 0.98799 | 0.21134 | 1.1136 | 0.22523 | 1.3454 | 0.22675 | 1.3639 | 0.18295 | 1.4336 | 0.23411 | 0.97311 | 0.21309 | 1.724 | 0.21229 | 1.0463 | 0.22195 | 0.85043
11 | 2031 | 2031-11-05 | 0.24193 | 0.99143 | 0.17121 | 1.0154 | 0.23038 | 1.2051 | 0.23212 | 1.384 | 0.23258 | 1.3942 | 0.18928 | 1.4784 | 0.23544 | 0.98028 | 0.21156 | 1.7095 | 0.20734 | 1.0235 | 0.21993 | 0.84258
11 | 2031 | 2031-11-06 | 0.26071 | 1.059 | 0.17598 | 1.0397 | 0.23741 | 1.2358 | 0.2444 | 1.445 | 0.24379 | 1.4543 | 0.19792 | 1.5381 | 0.24999 | 1.0347 | 0.21425 | 1.7252 | 0.21123 | 1.0386 | 0.22689 | 0.86739
11 | 2031 | 2031-11-07 | 0.2622 | 1.0644 | 0.18022 | 1.0613 | 0.24788 | 1.2811 | 0.24641 | 1.4462 | 0.24571 | 1.4622 | 0.19786 | 1.5303 | 0.26084 | 1.0709 | 0.22024 | 1.7656 | 0.21729 | 1.0668 | 0.2291 | 0.87504
11 | 2031 | 2031-11-08 | 0.27409 | 1.1041 | 0.17675 | 1.0336 | 0.25253 | 1.2965 | 0.24559 | 1.4298 | 0.24746 | 1.4646 | 0.20028 | 1.5479 | 0.25417 | 1.0392 | 0.20222 | 1.6281 | 0.21353 | 1.0441 | 0.23063 | 0.8754
11 | 2031 | 2031-11-09 | 0.27632 | 1.1115 | 0.1701 | 0.99644 | 0.22643 | 1.172 | 0.24772 | 1.4397 | 0.24893 | 1.4702 | 0.20233 | 1.5587 | 0.25444 | 1.0399 | 0.20378 | 1.6363 | 0.21195 | 1.0382 | 0.23101 | 0.87642
11 | 2031 | 2031-11-10 | 0.2953 | 1.185 | 0.19673 | 1.1457 | 0.24654 | 1.2749 | 0.27025 | 1.5707 | 0.26627 | 1.5694 | 0.21703 | 1.6614 | 0.27615 | 1.1345 | 0.23571 | 1.8674 | 0.23494 | 1.1455 | 0.25345 | 0.96315
11 | 2031 | 2031-11-11 | 0.29296 | 1.1732 | 0.2023 | 1.1715 | 0.27397 | 1.4006 | 0.27648 | 1.5924 | 0.27213 | 1.599 | 0.21947 | 1.6711 | 0.29386 | 1.1973 | 0.24089 | 1.9016 | 0.2403 | 1.1699 | 0.26656 | 1.0107
11 | 2031 | 2031-11-12 | 0.28529 | 1.1461 | 0.1866 | 1.0868 | 0.25214 | 1.2935 | 0.27347 | 1.5751 | 0.26871 | 1.5773 | 0.21784 | 1.6539 | 0.28831 | 1.1796 | 0.23557 | 1.8585 | 0.2316 | 1.1275 | 0.26472 | 1.0033
11 | 2031 | 2031-11-13 | 0.27199 | 1.0984 | 0.19761 | 1.1447 | 0.26718 | 1.3626 | 0.28487 | 1.6148 | 0.27993 | 1.6363 | 0.22159 | 1.6697 | 0.28648 | 1.1768 | 0.24552 | 1.9272 | 0.24484 | 1.1875 | 0.27686 | 1.0476
11 | 2031 | 2031-11-14 | 0.27777 | 1.1163 | 0.19474 | 1.1266 | 0.26109 | 1.3317 | 0.29712 | 1.686 | 0.29021 | 1.6912 | 0.23271 | 1.751 | 0.28665 | 1.176 | 0.25337 | 1.981 | 0.25327 | 1.2271 | 0.27479 | 1.0396
11 | 2031 | 2031-11-15 | 0.2802 | 1.1204 | 0.17714 | 1.0198 | 0.2592 | 1.3078 | 0.27919 | 1.5788 | 0.27579 | 1.603 | 0.22279 | 1.6751 | 0.27923 | 1.1382 | 0.21693 | 1.7083 | 0.22233 | 1.0784 | 0.24303 | 0.91762
11 | 2031 | 2031-11-16 | 0.298 | 1.1838 | 0.18541 | 1.0644 | 0.26374 | 1.3304 | 0.29055 | 1.6396 | 0.28554 | 1.6547 | 0.23183 | 1.7384 | 0.28299 | 1.1531 | 0.22482 | 1.7613 | 0.23469 | 1.132 | 0.25688 | 0.96799
11 | 2031 | 2031-11-17 | 0.3279 | 1.2952 | 0.20561 | 1.1785 | 0.28113 | 1.4178 | 0.31127 | 1.7404 | 0.30229 | 1.7494 | 0.23999 | 1.7834 | 0.307 | 1.2551 | 0.25622 | 1.9892 | 0.2535 | 1.2237 | 0.27529 | 1.0403
11 | 2031 | 2031-11-18 | 0.31489 | 1.249 | 0.20588 | 1.1802 | 0.26877 | 1.3621 | 0.31865 | 1.7908 | 0.30762 | 1.7767 | 0.24883 | 1.8491 | 0.30931 | 1.2637 | 0.25612 | 1.9854 | 0.24791 | 1.201 | 0.27816 | 1.0506
11 | 2031 | 2031-11-19 | 0.32342 | 1.2788 | 0.21894 | 1.2481 | 0.28301 | 1.4292 | 0.32691 | 1.8283 | 0.31484 | 1.8139 | 0.25388 | 1.8795 | 0.31605 | 1.2865 | 0.26411 | 2.0397 | 0.25803 | 1.2469 | 0.28564 | 1.0777
11 | 2031 | 2031-11-20 | 0.33367 | 1.3192 | 0.22698 | 1.29 | 0.29768 | 1.4989 | 0.33871 | 1.8905 | 0.32498 | 1.8675 | 0.26292 | 1.942 | 0.33584 | 1.3604 | 0.27817 | 2.1377 | 0.27928 | 1.342 | 0.29894 | 1.1264
11 | 2031 | 2031-11-21 | 0.33762 | 1.3321 | 0.22786 | 1.291 | 0.3057 | 1.5304 | 0.34675 | 1.9393 | 0.33118 | 1.8995 | 0.27089 | 1.999 | 0.33584 | 1.3639 | 0.27676 | 2.1233 | 0.27532 | 1.3229 | 0.30684 | 1.155
11 | 2031 | 2031-11-22 | 0.33588 | 1.318 | 0.21378 | 1.2049 | 0.31326 | 1.5546 | 0.3315 | 1.8471 | 0.31902 | 1.8238 | 0.26299 | 1.938 | 0.32573 | 1.3115 | 0.24827 | 1.9087 | 0.25644 | 1.23 | 0.28397 | 1.0658
11 | 2031 | 2031-11-23 | 0.34857 | 1.3651 | 0.22054 | 1.2394 | 0.31229 | 1.5472 | 0.34165 | 1.8852 | 0.32853 | 1.8732 | 0.26694 | 1.9562 | 0.33094 | 1.3371 | 0.25306 | 1.9398 | 0.2614 | 1.2526 | 0.28228 | 1.0596
11 | 2031 | 2031-11-24 | 0.35874 | 1.4069 | 0.24848 | 1.3942 | 0.33798 | 1.674 | 0.37391 | 2.0638 | 0.35486 | 2.0219 | 0.28736 | 2.0991 | 0.35919 | 1.4535 | 0.29303 | 2.2302 | 0.29342 | 1.4052 | 0.32481 | 1.2205
11 | 2031 | 2031-11-25 | 0.37459 | 1.4663 | 0.25465 | 1.4256 | 0.35244 | 1.7462 | 0.38095 | 2.1016 | 0.36039 | 2.0499 | 0.29313 | 2.1371 | 0.35786 | 1.4454 | 0.28764 | 2.1872 | 0.2818 | 1.3528 | 0.3225 | 1.2122
11 | 2031 | 2031-11-26 | 0.37609 | 1.4694 | 0.25791 | 1.4412 | 0.34752 | 1.7202 | 0.38995 | 2.1486 | 0.36783 | 2.0884 | 0.29998 | 2.1827 | 0.3665 | 1.4746 | 0.28973 | 2.1977 | 0.28589 | 1.3681 | 0.32807 | 1.2321
11 | 2031 | 2031-11-27 | 0.36969 | 1.4456 | 0.23965 | 1.3425 | 0.34677 | 1.7135 | 0.39487 | 2.1533 | 0.37273 | 2.1118 | 0.29871 | 2.1594 | 0.36367 | 1.4726 | 0.29195 | 2.2101 | 0.28684 | 1.3725 | 0.32942 | 1.2371
11 | 2031 | 2031-11-28 | 0.37649 | 1.472 | 0.24586 | 1.3751 | 0.35365 | 1.7462 | 0.39976 | 2.1885 | 0.37567 | 2.1257 | 0.30507 | 2.205 | 0.35771 | 1.4525 | 0.29495 | 2.2291 | 0.28579 | 1.3713 | 0.32643 | 1.2264
11 | 2031 | 2031-11-29 | 0.36427 | 1.4262 | 0.24259 | 1.3483 | 0.34199 | 1.686 | 0.396 | 2.1682 | 0.37346 | 2.106 | 0.30798 | 2.229 | 0.36532 | 1.4684 | 0.27574 | 2.0816 | 0.28453 | 1.356 | 0.32607 | 1.2199
11 | 2031 | 2031-11-30 | 0.38346 | 1.4925 | 0.25186 | 1.3947 | 0.35914 | 1.7598 | 0.39971 | 2.1817 | 0.37625 | 2.1184 | 0.30959 | 2.233 | 0.37447 | 1.5001 | 0.27756 | 2.0905 | 0.28742 | 1.3669 | 0.31463 | 1.1778
12 | 2031 | 2031-12-01 | 0.36704 | 1.5148 | 0.29847 | 1.6313 | 0.38341 | 1.9397 | 0.45385 | 2.4215 | 0.38984 | 2.2046 | 0.31999 | 2.0982 | 0.35281 | 1.5709 | 0.32395 | 2.3569 | 0.29929 | 1.4689 | 0.32093 | 1.2488
12 | 2031 | 2031-12-02 | 0.36138 | 1.492 | 0.29638 | 1.6174 | 0.37481 | 1.8959 | 0.46745 | 2.4827 | 0.40057 | 2.2623 | 0.3262 | 2.1254 | 0.34201 | 1.525 | 0.32017 | 2.3278 | 0.29304 | 1.4384 | 0.30951 | 1.2044
12 | 2031 | 2031-12-03 | 0.37091 | 1.529 | 0.29543 | 1.6114 | 0.38319 | 1.9334 | 0.46651 | 2.4801 | 0.39919 | 2.2509 | 0.32752 | 2.1357 | 0.35032 | 1.5599 | 0.32983 | 2.3893 | 0.30655 | 1.5008 | 0.33695 | 1.3113
12 | 2031 | 2031-12-04 | 0.36023 | 1.4865 | 0.30948 | 1.6832 | 0.39563 | 1.9942 | 0.47987 | 2.5446 | 0.40864 | 2.3005 | 0.3359 | 2.1807 | 0.34941 | 1.5557 | 0.3312 | 2.3961 | 0.30601 | 1.4986 | 0.32675 | 1.2711
12 | 2031 | 2031-12-05 | 0.36989 | 1.5239 | 0.31799 | 1.7272 | 0.40688 | 2.0484 | 0.49172 | 2.6004 | 0.41733 | 2.3463 | 0.3426 | 2.2144 | 0.35332 | 1.5715 | 0.33636 | 2.4283 | 0.3114 | 1.524 | 0.34116 | 1.3272
12 | 2031 | 2031-12-06 | 0.37435 | 1.5389 | 0.30089 | 1.6263 | 0.38355 | 1.9267 | 0.48359 | 2.5427 | 0.41165 | 2.3073 | 0.33799 | 2.1739 | 0.35199 | 1.5595 | 0.31872 | 2.2901 | 0.31065 | 1.5143 | 0.33489 | 1.3005
12 | 2031 | 2031-12-07 | 0.3611 | 1.4863 | 0.29737 | 1.6058 | 0.37282 | 1.8726 | 0.49186 | 2.5863 | 0.41647 | 2.3305 | 0.34533 | 2.2182 | 0.35006 | 1.5512 | 0.30824 | 2.2178 | 0.2919 | 1.4272 | 0.31591 | 1.2263
12 | 2031 | 2031-12-08 | 0.35698 | 1.4718 | 0.29459 | 1.6017 | 0.36641 | 1.8479 | 0.49903 | 2.6404 | 0.42058 | 2.3543 | 0.35139 | 2.2679 | 0.35015 | 1.5572 | 0.32938 | 2.372 | 0.29825 | 1.4601 | 0.31294 | 1.2174
12 | 2031 | 2031-12-09 | 0.35147 | 1.4497 | 0.28597 | 1.5542 | 0.35651 | 1.798 | 0.48558 | 2.5734 | 0.41093 | 2.2977 | 0.34342 | 2.2222 | 0.34196 | 1.5218 | 0.3289 | 2.3653 | 0.29735 | 1.4548 | 0.30903 | 1.202
12 | 2031 | 2031-12-10 | 0.36097 | 1.4866 | 0.29313 | 1.5903 | 0.3735 | 1.8791 | 0.49701 | 2.6272 | 0.41921 | 2.3413 | 0.34978 | 2.2536 | 0.34427 | 1.5307 | 0.33526 | 2.4046 | 0.30696 | 1.4986 | 0.33082 | 1.2871
12 | 2031 | 2031-12-11 | 0.3712 | 1.5265 | 0.30484 | 1.6466 | 0.38972 | 1.9546 | 0.51234 | 2.7021 | 0.42976 | 2.3972 | 0.35955 | 2.3064 | 0.3636 | 1.6131 | 0.34305 | 2.4546 | 0.31671 | 1.5444 | 0.34925 | 1.3585
12 | 2031 | 2031-12-12 | 0.38024 | 1.5616 | 0.31127 | 1.6789 | 0.392 | 1.9646 | 0.52295 | 2.7475 | 0.43848 | 2.4443 | 0.36306 | 2.3159 | 0.36273 | 1.6076 | 0.34482 | 2.463 | 0.3199 | 1.5579 | 0.34683 | 1.3493
12 | 2031 | 2031-12-13 | 0.38064 | 1.5607 | 0.29935 | 1.6068 | 0.38399 | 1.9191 | 0.51048 | 2.6704 | 0.42917 | 2.3851 | 0.3566 | 2.2668 | 0.35838 | 1.5828 | 0.32033 | 2.2807 | 0.30665 | 1.4916 | 0.33062 | 1.2838
12 | 2031 | 2031-12-14 | 0.37646 | 1.5439 | 0.31172 | 1.671 | 0.38531 | 1.9245 | 0.5226 | 2.7283 | 0.4377 | 2.4302 | 0.36369 | 2.3028 | 0.36313 | 1.6027 | 0.32728 | 2.325 | 0.31574 | 1.5341 | 0.33226 | 1.29
12 | 2031 | 2031-12-15 | 0.38714 | 1.5876 | 0.32604 | 1.7536 | 0.41027 | 2.0534 | 0.53682 | 2.8159 | 0.44695 | 2.4832 | 0.37331 | 2.3699 | 0.37595 | 1.6625 | 0.34762 | 2.4756 | 0.31856 | 1.5525 | 0.35126 | 1.3667
12 | 2031 | 2031-12-16 | 0.3827 | 1.5699 | 0.32847 | 1.7632 | 0.41931 | 2.0962 | 0.5452 | 2.8498 | 0.45417 | 2.5222 | 0.37507 | 2.3686 | 0.37809 | 1.6718 | 0.34989 | 2.4887 | 0.32088 | 1.5632 | 0.34213 | 1.3314
12 | 2031 | 2031-12-17 | 0.38661 | 1.585 | 0.32752 | 1.756 | 0.41048 | 2.0525 | 0.54776 | 2.8637 | 0.45522 | 2.5253 | 0.37777 | 2.384 | 0.3634 | 1.6091 | 0.35631 | 2.5278 | 0.33263 | 1.616 | 0.34739 | 1.3522
12 | 2031 | 2031-12-18 | 0.39218 | 1.6066 | 0.31945 | 1.7132 | 0.4139 | 2.0673 | 0.54735 | 2.8602 | 0.45482 | 2.5209 | 0.37718 | 2.3774 | 0.37064 | 1.6386 | 0.34783 | 2.4675 | 0.32108 | 1.5604 | 0.35397 | 1.3778
12 | 2031 | 2031-12-19 | 0.40552 | 1.6589 | 0.32984 | 1.7635 | 0.4209 | 2.0951 | 0.55406 | 2.8957 | 0.45848 | 2.5383 | 0.38303 | 2.4117 | 0.37605 | 1.6618 | 0.34807 | 2.4663 | 0.32181 | 1.5628 | 0.3621 | 1.4101
12 | 2031 | 2031-12-20 | 0.40413 | 1.6511 | 0.33019 | 1.7506 | 0.42048 | 2.0833 | 0.54736 | 2.8342 | 0.45624 | 2.5216 | 0.37314 | 2.3257 | 0.37582 | 1.6542 | 0.32621 | 2.3008 | 0.31537 | 1.5269 | 0.34959 | 1.3587
12 | 2031 | 2031-12-21 | 0.63988 | 2.5768 | 0.53968 | 2.8375 | 0.781 | 3.8482 | 0.73776 | 3.7636 | 0.59179 | 3.2751 | 0.48649 | 2.9424 | 0.56397 | 2.4491 | 0.47224 | 3.2909 | 0.51275 | 2.4658 | 0.5613 | 2.1796
12 | 2031 | 2031-12-22 | 0.41234 | 1.685 | 0.33435 | 1.7865 | 0.43027 | 2.1445 | 0.55978 | 2.9222 | 0.46146 | 2.5485 | 0.38672 | 2.4249 | 0.38978 | 1.7169 | 0.34903 | 2.4661 | 0.32259 | 1.5653 | 0.361 | 1.4058
12 | 2031 | 2031-12-23 | 0.41199 | 1.6835 | 0.34054 | 1.8151 | 0.43096 | 2.1449 | 0.57396 | 2.9843 | 0.47277 | 2.6109 | 0.39173 | 2.4408 | 0.38622 | 1.7013 | 0.35175 | 2.4823 | 0.32664 | 1.5838 | 0.36047 | 1.4037
12 | 2031 | 2031-12-24 | 0.40031 | 1.6375 | 0.34289 | 1.8278 | 0.42065 | 2.0986 | 0.57702 | 3.002 | 0.4738 | 2.614 | 0.39529 | 2.4622 | 0.38559 | 1.6974 | 0.35542 | 2.5067 | 0.3288 | 1.5959 | 0.35859 | 1.3963
12 | 2031 | 2031-12-25 | 0.38983 | 1.5962 | 0.33473 | 1.7864 | 0.41499 | 2.0705 | 0.56887 | 2.9636 | 0.46712 | 2.5746 | 0.39145 | 2.4414 | 0.37468 | 1.6504 | 0.35208 | 2.4821 | 0.32428 | 1.574 | 0.34413 | 1.3404
12 | 2031 | 2031-12-26 | 0.3842 | 1.5741 | 0.32761 | 1.749 | 0.40833 | 2.0367 | 0.56533 | 2.9437 | 0.46472 | 2.5599 | 0.38818 | 2.4179 | 0.36808 | 1.6214 | 0.3449 | 2.4294 | 0.31826 | 1.5423 | 0.35779 | 1.3941
12 | 2031 | 2031-12-27 | 0.3886 | 1.5892 | 0.31176 | 1.651 | 0.39394 | 1.9553 | 0.54457 | 2.8296 | 0.44853 | 2.4626 | 0.37833 | 2.3541 | 0.36193 | 1.589 | 0.31815 | 2.2313 | 0.30542 | 1.4762 | 0.3369 | 1.3104
12 | 2031 | 2031-12-28 | 0.39051 | 1.5967 | 0.32014 | 1.6951 | 0.40409 | 2.0071 | 0.54918 | 2.8514 | 0.45146 | 2.4774 | 0.38091 | 2.3653 | 0.36982 | 1.6212 | 0.31814 | 2.2285 | 0.30743 | 1.484 | 0.33645 | 1.309
12 | 2031 | 2031-12-29 | 0.39946 | 1.6339 | 0.33258 | 1.7659 | 0.39905 | 1.9876 | 0.56108 | 2.9095 | 0.4633 | 2.5496 | 0.37922 | 2.3445 | 0.37938 | 1.6674 | 0.34013 | 2.3906 | 0.31474 | 1.5229 | 0.3578 | 1.3949
12 | 2031 | 2031-12-30 | 0.39194 | 1.6044 | 0.33824 | 1.7968 | 0.40484 | 2.0174 | 0.56247 | 2.9173 | 0.46354 | 2.5492 | 0.38071 | 2.3519 | 0.37659 | 1.6548 | 0.3409 | 2.3941 | 0.31642 | 1.5304 | 0.34921 | 1.3615
12 | 2031 | 2031-12-31 | 0.40057 | 1.6383 | 0.33762 | 1.7936 | 0.41872 | 2.0845 | 0.57465 | 2.9818 | 0.47049 | 2.5855 | 0.39077 | 2.4117 | 0.38427 | 1.686 | 0.34672 | 2.4319 | 0.32517 | 1.5714 | 0.35602 | 1.3882
1 | 2032 | 2032-01-01 | 0.3843 | 1.5689 | 0.35722 | 1.8755 | 0.4482 | 2.2174 | 0.59669 | 3.0793 | 0.48451 | 2.6994 | 0.41522 | 2.5739 | 0.4082 | 1.8317 | 0.36962 | 2.5985 | 0.32807 | 1.5998 | 0.34969 | 1.3658
1 | 2032 | 2032-01-02 | 0.37162 | 1.5195 | 0.35968 | 1.887 | 0.44408 | 2.1962 | 0.59516 | 3.0766 | 0.48247 | 2.6834 | 0.41582 | 2.5814 | 0.40357 | 1.8103 | 0.36718 | 2.5777 | 0.32507 | 1.5836 | 0.36674 | 1.4329
1 | 2032 | 2032-01-03 | 0.3571 | 1.4605 | 0.34286 | 1.7896 | 0.44623 | 2.1984 | 0.58218 | 2.996 | 0.47259 | 2.6238 | 0.40853 | 2.5252 | 0.3926 | 1.7564 | 0.34608 | 2.4177 | 0.3201 | 1.5544 | 0.36156 | 1.4106
1 | 2032 | 2032-01-04 | 0.35053 | 1.4351 | 0.32677 | 1.7074 | 0.42407 | 2.0914 | 0.57972 | 2.9875 | 0.47 | 2.6057 | 0.40811 | 2.525 | 0.3885 | 1.7377 | 0.33797 | 2.3595 | 0.31067 | 1.5079 | 0.33024 | 1.2888
1 | 2032 | 2032-01-05 | 0.3436 | 1.4104 | 0.31507 | 1.6585 | 0.38702 | 1.9192 | 0.57993 | 3.0051 | 0.46968 | 2.6052 | 0.4071 | 2.5277 | 0.37434 | 1.6782 | 0.34597 | 2.4271 | 0.30183 | 1.4695 | 0.31737 | 1.2413
1 | 2032 | 2032-01-06 | 0.35063 | 1.438 | 0.30593 | 1.6117 | 0.3613 | 1.7949 | 0.5636 | 2.9293 | 0.45693 | 2.5294 | 0.39813 | 2.4788 | 0.37558 | 1.6832 | 0.34543 | 2.4222 | 0.30263 | 1.4727 | 0.32269 | 1.2621
1 | 2032 | 2032-01-07 | 0.36032 | 1.476 | 0.322 | 1.6921 | 0.3731 | 1.8512 | 0.57194 | 2.9637 | 0.46311 | 2.5672 | 0.40124 | 2.4864 | 0.37403 | 1.676 | 0.3576 | 2.504 | 0.3192 | 1.5513 | 0.33466 | 1.3089
1 | 2032 | 2032-01-08 | 0.36458 | 1.4926 | 0.32584 | 1.7105 | 0.39082 | 1.9366 | 0.57596 | 2.9843 | 0.46546 | 2.5791 | 0.40403 | 2.5017 | 0.37755 | 1.6905 | 0.3456 | 2.4225 | 0.30648 | 1.4904 | 0.33754 | 1.3205
1 | 2032 | 2032-01-09 | 0.35796 | 1.467 | 0.30992 | 1.6292 | 0.38186 | 1.8928 | 0.57305 | 2.9711 | 0.46276 | 2.5623 | 0.40249 | 2.492 | 0.37234 | 1.6667 | 0.34355 | 2.4074 | 0.30547 | 1.4849 | 0.34024 | 1.3317
1 | 2032 | 2032-01-10 | 0.35617 | 1.4579 | 0.3019 | 1.5764 | 0.3695 | 1.8255 | 0.55555 | 2.8668 | 0.44976 | 2.4866 | 0.39179 | 2.4142 | 0.36836 | 1.6445 | 0.32589 | 2.2702 | 0.30467 | 1.4753 | 0.32324 | 1.2637
1 | 2032 | 2032-01-11 | 0.36312 | 1.4852 | 0.3085 | 1.6089 | 0.3791 | 1.8717 | 0.55642 | 2.8681 | 0.45019 | 2.4902 | 0.3913 | 2.4054 | 0.37977 | 1.6943 | 0.31948 | 2.2254 | 0.2983 | 1.4441 | 0.31998 | 1.2506
1 | 2032 | 2032-01-12 | 0.37625 | 1.539 | 0.33104 | 1.7338 | 0.39225 | 1.9425 | 0.57923 | 2.9962 | 0.4663 | 2.5834 | 0.40453 | 2.4912 | 0.39233 | 1.754 | 0.34915 | 2.4414 | 0.31677 | 1.5365 | 0.34059 | 1.3334
1 | 2032 | 2032-01-13 | 0.36638 | 1.501 | 0.32757 | 1.716 | 0.39519 | 1.9573 | 0.58025 | 3.0046 | 0.46625 | 2.5806 | 0.40624 | 2.5036 | 0.38244 | 1.7104 | 0.35544 | 2.4841 | 0.3266 | 1.5832 | 0.34964 | 1.3691
1 | 2032 | 2032-01-14 | 0.35652 | 1.4627 | 0.32339 | 1.6947 | 0.38396 | 1.9039 | 0.58233 | 3.0113 | 0.46762 | 2.5901 | 0.40633 | 2.4978 | 0.37621 | 1.6818 | 0.34685 | 2.4258 | 0.31814 | 1.5426 | 0.33461 | 1.3106
1 | 2032 | 2032-01-15 | 0.35023 | 1.4385 | 0.31076 | 1.63 | 0.37174 | 1.844 | 0.56485 | 2.9317 | 0.45388 | 2.5083 | 0.39722 | 2.4509 | 0.37139 | 1.6594 | 0.33384 | 2.3368 | 0.30399 | 1.4745 | 0.33018 | 1.2937
1 | 2032 | 2032-01-16 | 0.34586 | 1.4217 | 0.30205 | 1.585 | 0.35401 | 1.7583 | 0.55911 | 2.901 | 0.44949 | 2.4846 | 0.39268 | 2.4195 | 0.37144 | 1.6597 | 0.33347 | 2.3287 | 0.30318 | 1.4678 | 0.33401 | 1.309
1 | 2032 | 2032-01-17 | 0.36887 | 1.5091 | 0.29752 | 1.5501 | 0.34821 | 1.7229 | 0.54427 | 2.8154 | 0.4379 | 2.4142 | 0.38551 | 2.37 | 0.37568 | 1.6732 | 0.31191 | 2.1683 | 0.29909 | 1.4438 | 0.33005 | 1.2919
1 | 2032 | 2032-01-18 | 0.36577 | 1.4975 | 0.29635 | 1.5439 | 0.35434 | 1.7524 | 0.5435 | 2.8108 | 0.43695 | 2.4091 | 0.38472 | 2.3629 | 0.36607 | 1.6308 | 0.31381 | 2.1804 | 0.30313 | 1.4625 | 0.33862 | 1.3256
1 | 2032 | 2032-01-19 | 0.36359 | 1.4918 | 0.3145 | 1.6468 | 0.36667 | 1.8203 | 0.56283 | 2.9169 | 0.45103 | 2.4943 | 0.3941 | 2.4203 | 0.37552 | 1.6768 | 0.33161 | 2.3188 | 0.30837 | 1.493 | 0.33819 | 1.326
1 | 2032 | 2032-01-20 | 0.359 | 1.4743 | 0.30673 | 1.6073 | 0.37671 | 1.8688 | 0.55782 | 2.896 | 0.44659 | 2.467 | 0.39209 | 2.412 | 0.37674 | 1.6814 | 0.33175 | 2.3174 | 0.30961 | 1.4976 | 0.34177 | 1.3402
1 | 2032 | 2032-01-21 | 0.36305 | 1.4903 | 0.31371 | 1.6417 | 0.37345 | 1.8516 | 0.56055 | 2.9082 | 0.44825 | 2.4772 | 0.39335 | 2.4165 | 0.373 | 1.6645 | 0.33419 | 2.3335 | 0.31445 | 1.5201 | 0.33852 | 1.328
1 | 2032 | 2032-01-22 | 0.37013 | 1.5184 | 0.31587 | 1.6522 | 0.39376 | 1.9493 | 0.56548 | 2.9307 | 0.45153 | 2.4968 | 0.3959 | 2.4281 | 0.37701 | 1.6826 | 0.34081 | 2.3777 | 0.32433 | 1.5666 | 0.34329 | 1.3465
1 | 2032 | 2032-01-23 | 0.36792 | 1.5101 | 0.32213 | 1.6839 | 0.40654 | 2.0122 | 0.56033 | 2.9067 | 0.44725 | 2.472 | 0.39297 | 2.4114 | 0.38171 | 1.7031 | 0.33593 | 2.3436 | 0.31992 | 1.5448 | 0.34932 | 1.3703
1 | 2032 | 2032-01-24 | 0.37097 | 1.5201 | 0.31394 | 1.6307 | 0.40257 | 1.9854 | 0.54954 | 2.8377 | 0.43894 | 2.4224 | 0.38733 | 2.3672 | 0.36425 | 1.6215 | 0.3077 | 2.1372 | 0.30729 | 1.4797 | 0.3373 | 1.3211
1 | 2032 | 2032-01-25 | 0.35625 | 1.4632 | 0.30521 | 1.586 | 0.38578 | 1.9059 | 0.54118 | 2.7982 | 0.43229 | 2.3841 | 0.38249 | 2.3401 | 0.36052 | 1.6053 | 0.30049 | 2.0895 | 0.30097 | 1.4498 | 0.31572 | 1.2371
1 | 2032 | 2032-01-26 | 0.36236 | 1.4897 | 0.30916 | 1.617 | 0.37617 | 1.8667 | 0.53943 | 2.8018 | 0.43103 | 2.3824 | 0.3788 | 2.323 | 0.35803 | 1.5977 | 0.31364 | 2.1913 | 0.29816 | 1.4395 | 0.31242 | 1.2271
1 | 2032 | 2032-01-27 | 0.36487 | 1.4998 | 0.31478 | 1.6453 | 0.38971 | 1.9311 | 0.54523 | 2.8319 | 0.43466 | 2.4023 | 0.38301 | 2.349 | 0.365 | 1.6285 | 0.3184 | 2.2231 | 0.30573 | 1.4752 | 0.32756 | 1.2866
1 | 2032 | 2032-01-28 | 0.36331 | 1.4941 | 0.32205 | 1.6811 | 0.38213 | 1.8948 | 0.54961 | 2.8524 | 0.43751 | 2.4194 | 0.38543 | 2.3612 | 0.36513 | 1.6292 | 0.31841 | 2.2218 | 0.30705 | 1.4805 | 0.3275 | 1.2865
1 | 2032 | 2032-01-29 | 0.37423 | 1.5371 | 0.32829 | 1.7119 | 0.40218 | 1.9906 | 0.55702 | 2.8862 | 0.44271 | 2.4507 | 0.38928 | 2.3798 | 0.36268 | 1.6177 | 0.32655 | 2.2763 | 0.31862 | 1.5351 | 0.35317 | 1.387
1 | 2032 | 2032-01-30 | 0.36693 | 1.5092 | 0.33284 | 1.735 | 0.41955 | 2.0745 | 0.56052 | 2.9018 | 0.44501 | 2.4651 | 0.39093 | 2.3869 | 0.36128 | 1.6119 | 0.33353 | 2.3246 | 0.32944 | 1.5869 | 0.36448 | 1.4312
1 | 2032 | 2032-01-31 | 0.37006 | 1.5194 | 0.31767 | 1.6471 | 0.39846 | 1.9666 | 0.54792 | 2.8196 | 0.43582 | 2.4132 | 0.38276 | 2.3231 | 0.35513 | 1.5802 | 0.31473 | 2.1822 | 0.3281 | 1.5757 | 0.36253 | 1.4213
2 | 2032 | 2032-02-01 | 0.38053 | 1.5766 | 0.3112 | 1.6366 | 0.36264 | 1.8121 | 0.5031 | 2.6382 | 0.41225 | 2.3511 | 0.37725 | 2.3322 | 0.35199 | 1.5701 | 0.28462 | 2.017 | 0.29863 | 1.4325 | 0.32801 | 1.3209
2 | 2032 | 2032-02-02 | 0.37404 | 1.5529 | 0.319 | 1.6867 | 0.35952 | 1.8028 | 0.50797 | 2.6761 | 0.41508 | 2.3672 | 0.3778 | 2.343 | 0.35201 | 1.5738 | 0.30245 | 2.151 | 0.30145 | 1.4503 | 0.33791 | 1.3611
2 | 2032 | 2032-02-03 | 0.36965 | 1.5362 | 0.30951 | 1.6374 | 0.3488 | 1.7512 | 0.50945 | 2.6837 | 0.4163 | 2.3761 | 0.37846 | 2.3461 | 0.34769 | 1.555 | 0.30771 | 2.189 | 0.3111 | 1.4955 | 0.35019 | 1.4093
2 | 2032 | 2032-02-04 | 0.3715 | 1.5444 | 0.31173 | 1.6487 | 0.35914 | 1.8026 | 0.50284 | 2.6458 | 0.41009 | 2.3435 | 0.37477 | 2.3218 | 0.34584 | 1.5468 | 0.3055 | 2.1739 | 0.31059 | 1.4925 | 0.33749 | 1.3576
2 | 2032 | 2032-02-05 | 0.36203 | 1.5077 | 0.30494 | 1.6133 | 0.35113 | 1.7643 | 0.49723 | 2.6187 | 0.40559 | 2.3162 | 0.37058 | 2.2973 | 0.34231 | 1.5315 | 0.30118 | 2.1435 | 0.30664 | 1.4735 | 0.34231 | 1.3775
2 | 2032 | 2032-02-06 | 0.3605 | 1.5017 | 0.30299 | 1.603 | 0.34831 | 1.7501 | 0.49601 | 2.6105 | 0.4043 | 2.3116 | 0.36987 | 2.2916 | 0.34115 | 1.5262 | 0.29648 | 2.1103 | 0.30172 | 1.45 | 0.33339 | 1.3422
2 | 2032 | 2032-02-07 | 0.35311 | 1.4709 | 0.29631 | 1.5582 | 0.33996 | 1.7024 | 0.48306 | 2.5315 | 0.39466 | 2.2569 | 0.36356 | 2.2456 | 0.33082 | 1.4763 | 0.27308 | 1.9373 | 0.29493 | 1.4128 | 0.32788 | 1.32
2 | 2032 | 2032-02-08 | 0.36514 | 1.5192 | 0.30104 | 1.5823 | 0.34596 | 1.7307 | 0.48319 | 2.532 | 0.3948 | 2.2594 | 0.36331 | 2.2436 | 0.35054 | 1.5648 | 0.27523 | 1.9522 | 0.29756 | 1.426 | 0.34444 | 1.3872
2 | 2032 | 2032-02-09 | 0.37328 | 1.5536 | 0.32581 | 1.7202 | 0.38159 | 1.9113 | 0.50302 | 2.6434 | 0.40992 | 2.3534 | 0.3739 | 2.3123 | 0.35185 | 1.5741 | 0.30421 | 2.1654 | 0.31455 | 1.5115 | 0.3468 | 1.3984
2 | 2032 | 2032-02-10 | 0.36725 | 1.5299 | 0.31524 | 1.6653 | 0.37572 | 1.8827 | 0.49749 | 2.6168 | 0.40559 | 2.327 | 0.36965 | 2.2878 | 0.33693 | 1.5074 | 0.30167 | 2.1477 | 0.3128 | 1.503 | 0.35048 | 1.4137
2 | 2032 | 2032-02-11 | 0.37205 | 1.5501 | 0.30883 | 1.632 | 0.36327 | 1.8226 | 0.48679 | 2.5642 | 0.39699 | 2.2741 | 0.36202 | 2.2436 | 0.33337 | 1.4917 | 0.29563 | 2.1055 | 0.30695 | 1.4747 | 0.3533 | 1.4243
2 | 2032 | 2032-02-12 | 0.37149 | 1.5484 | 0.30875 | 1.6314 | 0.36185 | 1.8168 | 0.48003 | 2.529 | 0.39131 | 2.2416 | 0.35743 | 2.2161 | 0.33599 | 1.5036 | 0.29588 | 2.1085 | 0.31096 | 1.4927 | 0.33506 | 1.3516
2 | 2032 | 2032-02-13 | 0.35448 | 1.4809 | 0.29704 | 1.5705 | 0.34626 | 1.7401 | 0.47386 | 2.4966 | 0.38612 | 2.2122 | 0.35324 | 2.1909 | 0.33157 | 1.4844 | 0.28605 | 2.0387 | 0.29839 | 1.4332 | 0.32441 | 1.3081
2 | 2032 | 2032-02-14 | 0.34484 | 1.4416 | 0.2796 | 1.47 | 0.33781 | 1.6923 | 0.44809 | 2.3551 | 0.36626 | 2.0922 | 0.33799 | 2.0943 | 0.32435 | 1.4488 | 0.26233 | 1.8635 | 0.29115 | 1.3939 | 0.30777 | 1.2399
2 | 2032 | 2032-02-15 | 0.34823 | 1.4554 | 0.27855 | 1.4643 | 0.32967 | 1.6523 | 0.44873 | 2.3585 | 0.36697 | 2.098 | 0.33792 | 2.0937 | 0.31496 | 1.407 | 0.26682 | 1.896 | 0.29893 | 1.4306 | 0.32096 | 1.2929
2 | 2032 | 2032-02-16 | 0.35614 | 1.4892 | 0.2942 | 1.5551 | 0.35497 | 1.7834 | 0.46201 | 2.4336 | 0.37624 | 2.1588 | 0.3448 | 2.1396 | 0.32063 | 1.4361 | 0.29215 | 2.0834 | 0.31094 | 1.4926 | 0.33133 | 1.3368
2 | 2032 | 2032-02-17 | 0.3656 | 1.5272 | 0.30091 | 1.5895 | 0.35775 | 1.7965 | 0.46784 | 2.4613 | 0.38102 | 2.1914 | 0.34846 | 2.1599 | 0.3148 | 1.4106 | 0.30054 | 2.1426 | 0.32172 | 1.5445 | 0.3366 | 1.3588
2 | 2032 | 2032-02-18 | 0.37468 | 1.5638 | 0.30584 | 1.6147 | 0.37103 | 1.8609 | 0.46045 | 2.4233 | 0.37496 | 2.1561 | 0.34327 | 2.1293 | 0.31783 | 1.4244 | 0.30013 | 2.1402 | 0.32267 | 1.549 | 0.34764 | 1.4024
2 | 2032 | 2032-02-19 | 0.3544 | 1.4835 | 0.28909 | 1.5278 | 0.35509 | 1.7828 | 0.45181 | 2.3799 | 0.36801 | 2.1144 | 0.33707 | 2.0932 | 0.31387 | 1.407 | 0.28372 | 2.0239 | 0.3016 | 1.4489 | 0.33023 | 1.3328
2 | 2032 | 2032-02-20 | 0.34126 | 1.4317 | 0.28141 | 1.4877 | 0.33689 | 1.6937 | 0.43918 | 2.3163 | 0.35775 | 2.0521 | 0.32825 | 2.0419 | 0.30104 | 1.3498 | 0.27878 | 1.989 | 0.2958 | 1.4215 | 0.32097 | 1.297
2 | 2032 | 2032-02-21 | 0.33367 | 1.4001 | 0.26917 | 1.4141 | 0.32815 | 1.6454 | 0.42306 | 2.2214 | 0.3457 | 1.9822 | 0.31961 | 1.983 | 0.28982 | 1.2963 | 0.26177 | 1.8618 | 0.29799 | 1.4268 | 0.31943 | 1.289
2 | 2032 | 2032-02-22 | 0.3353 | 1.4075 | 0.27754 | 1.4572 | 0.33438 | 1.6759 | 0.42405 | 2.2216 | 0.34604 | 1.9901 | 0.32064 | 1.9867 | 0.2967 | 1.3276 | 0.25903 | 1.8424 | 0.29467 | 1.4114 | 0.31232 | 1.2611
2 | 2032 | 2032-02-23 | 0.33901 | 1.424 | 0.28232 | 1.4916 | 0.3425 | 1.7219 | 0.43423 | 2.2873 | 0.35376 | 2.0352 | 0.32408 | 2.0157 | 0.29839 | 1.3388 | 0.27813 | 1.9858 | 0.29893 | 1.4361 | 0.33212 | 1.3407
2 | 2032 | 2032-02-24 | 0.33473 | 1.4076 | 0.27012 | 1.4282 | 0.32185 | 1.6209 | 0.4193 | 2.2128 | 0.34172 | 1.9613 | 0.31357 | 1.9549 | 0.29278 | 1.314 | 0.27186 | 1.9415 | 0.29129 | 1.4 | 0.3231 | 1.3031
2 | 2032 | 2032-02-25 | 0.33084 | 1.3927 | 0.2638 | 1.3952 | 0.30553 | 1.5415 | 0.41218 | 2.173 | 0.33548 | 1.9276 | 0.30907 | 1.9269 | 0.28289 | 1.2702 | 0.26525 | 1.895 | 0.28367 | 1.3637 | 0.30632 | 1.2374
2 | 2032 | 2032-02-26 | 0.32703 | 1.3773 | 0.26246 | 1.3878 | 0.30873 | 1.5552 | 0.41331 | 2.1822 | 0.33725 | 1.9364 | 0.30842 | 1.9248 | 0.28438 | 1.2769 | 0.26806 | 1.9148 | 0.28719 | 1.381 | 0.31279 | 1.263
2 | 2032 | 2032-02-27 | 0.32923 | 1.3868 | 0.26663 | 1.409 | 0.32607 | 1.641 | 0.41441 | 2.1833 | 0.33779 | 1.945 | 0.30935 | 1.9281 | 0.28314 | 1.2717 | 0.27414 | 1.9579 | 0.295 | 1.4188 | 0.31429 | 1.2707
2 | 2032 | 2032-02-28 | 0.3187 | 1.3438 | 0.25256 | 1.3259 | 0.31119 | 1.5623 | 0.39765 | 2.0849 | 0.32522 | 1.8718 | 0.30021 | 1.8662 | 0.2766 | 1.2398 | 0.25686 | 1.8287 | 0.29679 | 1.4222 | 0.31499 | 1.2707
2 | 2032 | 2032-02-29 | 0.32739 | 1.3787 | 0.24851 | 1.3047 | 0.30707 | 1.5429 | 0.39623 | 2.0752 | 0.32397 | 1.8675 | 0.29908 | 1.8585 | 0.27726 | 1.243 | 0.24854 | 1.7688 | 0.28367 | 1.3611 | 0.30108 | 1.2179
3 | 2032 | 2032-03-01 | 0.31008 | 1.3258 | 0.24885 | 1.3345 | 0.28768 | 1.5129 | 0.44845 | 2.3755 | 0.33921 | 1.9481 | 0.31116 | 2.0099 | 0.26872 | 1.2146 | 0.25362 | 1.7901 | 0.28158 | 1.3897 | 0.29896 | 1.2378
3 | 2032 | 2032-03-02 | 0.29499 | 1.2875 | 0.25171 | 1.3498 | 0.28303 | 1.488 | 0.43895 | 2.3265 | 0.33315 | 1.9134 | 0.30487 | 1.9702 | 0.26096 | 1.1798 | 0.25467 | 1.7977 | 0.28825 | 1.4228 | 0.30773 | 1.2736
3 | 2032 | 2032-03-03 | 0.293 | 1.2797 | 0.25022 | 1.3411 | 0.28084 | 1.4766 | 0.43702 | 2.3157 | 0.33237 | 1.9127 | 0.30281 | 1.9576 | 0.25992 | 1.1758 | 0.25488 | 1.7989 | 0.28616 | 1.4131 | 0.30876 | 1.2796
3 | 2032 | 2032-03-04 | 0.29626 | 1.2929 | 0.24847 | 1.3313 | 0.27165 | 1.4286 | 0.43075 | 2.2823 | 0.32667 | 1.8769 | 0.29878 | 1.9327 | 0.26503 | 1.1991 | 0.25417 | 1.7934 | 0.27959 | 1.3814 | 0.30298 | 1.2557
3 | 2032 | 2032-03-05 | 0.29247 | 1.2789 | 0.24855 | 1.3324 | 0.27479 | 1.4451 | 0.43283 | 2.2916 | 0.32839 | 1.8917 | 0.29904 | 1.935 | 0.262 | 1.1853 | 0.25139 | 1.7745 | 0.27924 | 1.3798 | 0.29582 | 1.226
3 | 2032 | 2032-03-06 | 0.27743 | 1.2167 | 0.22342 | 1.19 | 0.25116 | 1.3177 | 0.39497 | 2.0875 | 0.30216 | 1.7322 | 0.2775 | 1.794 | 0.24319 | 1.0976 | 0.21859 | 1.5361 | 0.257 | 1.2669 | 0.27239 | 1.1292
3 | 2032 | 2032-03-07 | 0.27876 | 1.2221 | 0.21798 | 1.1606 | 0.24972 | 1.3102 | 0.38605 | 2.0409 | 0.29552 | 1.6919 | 0.27172 | 1.7577 | 0.24131 | 1.0896 | 0.21899 | 1.5386 | 0.25533 | 1.2593 | 0.27561 | 1.1435
3 | 2032 | 2032-03-08 | 0.28574 | 1.2523 | 0.23104 | 1.2379 | 0.25206 | 1.3264 | 0.40671 | 2.1556 | 0.3096 | 1.7794 | 0.2819 | 1.8272 | 0.25377 | 1.149 | 0.24602 | 1.7371 | 0.27077 | 1.3392 | 0.27851 | 1.1551
3 | 2032 | 2032-03-09 | 0.28487 | 1.2495 | 0.23643 | 1.2667 | 0.25704 | 1.3525 | 0.40838 | 2.1626 | 0.31084 | 1.7907 | 0.28193 | 1.828 | 0.24718 | 1.1195 | 0.2452 | 1.7314 | 0.27 | 1.3359 | 0.28574 | 1.185
3 | 2032 | 2032-03-10 | 0.28652 | 1.2559 | 0.23805 | 1.2752 | 0.25796 | 1.3575 | 0.40768 | 2.1577 | 0.31063 | 1.793 | 0.28056 | 1.8197 | 0.24869 | 1.1271 | 0.24266 | 1.7139 | 0.2679 | 1.3258 | 0.2843 | 1.1795
3 | 2032 | 2032-03-11 | 0.28264 | 1.2404 | 0.23177 | 1.241 | 0.25063 | 1.3192 | 0.39885 | 2.1115 | 0.30367 | 1.7499 | 0.2749 | 1.7841 | 0.24729 | 1.1209 | 0.23679 | 1.6732 | 0.25919 | 1.283 | 0.28064 | 1.164
3 | 2032 | 2032-03-12 | 0.27592 | 1.2138 | 0.23095 | 1.2376 | 0.25661 | 1.3507 | 0.39307 | 2.081 | 0.29976 | 1.7281 | 0.27071 | 1.7577 | 0.242 | 1.0969 | 0.23647 | 1.6708 | 0.2582 | 1.2788 | 0.27277 | 1.1314
3 | 2032 | 2032-03-13 | 0.25792 | 1.1398 | 0.20508 | 1.0911 | 0.23896 | 1.2547 | 0.37228 | 1.9626 | 0.28464 | 1.6386 | 0.2589 | 1.6791 | 0.22267 | 1.0067 | 0.21344 | 1.4999 | 0.25153 | 1.2433 | 0.27237 | 1.1304
3 | 2032 | 2032-03-14 | 0.26361 | 1.1638 | 0.20914 | 1.1129 | 0.24056 | 1.2633 | 0.36394 | 1.9193 | 0.27947 | 1.6095 | 0.25313 | 1.6424 | 0.22697 | 1.0263 | 0.21163 | 1.4876 | 0.25259 | 1.2488 | 0.27539 | 1.1437
3 | 2032 | 2032-03-15 | 0.26815 | 1.1832 | 0.21329 | 1.1427 | 0.2443 | 1.2869 | 0.37183 | 1.9698 | 0.28564 | 1.6478 | 0.25582 | 1.6636 | 0.2332 | 1.058 | 0.23789 | 1.6806 | 0.26606 | 1.319 | 0.28222 | 1.1721
3 | 2032 | 2032-03-16 | 0.26114 | 1.1548 | 0.20871 | 1.1185 | 0.23338 | 1.23 | 0.36709 | 1.9443 | 0.28206 | 1.6274 | 0.25228 | 1.6413 | 0.22134 | 1.0047 | 0.2344 | 1.6558 | 0.25438 | 1.2622 | 0.26265 | 1.0914
3 | 2032 | 2032-03-17 | 0.25324 | 1.1231 | 0.20967 | 1.1241 | 0.22882 | 1.2065 | 0.35977 | 1.9058 | 0.27679 | 1.5963 | 0.24727 | 1.6096 | 0.21759 | 0.98777 | 0.23562 | 1.6639 | 0.25574 | 1.2696 | 0.26218 | 1.0899
3 | 2032 | 2032-03-18 | 0.24898 | 1.1053 | 0.20088 | 1.0765 | 0.21866 | 1.1536 | 0.35173 | 1.8638 | 0.27112 | 1.5627 | 0.24182 | 1.575 | 0.20922 | 0.9503 | 0.22925 | 1.6195 | 0.24417 | 1.213 | 0.24374 | 1.0132
3 | 2032 | 2032-03-19 | 0.23681 | 1.0564 | 0.19195 | 1.0285 | 0.20692 | 1.0925 | 0.34224 | 1.8144 | 0.2642 | 1.5208 | 0.23561 | 1.5356 | 0.20339 | 0.92412 | 0.22342 | 1.5793 | 0.23745 | 1.18 | 0.23833 | 0.99009
3 | 2032 | 2032-03-20 | 0.23032 | 1.0294 | 0.1827 | 0.97085 | 0.20755 | 1.0924 | 0.32565 | 1.7172 | 0.25216 | 1.4512 | 0.22608 | 1.4713 | 0.1973 | 0.89336 | 0.1987 | 1.3967 | 0.22936 | 1.1374 | 0.22762 | 0.94628
3 | 2032 | 2032-03-21 | 0.23341 | 1.042 | 0.18342 | 0.97513 | 0.21437 | 1.1284 | 0.32402 | 1.7072 | 0.25001 | 1.4387 | 0.22446 | 1.4614 | 0.19575 | 0.88652 | 0.19987 | 1.4042 | 0.22803 | 1.1318 | 0.22812 | 0.94928
3 | 2032 | 2032-03-22 | 0.24923 | 1.1075 | 0.19845 | 1.0626 | 0.22715 | 1.1995 | 0.3428 | 1.8124 | 0.26315 | 1.5206 | 0.23341 | 1.5226 | 0.20431 | 0.92863 | 0.2279 | 1.6095 | 0.24507 | 1.2197 | 0.24654 | 1.0259
3 | 2032 | 2032-03-23 | 0.25416 | 1.1277 | 0.20204 | 1.0815 | 0.23008 | 1.2153 | 0.33988 | 1.7963 | 0.26119 | 1.5112 | 0.23079 | 1.506 | 0.20584 | 0.93537 | 0.22277 | 1.5738 | 0.237 | 1.1803 | 0.24704 | 1.0288
3 | 2032 | 2032-03-24 | 0.25911 | 1.148 | 0.20242 | 1.0836 | 0.23569 | 1.2452 | 0.34863 | 1.8387 | 0.26627 | 1.5451 | 0.235 | 1.5334 | 0.20967 | 0.95265 | 0.22557 | 1.5927 | 0.23881 | 1.1902 | 0.2412 | 1.0051
3 | 2032 | 2032-03-25 | 0.25597 | 1.1348 | 0.20177 | 1.0796 | 0.23 | 1.2159 | 0.34279 | 1.8076 | 0.2614 | 1.5153 | 0.23097 | 1.5078 | 0.20034 | 0.91066 | 0.23024 | 1.6248 | 0.24717 | 1.2323 | 0.24101 | 1.0042
3 | 2032 | 2032-03-26 | 0.24465 | 1.0893 | 0.18807 | 1.0068 | 0.21775 | 1.1524 | 0.3346 | 1.7649 | 0.2555 | 1.4801 | 0.22546 | 1.4726 | 0.19399 | 0.88238 | 0.22412 | 1.5821 | 0.23673 | 1.1812 | 0.23967 | 0.99935
3 | 2032 | 2032-03-27 | 0.2336 | 1.0439 | 0.17651 | 0.93842 | 0.20641 | 1.0899 | 0.31187 | 1.637 | 0.23976 | 1.3877 | 0.21234 | 1.385 | 0.18371 | 0.83245 | 0.20163 | 1.415 | 0.23233 | 1.157 | 0.2365 | 0.98652
3 | 2032 | 2032-03-28 | 0.2252 | 1.0098 | 0.16868 | 0.89561 | 0.19315 | 1.0211 | 0.30261 | 1.5894 | 0.23429 | 1.3573 | 0.20593 | 1.3439 | 0.18469 | 0.83667 | 0.19657 | 1.3798 | 0.22471 | 1.1198 | 0.23802 | 0.99275
3 | 2032 | 2032-03-29 | 0.22409 | 1.0072 | 0.17941 | 0.9613 | 0.19645 | 1.0428 | 0.30282 | 1.6012 | 0.23498 | 1.3601 | 0.20434 | 1.3372 | 0.18893 | 0.85891 | 0.21426 | 1.5138 | 0.2275 | 1.1369 | 0.22964 | 0.95787
3 | 2032 | 2032-03-30 | 0.21556 | 0.972 | 0.16512 | 0.88579 | 0.1851 | 0.98417 | 0.29116 | 1.5413 | 0.22719 | 1.3136 | 0.19676 | 1.2887 | 0.18011 | 0.81922 | 0.20693 | 1.4629 | 0.21609 | 1.0809 | 0.21371 | 0.89188
3 | 2032 | 2032-03-31 | 0.22288 | 1.0018 | 0.16194 | 0.86954 | 0.18761 | 0.99806 | 0.28581 | 1.513 | 0.22325 | 1.2909 | 0.19287 | 1.2638 | 0.17947 | 0.81632 | 0.20781 | 1.4683 | 0.21366 | 1.07 | 0.21574 | 0.90098
4 | 2032 | 2032-04-01 | 0.20105 | 0.9144 | 0.1473 | 0.78216 | 0.16619 | 0.8721 | 0.24232 | 1.2864 | 0.21604 | 1.1916 | 0.18631 | 1.1912 | 0.16459 | 0.72526 | 0.18259 | 1.3146 | 0.19417 | 0.98195 | 0.21121 | 0.88575
4 | 2032 | 2032-04-02 | 0.20475 | 0.92897 | 0.15569 | 0.82583 | 0.17217 | 0.90329 | 0.23892 | 1.2689 | 0.21341 | 1.177 | 0.18319 | 1.1714 | 0.17022 | 0.74871 | 0.18746 | 1.3489 | 0.19974 | 1.0111 | 0.21178 | 0.88839
4 | 2032 | 2032-04-03 | 0.20091 | 0.91211 | 0.14328 | 0.75222 | 0.17007 | 0.88918 | 0.22382 | 1.1807 | 0.20352 | 1.116 | 0.17523 | 1.1152 | 0.16177 | 0.70652 | 0.16245 | 1.1655 | 0.19388 | 0.97998 | 0.20518 | 0.8621
4 | 2032 | 2032-04-04 | 0.20179 | 0.91604 | 0.14571 | 0.76501 | 0.17214 | 0.90032 | 0.22342 | 1.1772 | 0.20384 | 1.118 | 0.17501 | 1.1126 | 0.15811 | 0.69077 | 0.16063 | 1.1514 | 0.18849 | 0.95368 | 0.19677 | 0.82717
4 | 2032 | 2032-04-05 | 0.1976 | 0.9005 | 0.15207 | 0.80769 | 0.17068 | 0.8993 | 0.23003 | 1.2215 | 0.20635 | 1.1388 | 0.17533 | 1.1213 | 0.16577 | 0.72893 | 0.17926 | 1.2918 | 0.19421 | 0.98501 | 0.20735 | 0.87141
4 | 2032 | 2032-04-06 | 0.19008 | 0.87054 | 0.14779 | 0.78515 | 0.1542 | 0.81569 | 0.2237 | 1.1883 | 0.19996 | 1.1047 | 0.1698 | 1.0881 | 0.15037 | 0.66356 | 0.17729 | 1.2764 | 0.18772 | 0.9532 | 0.2061 | 0.86659
4 | 2032 | 2032-04-07 | 0.18695 | 0.85837 | 0.14015 | 0.74519 | 0.14461 | 0.76758 | 0.21956 | 1.1645 | 0.19541 | 1.0817 | 0.16655 | 1.0686 | 0.14379 | 0.6354 | 0.17738 | 1.2765 | 0.18659 | 0.9484 | 0.20329 | 0.85544
4 | 2032 | 2032-04-08 | 0.18222 | 0.83851 | 0.13625 | 0.72488 | 0.1433 | 0.76221 | 0.21349 | 1.1337 | 0.18969 | 1.0506 | 0.16109 | 1.0355 | 0.14454 | 0.63816 | 0.17685 | 1.2723 | 0.18477 | 0.94009 | 0.19725 | 0.83007
4 | 2032 | 2032-04-09 | 0.17972 | 0.82811 | 0.13504 | 0.71849 | 0.14355 | 0.76434 | 0.20667 | 1.0985 | 0.18284 | 1.014 | 0.15511 | 0.99952 | 0.14524 | 0.64075 | 0.17667 | 1.2699 | 0.18146 | 0.92437 | 0.1954 | 0.82283
4 | 2032 | 2032-04-10 | 0.18179 | 0.83594 | 0.12142 | 0.63819 | 0.13643 | 0.7233 | 0.18944 | 0.99736 | 0.16951 | 0.93624 | 0.14577 | 0.93634 | 0.13268 | 0.5812 | 0.1441 | 1.0341 | 0.17004 | 0.86454 | 0.19332 | 0.81603
4 | 2032 | 2032-04-11 | 0.18074 | 0.83078 | 0.12626 | 0.66339 | 0.14623 | 0.7744 | 0.18944 | 0.99678 | 0.17048 | 0.94141 | 0.14587 | 0.93542 | 0.13677 | 0.59804 | 0.14671 | 1.0504 | 0.16669 | 0.84898 | 0.18253 | 0.77047
4 | 2032 | 2032-04-12 | 0.19202 | 0.87826 | 0.1352 | 0.72017 | 0.15292 | 0.81465 | 0.20118 | 1.0691 | 0.17954 | 0.99613 | 0.15049 | 0.96828 | 0.1509 | 0.66354 | 0.17229 | 1.2405 | 0.18179 | 0.92801 | 0.19362 | 0.81693
4 | 2032 | 2032-04-13 | 0.19889 | 0.90684 | 0.13848 | 0.73753 | 0.15513 | 0.82671 | 0.2004 | 1.0621 | 0.1786 | 0.99278 | 0.15039 | 0.96726 | 0.15154 | 0.66586 | 0.17197 | 1.2392 | 0.18446 | 0.94215 | 0.19674 | 0.83061
4 | 2032 | 2032-04-14 | 0.18694 | 0.85784 | 0.13778 | 0.734 | 0.15551 | 0.83013 | 0.19821 | 1.0504 | 0.17697 | 0.98421 | 0.14862 | 0.95569 | 0.15172 | 0.66626 | 0.17219 | 1.2374 | 0.1748 | 0.89476 | 0.1962 | 0.82873
4 | 2032 | 2032-04-15 | 0.17259 | 0.79878 | 0.13194 | 0.70453 | 0.14485 | 0.77803 | 0.1913 | 1.0177 | 0.17109 | 0.95103 | 0.14214 | 0.91597 | 0.1477 | 0.64891 | 0.16473 | 1.1844 | 0.16572 | 0.84938 | 0.17464 | 0.73777
4 | 2032 | 2032-04-16 | 0.17505 | 0.80896 | 0.12953 | 0.69199 | 0.13902 | 0.74855 | 0.19039 | 1.011 | 0.17028 | 0.94798 | 0.14183 | 0.91347 | 0.14472 | 0.63602 | 0.15891 | 1.1459 | 0.16707 | 0.85633 | 0.17388 | 0.73519
4 | 2032 | 2032-04-17 | 0.16981 | 0.78674 | 0.11772 | 0.62153 | 0.13147 | 0.70685 | 0.17628 | 0.92668 | 0.16076 | 0.89028 | 0.13524 | 0.86606 | 0.13328 | 0.58116 | 0.14129 | 1.0119 | 0.16063 | 0.82315 | 0.16761 | 0.71025
4 | 2032 | 2032-04-18 | 0.16886 | 0.78269 | 0.11662 | 0.61617 | 0.13148 | 0.70821 | 0.17087 | 0.89926 | 0.15559 | 0.86261 | 0.13058 | 0.83793 | 0.12445 | 0.54353 | 0.14309 | 1.0242 | 0.16143 | 0.82819 | 0.16565 | 0.7022
4 | 2032 | 2032-04-19 | 0.17125 | 0.79416 | 0.12613 | 0.67556 | 0.13344 | 0.72492 | 0.18079 | 0.96107 | 0.16188 | 0.90376 | 0.13399 | 0.86475 | 0.13465 | 0.59241 | 0.16537 | 1.1892 | 0.16737 | 0.86112 | 0.17207 | 0.7289
4 | 2032 | 2032-04-20 | 0.17185 | 0.79614 | 0.13088 | 0.70093 | 0.14068 | 0.76279 | 0.18198 | 0.96619 | 0.16388 | 0.91509 | 0.13542 | 0.87197 | 0.14154 | 0.62118 | 0.16443 | 1.182 | 0.16454 | 0.84772 | 0.17015 | 0.72126
4 | 2032 | 2032-04-21 | 0.17866 | 0.82428 | 0.13322 | 0.71366 | 0.15297 | 0.82687 | 0.18231 | 0.96687 | 0.16482 | 0.92093 | 0.13613 | 0.87525 | 0.14966 | 0.65508 | 0.16756 | 1.2048 | 0.1701 | 0.87672 | 0.17304 | 0.73391
4 | 2032 | 2032-04-22 | 0.17833 | 0.82293 | 0.1271 | 0.6826 | 0.14439 | 0.78476 | 0.17655 | 0.93769 | 0.15916 | 0.89083 | 0.13127 | 0.84618 | 0.14315 | 0.62722 | 0.16594 | 1.1956 | 0.17493 | 0.90155 | 0.17829 | 0.75671
4 | 2032 | 2032-04-23 | 0.16683 | 0.77678 | 0.12446 | 0.66934 | 0.13692 | 0.74759 | 0.17415 | 0.92482 | 0.15704 | 0.88023 | 0.12955 | 0.83545 | 0.13778 | 0.60431 | 0.16428 | 1.1838 | 0.17268 | 0.89096 | 0.17434 | 0.74032
4 | 2032 | 2032-04-24 | 0.15192 | 0.71518 | 0.10974 | 0.58367 | 0.12206 | 0.66823 | 0.1545 | 0.81373 | 0.14151 | 0.78995 | 0.11797 | 0.75937 | 0.12099 | 0.52688 | 0.13114 | 0.94048 | 0.1497 | 0.77341 | 0.1596 | 0.67944
4 | 2032 | 2032-04-25 | 0.14867 | 0.70213 | 0.10178 | 0.54277 | 0.11376 | 0.62744 | 0.14576 | 0.76894 | 0.13216 | 0.74065 | 0.11064 | 0.71649 | 0.11663 | 0.50813 | 0.12706 | 0.91009 | 0.13999 | 0.72533 | 0.15704 | 0.66917
4 | 2032 | 2032-04-26 | 0.14958 | 0.70718 | 0.11078 | 0.59951 | 0.11711 | 0.65 | 0.15308 | 0.81791 | 0.13543 | 0.76587 | 0.11184 | 0.731 | 0.11943 | 0.5259 | 0.14731 | 1.0637 | 0.15234 | 0.79004 | 0.1647 | 0.70099
4 | 2032 | 2032-04-27 | 0.14317 | 0.68152 | 0.10601 | 0.57507 | 0.11497 | 0.64037 | 0.14595 | 0.78043 | 0.12754 | 0.72505 | 0.10613 | 0.69792 | 0.11275 | 0.49741 | 0.14164 | 1.0235 | 0.14516 | 0.75441 | 0.16193 | 0.68978
4 | 2032 | 2032-04-28 | 0.14554 | 0.69062 | 0.10509 | 0.57145 | 0.11534 | 0.64411 | 0.14458 | 0.77499 | 0.12736 | 0.72363 | 0.10505 | 0.69042 | 0.11295 | 0.49799 | 0.14899 | 1.0739 | 0.14826 | 0.77166 | 0.15255 | 0.65028
4 | 2032 | 2032-04-29 | 0.15006 | 0.70978 | 0.10529 | 0.57331 | 0.11481 | 0.64334 | 0.14585 | 0.77931 | 0.12875 | 0.73303 | 0.10701 | 0.70188 | 0.11685 | 0.51421 | 0.14898 | 1.0751 | 0.15169 | 0.78966 | 0.15696 | 0.66925
4 | 2032 | 2032-04-30 | 0.14594 | 0.69275 | 0.10337 | 0.5645 | 0.11187 | 0.62968 | 0.14416 | 0.77194 | 0.12804 | 0.72905 | 0.10575 | 0.69361 | 0.11414 | 0.50255 | 0.14507 | 1.0466 | 0.14419 | 0.75265 | 0.15229 | 0.64991
5 | 2032 | 2032-05-01 | 0.12425 | 0.60618 | 0.070984 | 0.39459 | 0.088677 | 0.5396 | 0.10111 | 0.55545 | 0.10198 | 0.59886 | 0.078605 | 0.53909 | 0.082173 | 0.37117 | 0.11497 | 0.8139 | 0.11665 | 0.63052 | 0.11554 | 0.50421
5 | 2032 | 2032-05-02 | 0.1234 | 0.60301 | 0.070199 | 0.39038 | 0.085428 | 0.52177 | 0.098689 | 0.54296 | 0.099507 | 0.58559 | 0.076747 | 0.52749 | 0.083263 | 0.37612 | 0.11063 | 0.7831 | 0.11081 | 0.59985 | 0.11403 | 0.4978
5 | 2032 | 2032-05-03 | 0.12693 | 0.61869 | 0.078619 | 0.44418 | 0.092323 | 0.56271 | 0.1107 | 0.61377 | 0.10587 | 0.62393 | 0.081374 | 0.55953 | 0.092351 | 0.42038 | 0.12929 | 0.92289 | 0.11309 | 0.61204 | 0.11596 | 0.50337
5 | 2032 | 2032-05-04 | 0.12493 | 0.61078 | 0.07825 | 0.44176 | 0.091805 | 0.56094 | 0.10881 | 0.60124 | 0.10338 | 0.60855 | 0.079914 | 0.54841 | 0.086261 | 0.39325 | 0.12916 | 0.92138 | 0.11421 | 0.61916 | 0.11496 | 0.49969
5 | 2032 | 2032-05-05 | 0.1173 | 0.57981 | 0.07574 | 0.42878 | 0.087284 | 0.53534 | 0.10648 | 0.58756 | 0.10003 | 0.58855 | 0.077838 | 0.53408 | 0.083545 | 0.38134 | 0.12909 | 0.92228 | 0.11489 | 0.62389 | 0.11338 | 0.49304
5 | 2032 | 2032-05-06 | 0.11018 | 0.55051 | 0.070686 | 0.40273 | 0.082252 | 0.50713 | 0.10352 | 0.57121 | 0.094887 | 0.55795 | 0.074649 | 0.51297 | 0.081686 | 0.37318 | 0.12758 | 0.91328 | 0.11327 | 0.61604 | 0.11528 | 0.50185
5 | 2032 | 2032-05-07 | 0.11947 | 0.58894 | 0.070604 | 0.40384 | 0.081119 | 0.50271 | 0.10135 | 0.5641 | 0.095045 | 0.56382 | 0.073981 | 0.51239 | 0.080426 | 0.36745 | 0.1268 | 0.90914 | 0.11291 | 0.61505 | 0.11457 | 0.49933
5 | 2032 | 2032-05-08 | 0.11557 | 0.57244 | 0.064625 | 0.36526 | 0.077739 | 0.4877 | 0.085014 | 0.47065 | 0.084603 | 0.50388 | 0.066402 | 0.4619 | 0.071341 | 0.32343 | 0.10291 | 0.73177 | 0.10483 | 0.57353 | 0.10238 | 0.4485
5 | 2032 | 2032-05-09 | 0.1126 | 0.56045 | 0.063689 | 0.36204 | 0.079919 | 0.50346 | 0.08336 | 0.45997 | 0.082779 | 0.49291 | 0.065402 | 0.45431 | 0.071127 | 0.32263 | 0.10009 | 0.71278 | 0.10142 | 0.55599 | 0.10386 | 0.45531
5 | 2032 | 2032-05-10 | 0.11605 | 0.57525 | 0.070044 | 0.405 | 0.080985 | 0.50906 | 0.095345 | 0.53405 | 0.090317 | 0.54089 | 0.070495 | 0.49215 | 0.076288 | 0.34924 | 0.12027 | 0.86445 | 0.10613 | 0.58131 | 0.11567 | 0.50518
5 | 2032 | 2032-05-11 | 0.11674 | 0.57859 | 0.069127 | 0.40135 | 0.078023 | 0.49282 | 0.093392 | 0.52335 | 0.088183 | 0.52908 | 0.069175 | 0.48367 | 0.078633 | 0.36012 | 0.11976 | 0.86012 | 0.10691 | 0.58664 | 0.111 | 0.48455
5 | 2032 | 2032-05-12 | 0.11612 | 0.57632 | 0.069814 | 0.40662 | 0.079245 | 0.50255 | 0.091059 | 0.51266 | 0.085831 | 0.51733 | 0.067502 | 0.47443 | 0.077527 | 0.35517 | 0.11846 | 0.85088 | 0.1063 | 0.58439 | 0.10682 | 0.46655
5 | 2032 | 2032-05-13 | 0.12094 | 0.59627 | 0.070921 | 0.41452 | 0.081471 | 0.51852 | 0.089426 | 0.50643 | 0.086092 | 0.52233 | 0.067297 | 0.47548 | 0.078324 | 0.35883 | 0.12017 | 0.86374 | 0.11029 | 0.60713 | 0.11265 | 0.49265
5 | 2032 | 2032-05-14 | 0.11397 | 0.5677 | 0.070648 | 0.41464 | 0.07902 | 0.50598 | 0.087561 | 0.49948 | 0.085774 | 0.52408 | 0.066712 | 0.47443 | 0.077272 | 0.35444 | 0.12136 | 0.87417 | 0.11316 | 0.6237 | 0.11743 | 0.51424
5 | 2032 | 2032-05-15 | 0.097773 | 0.50086 | 0.059117 | 0.34549 | 0.072127 | 0.46952 | 0.071319 | 0.40504 | 0.074131 | 0.4555 | 0.058787 | 0.42065 | 0.062494 | 0.28509 | 0.096495 | 0.68932 | 0.1039 | 0.57572 | 0.1081 | 0.47508
5 | 2032 | 2032-05-16 | 0.096902 | 0.4977 | 0.058543 | 0.34246 | 0.068552 | 0.44886 | 0.069931 | 0.39552 | 0.072346 | 0.44446 | 0.058014 | 0.41448 | 0.061094 | 0.27924 | 0.093604 | 0.6703 | 0.10042 | 0.55782 | 0.10219 | 0.44958
5 | 2032 | 2032-05-17 | 0.10136 | 0.51726 | 0.067675 | 0.40043 | 0.072929 | 0.47366 | 0.082661 | 0.47004 | 0.079676 | 0.48851 | 0.063587 | 0.45291 | 0.068046 | 0.31429 | 0.11235 | 0.81218 | 0.10289 | 0.57102 | 0.10865 | 0.47583
5 | 2032 | 2032-05-18 | 0.092387 | 0.48059 | 0.064478 | 0.38425 | 0.073327 | 0.4783 | 0.080228 | 0.45679 | 0.075253 | 0.46234 | 0.061088 | 0.43676 | 0.067374 | 0.31175 | 0.10633 | 0.77114 | 0.094411 | 0.52593 | 0.10396 | 0.4555
5 | 2032 | 2032-05-19 | 0.092415 | 0.48063 | 0.061724 | 0.37197 | 0.070323 | 0.46279 | 0.078397 | 0.44955 | 0.074261 | 0.45946 | 0.060275 | 0.43393 | 0.065837 | 0.3052 | 0.10658 | 0.77436 | 0.095995 | 0.53556 | 0.10286 | 0.45108
5 | 2032 | 2032-05-20 | 0.098948 | 0.5079 | 0.062045 | 0.37596 | 0.068269 | 0.45205 | 0.076795 | 0.44259 | 0.073396 | 0.45669 | 0.059671 | 0.43179 | 0.066306 | 0.3077 | 0.10632 | 0.77271 | 0.097109 | 0.5427 | 0.10427 | 0.45729
5 | 2032 | 2032-05-21 | 0.10064 | 0.51542 | 0.063331 | 0.38344 | 0.070727 | 0.46857 | 0.075429 | 0.43523 | 0.072278 | 0.45114 | 0.059141 | 0.42889 | 0.066703 | 0.30991 | 0.10619 | 0.77112 | 0.098669 | 0.5523 | 0.10462 | 0.45897
5 | 2032 | 2032-05-22 | 0.092782 | 0.4826 | 0.052222 | 0.31791 | 0.062633 | 0.42454 | 0.059622 | 0.34342 | 0.061486 | 0.38793 | 0.051818 | 0.37945 | 0.056446 | 0.26089 | 0.084187 | 0.60877 | 0.093421 | 0.52612 | 0.09573 | 0.42296
5 | 2032 | 2032-05-23 | 0.095482 | 0.49443 | 0.055918 | 0.33875 | 0.065492 | 0.44411 | 0.058318 | 0.34035 | 0.062545 | 0.39868 | 0.052113 | 0.38507 | 0.058927 | 0.27256 | 0.084952 | 0.61474 | 0.096079 | 0.54165 | 0.098491 | 0.43485
5 | 2032 | 2032-05-24 | 0.10323 | 0.5273 | 0.065467 | 0.4003 | 0.072538 | 0.48552 | 0.07134 | 0.4193 | 0.071668 | 0.45577 | 0.058512 | 0.43131 | 0.067747 | 0.31612 | 0.10639 | 0.77679 | 0.10258 | 0.57669 | 0.10455 | 0.45921
5 | 2032 | 2032-05-25 | 0.095214 | 0.49498 | 0.063937 | 0.39282 | 0.069551 | 0.46905 | 0.069368 | 0.40769 | 0.067535 | 0.43067 | 0.056405 | 0.41725 | 0.067971 | 0.31775 | 0.1011 | 0.73873 | 0.09585 | 0.54129 | 0.099342 | 0.43685
5 | 2032 | 2032-05-26 | 0.092422 | 0.48394 | 0.062314 | 0.38461 | 0.067594 | 0.45837 | 0.068333 | 0.4014 | 0.066563 | 0.42543 | 0.056122 | 0.41554 | 0.066528 | 0.31198 | 0.098426 | 0.72046 | 0.092965 | 0.52672 | 0.10046 | 0.4419
5 | 2032 | 2032-05-27 | 0.091415 | 0.47984 | 0.060825 | 0.37822 | 0.06742 | 0.45918 | 0.066295 | 0.3931 | 0.064016 | 0.41274 | 0.054523 | 0.40768 | 0.062668 | 0.29537 | 0.097844 | 0.71706 | 0.093386 | 0.53011 | 0.10194 | 0.4484
5 | 2032 | 2032-05-28 | 0.090448 | 0.47614 | 0.059236 | 0.37076 | 0.06548 | 0.4488 | 0.064781 | 0.38396 | 0.061067 | 0.39496 | 0.053143 | 0.39851 | 0.060891 | 0.28802 | 0.096578 | 0.70888 | 0.092678 | 0.52739 | 0.099374 | 0.43719
5 | 2032 | 2032-05-29 | 0.080351 | 0.43463 | 0.046499 | 0.29541 | 0.055096 | 0.39039 | 0.048775 | 0.29131 | 0.048949 | 0.32349 | 0.045111 | 0.34466 | 0.048627 | 0.2302 | 0.069887 | 0.51296 | 0.079975 | 0.46076 | 0.087798 | 0.38921
5 | 2032 | 2032-05-30 | 0.079043 | 0.42921 | 0.045763 | 0.29439 | 0.055235 | 0.3937 | 0.047149 | 0.28574 | 0.047708 | 0.31922 | 0.044243 | 0.34209 | 0.048017 | 0.22812 | 0.067823 | 0.50018 | 0.077653 | 0.44924 | 0.08499 | 0.37812
5 | 2032 | 2032-05-31 | 0.083931 | 0.45059 | 0.057639 | 0.36745 | 0.064679 | 0.44927 | 0.061028 | 0.36648 | 0.057313 | 0.37718 | 0.051346 | 0.39095 | 0.058317 | 0.27852 | 0.087926 | 0.65085 | 0.082423 | 0.47503 | 0.088722 | 0.39156
6 | 2032 | 2032-06-01 | 0.073987 | 0.40733 | 0.051897 | 0.34769 | 0.056615 | 0.41012 | 0.061043 | 0.38492 | 0.055431 | 0.37774 | 0.047571 | 0.37412 | 0.045166 | 0.22173 | 0.086375 | 0.65356 | 0.073183 | 0.43067 | 0.079729 | 0.35742
6 | 2032 | 2032-06-02 | 0.0727 | 0.40211 | 0.050681 | 0.3409 | 0.055051 | 0.40163 | 0.06071 | 0.38611 | 0.055667 | 0.38237 | 0.047511 | 0.37577 | 0.044941 | 0.22133 | 0.085231 | 0.64608 | 0.072683 | 0.42886 | 0.08235 | 0.36964
6 | 2032 | 2032-06-03 | 0.073558 | 0.40621 | 0.050249 | 0.33985 | 0.053821 | 0.39428 | 0.058994 | 0.37596 | 0.054012 | 0.37312 | 0.047072 | 0.37425 | 0.044642 | 0.22023 | 0.084255 | 0.64078 | 0.073917 | 0.43826 | 0.082347 | 0.3698
6 | 2032 | 2032-06-04 | 0.075811 | 0.41615 | 0.050473 | 0.34328 | 0.053429 | 0.39314 | 0.057895 | 0.37046 | 0.05307 | 0.36878 | 0.046781 | 0.37377 | 0.04581 | 0.2272 | 0.08382 | 0.63951 | 0.074909 | 0.44598 | 0.08236 | 0.37006
6 | 2032 | 2032-06-05 | 0.067272 | 0.38042 | 0.038315 | 0.27124 | 0.044624 | 0.34423 | 0.04212 | 0.27876 | 0.041166 | 0.29815 | 0.038962 | 0.32131 | 0.03506 | 0.17622 | 0.059047 | 0.45614 | 0.064583 | 0.39094 | 0.069721 | 0.31716
6 | 2032 | 2032-06-06 | 0.064194 | 0.36846 | 0.038078 | 0.27123 | 0.044549 | 0.3455 | 0.041333 | 0.27472 | 0.040205 | 0.2927 | 0.038605 | 0.31966 | 0.035165 | 0.17842 | 0.057784 | 0.44707 | 0.062846 | 0.38121 | 0.067992 | 0.31005
6 | 2032 | 2032-06-07 | 0.068911 | 0.38828 | 0.049384 | 0.34052 | 0.05331 | 0.39735 | 0.056189 | 0.36455 | 0.051541 | 0.36332 | 0.046126 | 0.37287 | 0.044377 | 0.22265 | 0.080277 | 0.61438 | 0.07003 | 0.4189 | 0.076751 | 0.34607
6 | 2032 | 2032-06-08 | 0.064632 | 0.37121 | 0.048025 | 0.33314 | 0.052064 | 0.39 | 0.055054 | 0.35774 | 0.05024 | 0.35562 | 0.045784 | 0.37147 | 0.042656 | 0.21483 | 0.078785 | 0.60406 | 0.069327 | 0.41595 | 0.076771 | 0.34642
6 | 2032 | 2032-06-09 | 0.066742 | 0.38042 | 0.049366 | 0.34405 | 0.052128 | 0.3917 | 0.055024 | 0.35981 | 0.050461 | 0.35906 | 0.045799 | 0.37302 | 0.041937 | 0.21208 | 0.077826 | 0.59795 | 0.068834 | 0.41425 | 0.076173 | 0.34379
6 | 2032 | 2032-06-10 | 0.065046 | 0.37451 | 0.048703 | 0.34138 | 0.052137 | 0.39289 | 0.054153 | 0.35544 | 0.04978 | 0.35639 | 0.045708 | 0.37397 | 0.04116 | 0.20947 | 0.077247 | 0.59535 | 0.069523 | 0.42014 | 0.077325 | 0.34953
6 | 2032 | 2032-06-11 | 0.063607 | 0.3688 | 0.047748 | 0.3362 | 0.051485 | 0.38964 | 0.053269 | 0.35082 | 0.049061 | 0.35337 | 0.045626 | 0.37495 | 0.041043 | 0.20969 | 0.077122 | 0.59544 | 0.068658 | 0.41589 | 0.077301 | 0.34966
6 | 2032 | 2032-06-12 | 0.053884 | 0.32806 | 0.036469 | 0.26959 | 0.042809 | 0.34176 | 0.038105 | 0.26241 | 0.037504 | 0.28408 | 0.037922 | 0.32264 | 0.030716 | 0.16053 | 0.053169 | 0.41861 | 0.05893 | 0.36466 | 0.066887 | 0.30732
6 | 2032 | 2032-06-13 | 0.055191 | 0.33336 | 0.037702 | 0.27895 | 0.043391 | 0.34787 | 0.038125 | 0.26476 | 0.037933 | 0.28923 | 0.038105 | 0.32566 | 0.030429 | 0.1602 | 0.053688 | 0.42464 | 0.060031 | 0.37304 | 0.068247 | 0.31444
6 | 2032 | 2032-06-14 | 0.06159 | 0.36209 | 0.047081 | 0.33622 | 0.050447 | 0.38595 | 0.051744 | 0.34399 | 0.047656 | 0.34802 | 0.045451 | 0.37732 | 0.03983 | 0.20734 | 0.076404 | 0.59565 | 0.071241 | 0.43685 | 0.080494 | 0.36541
6 | 2032 | 2032-06-15 | 0.062014 | 0.36394 | 0.047499 | 0.34092 | 0.050606 | 0.38754 | 0.051193 | 0.34073 | 0.046902 | 0.34361 | 0.045306 | 0.37705 | 0.040808 | 0.21271 | 0.074966 | 0.58501 | 0.069243 | 0.42563 | 0.079527 | 0.36149
6 | 2032 | 2032-06-16 | 0.058656 | 0.35051 | 0.047544 | 0.34261 | 0.05005 | 0.38524 | 0.052126 | 0.3491 | 0.048003 | 0.35243 | 0.045533 | 0.37963 | 0.041469 | 0.21761 | 0.074385 | 0.58098 | 0.067297 | 0.41459 | 0.078238 | 0.35647
6 | 2032 | 2032-06-17 | 0.055941 | 0.33944 | 0.046754 | 0.33832 | 0.049844 | 0.38475 | 0.05157 | 0.34644 | 0.047666 | 0.35192 | 0.045622 | 0.38178 | 0.040143 | 0.21168 | 0.074005 | 0.5789 | 0.066165 | 0.40878 | 0.076054 | 0.34672
6 | 2032 | 2032-06-18 | 0.054414 | 0.33369 | 0.046977 | 0.34092 | 0.049645 | 0.38425 | 0.050756 | 0.34121 | 0.046771 | 0.34687 | 0.045548 | 0.3823 | 0.038961 | 0.2065 | 0.072957 | 0.57161 | 0.064908 | 0.40234 | 0.075525 | 0.34475
6 | 2032 | 2032-06-19 | 0.050101 | 0.31567 | 0.034761 | 0.2683 | 0.041027 | 0.33594 | 0.035815 | 0.25429 | 0.035684 | 0.28119 | 0.038101 | 0.33215 | 0.028114 | 0.15566 | 0.049182 | 0.39677 | 0.056512 | 0.35983 | 0.064346 | 0.29868
6 | 2032 | 2032-06-20 | 0.052618 | 0.32739 | 0.034934 | 0.27114 | 0.040609 | 0.33358 | 0.035571 | 0.25369 | 0.035656 | 0.28265 | 0.038262 | 0.33468 | 0.028945 | 0.16055 | 0.049361 | 0.39976 | 0.056939 | 0.36405 | 0.064352 | 0.29925
6 | 2032 | 2032-06-21 | 0.060919 | 0.36356 | 0.046251 | 0.34105 | 0.049095 | 0.38186 | 0.049594 | 0.33564 | 0.045951 | 0.3455 | 0.045829 | 0.38803 | 0.040795 | 0.22013 | 0.072861 | 0.57681 | 0.068287 | 0.42871 | 0.076922 | 0.35248
6 | 2032 | 2032-06-22 | 0.061259 | 0.36537 | 0.046114 | 0.34079 | 0.048774 | 0.38068 | 0.049803 | 0.33834 | 0.046423 | 0.35032 | 0.046084 | 0.39114 | 0.040993 | 0.22228 | 0.074265 | 0.59008 | 0.070395 | 0.44359 | 0.078511 | 0.36041
6 | 2032 | 2032-06-23 | 0.058846 | 0.35541 | 0.045602 | 0.33855 | 0.048456 | 0.37948 | 0.050509 | 0.34413 | 0.04712 | 0.35582 | 0.046272 | 0.3931 | 0.041041 | 0.22288 | 0.073808 | 0.58741 | 0.069343 | 0.43843 | 0.077267 | 0.355
6 | 2032 | 2032-06-24 | 0.054292 | 0.33715 | 0.04478 | 0.33431 | 0.047922 | 0.376 | 0.049949 | 0.33932 | 0.045951 | 0.34734 | 0.046025 | 0.39125 | 0.039749 | 0.218 | 0.072217 | 0.57512 | 0.066586 | 0.42251 | 0.074 | 0.34045
6 | 2032 | 2032-06-25 | 0.05036 | 0.32141 | 0.044489 | 0.33374 | 0.047422 | 0.37277 | 0.049603 | 0.3363 | 0.045135 | 0.34155 | 0.045873 | 0.39025 | 0.038733 | 0.21369 | 0.070912 | 0.56497 | 0.063698 | 0.4057 | 0.072912 | 0.3361
6 | 2032 | 2032-06-26 | 0.041201 | 0.28325 | 0.032208 | 0.26035 | 0.038858 | 0.32461 | 0.034336 | 0.24636 | 0.03365 | 0.27292 | 0.038399 | 0.33976 | 0.027321 | 0.16015 | 0.046761 | 0.38615 | 0.053275 | 0.35027 | 0.0618 | 0.2907
6 | 2032 | 2032-06-27 | 0.041682 | 0.28533 | 0.032089 | 0.26066 | 0.038818 | 0.32503 | 0.035288 | 0.25391 | 0.034686 | 0.28084 | 0.038675 | 0.34237 | 0.027428 | 0.16159 | 0.047196 | 0.39127 | 0.054069 | 0.35693 | 0.062636 | 0.29497
6 | 2032 | 2032-06-28 | 0.050569 | 0.32364 | 0.044074 | 0.33417 | 0.047171 | 0.37296 | 0.050433 | 0.34349 | 0.045959 | 0.34959 | 0.046334 | 0.39563 | 0.03802 | 0.21306 | 0.071114 | 0.5698 | 0.062106 | 0.4002 | 0.07374 | 0.34189
6 | 2032 | 2032-06-29 | 0.047891 | 0.31296 | 0.043679 | 0.33267 | 0.046936 | 0.37175 | 0.050172 | 0.3417 | 0.045642 | 0.3482 | 0.046397 | 0.39682 | 0.037606 | 0.21246 | 0.070437 | 0.56549 | 0.061185 | 0.39603 | 0.07212 | 0.33523
6 | 2032 | 2032-06-30 | 0.045127 | 0.30198 | 0.043242 | 0.33088 | 0.046635 | 0.36999 | 0.049955 | 0.33954 | 0.045019 | 0.34377 | 0.046292 | 0.39613 | 0.037098 | 0.21107 | 0.069863 | 0.5617 | 0.05977 | 0.38865 | 0.071987 | 0.33529
7 | 2032 | 2032-07-01 | 0.040899 | 0.29473 | 0.040201 | 0.32338 | 0.045139 | 0.36696 | 0.055903 | 0.38538 | 0.044621 | 0.35208 | 0.047349 | 0.42807 | 0.034782 | 0.20675 | 0.065736 | 0.53078 | 0.059083 | 0.3931 | 0.068879 | 0.31899
7 | 2032 | 2032-07-02 | 0.04096 | 0.29625 | 0.039985 | 0.32456 | 0.045245 | 0.371 | 0.057516 | 0.39773 | 0.045277 | 0.35869 | 0.047683 | 0.43446 | 0.033759 | 0.20715 | 0.065756 | 0.53217 | 0.058768 | 0.39262 | 0.068541 | 0.31797
7 | 2032 | 2032-07-03 | 0.034341 | 0.26956 | 0.028121 | 0.25438 | 0.036535 | 0.32113 | 0.044193 | 0.32218 | 0.03491 | 0.2987 | 0.040463 | 0.38848 | 0.022884 | 0.15908 | 0.042217 | 0.35807 | 0.049267 | 0.34238 | 0.057695 | 0.27399
7 | 2032 | 2032-07-04 | 0.033853 | 0.26783 | 0.027906 | 0.25138 | 0.036095 | 0.31626 | 0.041728 | 0.30288 | 0.03387 | 0.28875 | 0.04002 | 0.37882 | 0.023589 | 0.15926 | 0.042402 | 0.36121 | 0.049283 | 0.34401 | 0.058214 | 0.27738
7 | 2032 | 2032-07-05 | 0.039396 | 0.29044 | 0.039328 | 0.3214 | 0.044327 | 0.36297 | 0.05708 | 0.3937 | 0.045058 | 0.35695 | 0.047638 | 0.43228 | 0.03439 | 0.20931 | 0.065941 | 0.53719 | 0.057687 | 0.39064 | 0.068635 | 0.32109
7 | 2032 | 2032-07-06 | 0.039649 | 0.29281 | 0.039101 | 0.32094 | 0.044115 | 0.36185 | 0.056698 | 0.39048 | 0.044888 | 0.35533 | 0.047554 | 0.4303 | 0.034253 | 0.2098 | 0.066034 | 0.53898 | 0.057196 | 0.38957 | 0.068152 | 0.31938
7 | 2032 | 2032-07-07 | 0.039431 | 0.29273 | 0.038869 | 0.32057 | 0.04404 | 0.36297 | 0.057435 | 0.3959 | 0.045184 | 0.3582 | 0.047662 | 0.43247 | 0.033951 | 0.2108 | 0.066036 | 0.53977 | 0.05649 | 0.38659 | 0.06782 | 0.3185
7 | 2032 | 2032-07-08 | 0.038261 | 0.28687 | 0.038639 | 0.3181 | 0.043683 | 0.35952 | 0.057232 | 0.39403 | 0.045088 | 0.35722 | 0.047581 | 0.43086 | 0.034302 | 0.21143 | 0.066198 | 0.54258 | 0.056377 | 0.38644 | 0.068311 | 0.32183
7 | 2032 | 2032-07-09 | 0.037615 | 0.28483 | 0.038397 | 0.31896 | 0.043649 | 0.36135 | 0.058143 | 0.40078 | 0.045455 | 0.36071 | 0.047691 | 0.43337 | 0.034028 | 0.21154 | 0.066232 | 0.54359 | 0.055626 | 0.38327 | 0.067258 | 0.31737
7 | 2032 | 2032-07-10 | 0.030242 | 0.25429 | 0.026506 | 0.24976 | 0.035046 | 0.31333 | 0.045527 | 0.33061 | 0.035382 | 0.30331 | 0.040504 | 0.38896 | 0.023325 | 0.16143 | 0.042948 | 0.37206 | 0.046473 | 0.33499 | 0.05586 | 0.27053
7 | 2032 | 2032-07-11 | 0.029409 | 0.25022 | 0.026266 | 0.24673 | 0.034617 | 0.30879 | 0.043124 | 0.31173 | 0.034364 | 0.29334 | 0.03997 | 0.37841 | 0.023328 | 0.16208 | 0.043132 | 0.37473 | 0.046056 | 0.33393 | 0.056549 | 0.27499
7 | 2032 | 2032-07-12 | 0.036553 | 0.28171 | 0.037664 | 0.31634 | 0.042842 | 0.35556 | 0.057199 | 0.39266 | 0.045012 | 0.35612 | 0.047246 | 0.42584 | 0.033517 | 0.21233 | 0.066673 | 0.55046 | 0.054166 | 0.37824 | 0.066158 | 0.31471
7 | 2032 | 2032-07-13 | 0.036042 | 0.27962 | 0.037415 | 0.31478 | 0.04261 | 0.3543 | 0.058653 | 0.40368 | 0.045595 | 0.36167 | 0.047392 | 0.42984 | 0.033493 | 0.21285 | 0.066889 | 0.55352 | 0.053825 | 0.3773 | 0.065743 | 0.31349
7 | 2032 | 2032-07-14 | 0.035798 | 0.27892 | 0.037163 | 0.3131 | 0.042326 | 0.35223 | 0.058621 | 0.40323 | 0.045555 | 0.36119 | 0.047245 | 0.42799 | 0.033232 | 0.21279 | 0.067096 | 0.55627 | 0.05325 | 0.37571 | 0.065309 | 0.31219
7 | 2032 | 2032-07-15 | 0.03583 | 0.28049 | 0.0369 | 0.31576 | 0.042209 | 0.35293 | 0.060166 | 0.41504 | 0.04617 | 0.36706 | 0.047374 | 0.43208 | 0.032793 | 0.21229 | 0.067322 | 0.55931 | 0.052782 | 0.37437 | 0.065075 | 0.31198
7 | 2032 | 2032-07-16 | 0.035638 | 0.28033 | 0.036649 | 0.31152 | 0.041871 | 0.35007 | 0.060598 | 0.41827 | 0.046316 | 0.36841 | 0.047279 | 0.43175 | 0.03295 | 0.21308 | 0.067561 | 0.56253 | 0.052367 | 0.37312 | 0.064879 | 0.31198
7 | 2032 | 2032-07-17 | 0.028078 | 0.24842 | 0.02474 | 0.24207 | 0.033322 | 0.30318 | 0.0467 | 0.3384 | 0.035684 | 0.30564 | 0.039736 | 0.38145 | 0.022217 | 0.16261 | 0.044419 | 0.39198 | 0.042904 | 0.32508 | 0.053621 | 0.2657
7 | 2032 | 2032-07-18 | 0.027558 | 0.24612 | 0.024479 | 0.24114 | 0.03304 | 0.30131 | 0.046799 | 0.33916 | 0.035682 | 0.3056 | 0.039545 | 0.37961 | 0.022211 | 0.16294 | 0.044704 | 0.39607 | 0.042875 | 0.32478 | 0.0532 | 0.2645
7 | 2032 | 2032-07-19 | 0.034574 | 0.27661 | 0.035861 | 0.31136 | 0.041321 | 0.34926 | 0.061208 | 0.423 | 0.046439 | 0.36957 | 0.046763 | 0.42745 | 0.032497 | 0.2131 | 0.068284 | 0.57198 | 0.050733 | 0.36817 | 0.063222 | 0.30623
7 | 2032 | 2032-07-20 | 0.034223 | 0.27532 | 0.0356 | 0.30966 | 0.041172 | 0.34965 | 0.060967 | 0.42127 | 0.046284 | 0.36814 | 0.046475 | 0.4241 | 0.032159 | 0.21259 | 0.068534 | 0.57527 | 0.050193 | 0.36645 | 0.063044 | 0.30636
7 | 2032 | 2032-07-21 | 0.034082 | 0.27533 | 0.035338 | 0.30838 | 0.040743 | 0.34548 | 0.060553 | 0.41828 | 0.046053 | 0.366 | 0.046138 | 0.42 | 0.032101 | 0.21266 | 0.068833 | 0.57958 | 0.050187 | 0.3661 | 0.062908 | 0.30671
7 | 2032 | 2032-07-22 | 0.033404 | 0.27192 | 0.035077 | 0.30665 | 0.040465 | 0.34384 | 0.06139 | 0.42505 | 0.046336 | 0.3689 | 0.046016 | 0.42063 | 0.031768 | 0.21206 | 0.069096 | 0.58316 | 0.049759 | 0.36461 | 0.062441 | 0.30527
7 | 2032 | 2032-07-23 | 0.033383 | 0.27262 | 0.034817 | 0.30477 | 0.040093 | 0.34068 | 0.060786 | 0.42076 | 0.046014 | 0.36599 | 0.045611 | 0.41565 | 0.031546 | 0.21166 | 0.069463 | 0.58778 | 0.049454 | 0.36472 | 0.06211 | 0.30456
7 | 2032 | 2032-07-24 | 0.026673 | 0.24532 | 0.022911 | 0.23316 | 0.031356 | 0.29098 | 0.046316 | 0.33699 | 0.035107 | 0.30084 | 0.037846 | 0.36253 | 0.021054 | 0.16183 | 0.046248 | 0.41682 | 0.040002 | 0.31516 | 0.051326 | 0.26086
7 | 2032 | 2032-07-25 | 0.026048 | 0.24267 | 0.022651 | 0.2323 | 0.031043 | 0.28885 | 0.046466 | 0.33872 | 0.035088 | 0.30098 | 0.03755 | 0.36033 | 0.020773 | 0.16075 | 0.046532 | 0.42094 | 0.03983 | 0.31425 | 0.050827 | 0.25922
7 | 2032 | 2032-07-26 | 0.032694 | 0.27057 | 0.034041 | 0.30159 | 0.039373 | 0.33783 | 0.061866 | 0.43084 | 0.046219 | 0.36895 | 0.044839 | 0.4115 | 0.030825 | 0.21003 | 0.070133 | 0.59751 | 0.047917 | 0.35801 | 0.0608 | 0.30066
7 | 2032 | 2032-07-27 | 0.03262 | 0.2708 | 0.033786 | 0.30132 | 0.039121 | 0.33673 | 0.063081 | 0.44102 | 0.046633 | 0.37342 | 0.044711 | 0.41333 | 0.030494 | 0.20918 | 0.070498 | 0.60236 | 0.047707 | 0.35825 | 0.060694 | 0.30115
7 | 2032 | 2032-07-28 | 0.03231 | 0.2695 | 0.033543 | 0.29682 | 0.038606 | 0.33135 | 0.060478 | 0.42175 | 0.04545 | 0.36247 | 0.043864 | 0.40043 | 0.030613 | 0.20929 | 0.070657 | 0.60526 | 0.047283 | 0.35529 | 0.060333 | 0.30023
7 | 2032 | 2032-07-29 | 0.032476 | 0.2709 | 0.033297 | 0.29585 | 0.038418 | 0.33131 | 0.061331 | 0.42936 | 0.045702 | 0.36551 | 0.043642 | 0.40083 | 0.030506 | 0.20884 | 0.070884 | 0.60854 | 0.04665 | 0.35307 | 0.059811 | 0.29842
7 | 2032 | 2032-07-30 | 0.032226 | 0.27017 | 0.033052 | 0.29695 | 0.038277 | 0.33204 | 0.061528 | 0.43199 | 0.045676 | 0.36592 | 0.043288 | 0.39871 | 0.030101 | 0.20767 | 0.071106 | 0.61181 | 0.046023 | 0.35084 | 0.059337 | 0.29685
7 | 2032 | 2032-07-31 | 0.024875 | 0.23908 | 0.021175 | 0.22368 | 0.029434 | 0.2807 | 0.046588 | 0.34534 | 0.034537 | 0.299 | 0.035344 | 0.34362 | 0.019267 | 0.15627 | 0.047995 | 0.44254 | 0.037093 | 0.30377 | 0.048719 | 0.25396
8 | 2032 | 2032-08-01 | 0.028723 | 0.26159 | 0.021242 | 0.21969 | 0.027958 | 0.26359 | 0.031826 | 0.22925 | 0.031138 | 0.28229 | 0.022441 | 0.19149 | 0.019979 | 0.16128 | 0.046105 | 0.44034 | 0.038245 | 0.32169 | 0.050036 | 0.27208
8 | 2032 | 2032-08-02 | 0.035749 | 0.29208 | 0.032746 | 0.29086 | 0.036129 | 0.31059 | 0.04595 | 0.31195 | 0.042007 | 0.34983 | 0.028384 | 0.228 | 0.029993 | 0.21147 | 0.070202 | 0.61859 | 0.046534 | 0.36235 | 0.060139 | 0.31247
8 | 2032 | 2032-08-03 | 0.03516 | 0.28848 | 0.032439 | 0.28776 | 0.035931 | 0.30922 | 0.047162 | 0.32359 | 0.041784 | 0.34538 | 0.030235 | 0.24934 | 0.029745 | 0.20937 | 0.070177 | 0.6213 | 0.046171 | 0.36237 | 0.059971 | 0.31076
8 | 2032 | 2032-08-04 | 0.035906 | 0.2933 | 0.032228 | 0.28676 | 0.035673 | 0.30816 | 0.04665 | 0.32112 | 0.041645 | 0.34615 | 0.02902 | 0.23815 | 0.029469 | 0.20755 | 0.070436 | 0.62545 | 0.045664 | 0.35974 | 0.05968 | 0.31121
8 | 2032 | 2032-08-05 | 0.03559 | 0.29266 | 0.032065 | 0.28669 | 0.035415 | 0.30717 | 0.046113 | 0.31857 | 0.041493 | 0.34686 | 0.027795 | 0.22693 | 0.029096 | 0.20705 | 0.071056 | 0.63052 | 0.045234 | 0.35491 | 0.05925 | 0.31341
8 | 2032 | 2032-08-06 | 0.034579 | 0.28642 | 0.031834 | 0.2849 | 0.035196 | 0.30611 | 0.046081 | 0.32034 | 0.041297 | 0.34587 | 0.027514 | 0.22583 | 0.02882 | 0.205 | 0.071335 | 0.63394 | 0.044978 | 0.35306 | 0.058722 | 0.30809
8 | 2032 | 2032-08-07 | 0.028365 | 0.26145 | 0.020037 | 0.21448 | 0.026497 | 0.25715 | 0.031226 | 0.23526 | 0.030123 | 0.27884 | 0.019709 | 0.17306 | 0.018069 | 0.15388 | 0.047705 | 0.46299 | 0.035928 | 0.30851 | 0.047948 | 0.26627
8 | 2032 | 2032-08-08 | 0.027776 | 0.25813 | 0.019882 | 0.21406 | 0.026277 | 0.25627 | 0.031143 | 0.23688 | 0.029904 | 0.27776 | 0.019414 | 0.17194 | 0.017727 | 0.15262 | 0.047984 | 0.46682 | 0.035581 | 0.30606 | 0.04758 | 0.26421
8 | 2032 | 2032-08-09 | 0.034747 | 0.28755 | 0.031343 | 0.28303 | 0.034539 | 0.30345 | 0.045725 | 0.32432 | 0.040649 | 0.34296 | 0.02644 | 0.22046 | 0.027836 | 0.20063 | 0.071628 | 0.64342 | 0.044012 | 0.34973 | 0.05806 | 0.30683
8 | 2032 | 2032-08-10 | 0.03551 | 0.2927 | 0.031216 | 0.28284 | 0.034329 | 0.30274 | 0.045699 | 0.32667 | 0.040404 | 0.34148 | 0.026327 | 0.22141 | 0.027469 | 0.19965 | 0.071361 | 0.64485 | 0.043884 | 0.35174 | 0.058062 | 0.3076
8 | 2032 | 2032-08-11 | 0.035783 | 0.2944 | 0.031094 | 0.28256 | 0.034133 | 0.30209 | 0.045331 | 0.32633 | 0.04017 | 0.34097 | 0.025639 | 0.21631 | 0.027115 | 0.19844 | 0.071358 | 0.64803 | 0.043504 | 0.35076 | 0.057526 | 0.30605
8 | 2032 | 2032-08-12 | 0.03472 | 0.28854 | 0.030949 | 0.28147 | 0.033967 | 0.30144 | 0.045258 | 0.32855 | 0.03991 | 0.33945 | 0.025523 | 0.21734 | 0.026854 | 0.19808 | 0.071345 | 0.65037 | 0.043374 | 0.35085 | 0.056901 | 0.30216
8 | 2032 | 2032-08-13 | 0.03529 | 0.291 | 0.030845 | 0.28109 | 0.0338 | 0.30093 | 0.044952 | 0.32897 | 0.039656 | 0.33858 | 0.025026 | 0.21438 | 0.026619 | 0.19736 | 0.071909 | 0.65561 | 0.042952 | 0.34567 | 0.056646 | 0.30131
8 | 2032 | 2032-08-14 | 0.028418 | 0.26226 | 0.019165 | 0.21175 | 0.025163 | 0.25255 | 0.029297 | 0.23817 | 0.028461 | 0.27336 | 0.016062 | 0.14968 | 0.015702 | 0.14403 | 0.048953 | 0.48709 | 0.033922 | 0.29597 | 0.045793 | 0.25582
8 | 2032 | 2032-08-15 | 0.028177 | 0.26072 | 0.01905 | 0.21059 | 0.025048 | 0.25211 | 0.029056 | 0.23936 | 0.028193 | 0.27216 | 0.015764 | 0.14891 | 0.015405 | 0.14208 | 0.048932 | 0.48979 | 0.033732 | 0.29557 | 0.045635 | 0.25654
8 | 2032 | 2032-08-16 | 0.035003 | 0.2899 | 0.030676 | 0.2816 | 0.033384 | 0.29992 | 0.043805 | 0.32902 | 0.038878 | 0.3363 | 0.02337 | 0.20397 | 0.025464 | 0.19093 | 0.072375 | 0.66602 | 0.042196 | 0.3401 | 0.056274 | 0.30068
8 | 2032 | 2032-08-17 | 0.034534 | 0.28785 | 0.030628 | 0.28135 | 0.033279 | 0.29976 | 0.043635 | 0.33101 | 0.038602 | 0.3348 | 0.023277 | 0.20546 | 0.025142 | 0.18953 | 0.072533 | 0.66935 | 0.042022 | 0.33841 | 0.055805 | 0.29871
8 | 2032 | 2032-08-18 | 0.0342 | 0.28655 | 0.030605 | 0.2814 | 0.033183 | 0.29974 | 0.043555 | 0.33383 | 0.038321 | 0.333 | 0.023385 | 0.20911 | 0.02493 | 0.18888 | 0.071982 | 0.66929 | 0.042197 | 0.34297 | 0.056297 | 0.30298
8 | 2032 | 2032-08-19 | 0.036008 | 0.29707 | 0.030664 | 0.28298 | 0.033102 | 0.29984 | 0.041763 | 0.3226 | 0.03814 | 0.33653 | 0.020451 | 0.18042 | 0.024527 | 0.18671 | 0.072127 | 0.67256 | 0.042068 | 0.34141 | 0.056359 | 0.30215
8 | 2032 | 2032-08-20 | 0.035818 | 0.29512 | 0.030661 | 0.28281 | 0.033053 | 0.29999 | 0.042188 | 0.32977 | 0.037836 | 0.33317 | 0.02154 | 0.19453 | 0.024403 | 0.18732 | 0.071915 | 0.67452 | 0.04201 | 0.34252 | 0.056218 | 0.30138
8 | 2032 | 2032-08-21 | 0.030067 | 0.27089 | 0.019129 | 0.21469 | 0.024527 | 0.25235 | 0.025789 | 0.23349 | 0.026687 | 0.27014 | 0.011502 | 0.11858 | 0.013643 | 0.13482 | 0.048674 | 0.50412 | 0.033398 | 0.29607 | 0.045597 | 0.25856
8 | 2032 | 2032-08-22 | 0.028194 | 0.2616 | 0.019103 | 0.21325 | 0.024533 | 0.25267 | 0.027044 | 0.24766 | 0.026349 | 0.26426 | 0.014152 | 0.1493 | 0.013531 | 0.13571 | 0.048979 | 0.50836 | 0.033202 | 0.29296 | 0.044919 | 0.25491
8 | 2032 | 2032-08-23 | 0.035532 | 0.29258 | 0.030895 | 0.28571 | 0.032987 | 0.3013 | 0.041286 | 0.33369 | 0.037092 | 0.33007 | 0.021093 | 0.19737 | 0.023946 | 0.1873 | 0.072694 | 0.68635 | 0.041557 | 0.33471 | 0.05536 | 0.29682
8 | 2032 | 2032-08-24 | 0.035315 | 0.29168 | 0.030987 | 0.28623 | 0.033034 | 0.30187 | 0.03924 | 0.32069 | 0.036966 | 0.33459 | 0.017868 | 0.16557 | 0.023678 | 0.18654 | 0.072934 | 0.68994 | 0.041535 | 0.33273 | 0.055247 | 0.29498
8 | 2032 | 2032-08-25 | 0.034929 | 0.29019 | 0.031078 | 0.28635 | 0.033122 | 0.30249 | 0.040058 | 0.3314 | 0.036688 | 0.33029 | 0.019821 | 0.18883 | 0.023659 | 0.18691 | 0.072275 | 0.68786 | 0.042355 | 0.34051 | 0.055407 | 0.29382
8 | 2032 | 2032-08-26 | 0.036486 | 0.29838 | 0.031262 | 0.28821 | 0.033195 | 0.3034 | 0.039921 | 0.33424 | 0.036482 | 0.32908 | 0.020082 | 0.19406 | 0.023395 | 0.18451 | 0.072182 | 0.69144 | 0.042083 | 0.33961 | 0.05523 | 0.29469
8 | 2032 | 2032-08-27 | 0.037282 | 0.30104 | 0.031436 | 0.2894 | 0.033276 | 0.30452 | 0.03915 | 0.33187 | 0.036332 | 0.32997 | 0.019226 | 0.18737 | 0.023094 | 0.18078 | 0.072363 | 0.69522 | 0.042033 | 0.33783 | 0.055019 | 0.29433
8 | 2032 | 2032-08-28 | 0.030746 | 0.27174 | 0.019997 | 0.22062 | 0.024942 | 0.25763 | 0.0238 | 0.24453 | 0.025222 | 0.26433 | 0.011266 | 0.13336 | 0.012501 | 0.13026 | 0.04929 | 0.52582 | 0.033462 | 0.29023 | 0.045039 | 0.25275
8 | 2032 | 2032-08-29 | 0.032525 | 0.28158 | 0.020247 | 0.22273 | 0.025087 | 0.25896 | 0.021556 | 0.22998 | 0.025201 | 0.27012 | 0.0078004 | 0.098813 | 0.012315 | 0.13015 | 0.048461 | 0.52512 | 0.033834 | 0.29713 | 0.045737 | 0.26195
8 | 2032 | 2032-08-30 | 0.03828 | 0.30412 | 0.032193 | 0.29582 | 0.033699 | 0.30857 | 0.037729 | 0.33211 | 0.035963 | 0.33081 | 0.018376 | 0.18525 | 0.022949 | 0.18335 | 0.072591 | 0.70422 | 0.042435 | 0.33709 | 0.055909 | 0.29958
8 | 2032 | 2032-08-31 | 0.038403 | 0.30441 | 0.032454 | 0.29725 | 0.033917 | 0.31009 | 0.036994 | 0.33 | 0.035908 | 0.33229 | 0.017655 | 0.17975 | 0.022683 | 0.18088 | 0.072435 | 0.70599 | 0.042772 | 0.33933 | 0.056671 | 0.30417
9 | 2032 | 2032-09-01 | 0.040125 | 0.32142 | 0.032387 | 0.30691 | 0.034561 | 0.32384 | 0.044166 | 0.39959 | 0.035316 | 0.34953 | 0.033256 | 0.35621 | 0.026103 | 0.19817 | 0.073692 | 0.72059 | 0.046484 | 0.36444 | 0.062694 | 0.3312
9 | 2032 | 2032-09-02 | 0.042659 | 0.33753 | 0.032714 | 0.31192 | 0.034835 | 0.32613 | 0.043669 | 0.3987 | 0.034815 | 0.34998 | 0.033617 | 0.36235 | 0.026337 | 0.19969 | 0.073253 | 0.72234 | 0.047627 | 0.37462 | 0.061369 | 0.32188
9 | 2032 | 2032-09-03 | 0.042779 | 0.33635 | 0.033092 | 0.31085 | 0.035097 | 0.32566 | 0.043239 | 0.39858 | 0.034601 | 0.35049 | 0.033754 | 0.36575 | 0.026441 | 0.20024 | 0.073618 | 0.72441 | 0.046643 | 0.36197 | 0.060209 | 0.31404
9 | 2032 | 2032-09-04 | 0.035211 | 0.30387 | 0.021841 | 0.24238 | 0.026964 | 0.2795 | 0.027928 | 0.31058 | 0.023816 | 0.28111 | 0.025525 | 0.30711 | 0.015848 | 0.14805 | 0.050019 | 0.55428 | 0.03922 | 0.32668 | 0.049457 | 0.26856
9 | 2032 | 2032-09-05 | 0.035674 | 0.30279 | 0.022261 | 0.24511 | 0.027358 | 0.28423 | 0.027595 | 0.31139 | 0.023931 | 0.28191 | 0.025486 | 0.30817 | 0.014942 | 0.14012 | 0.050203 | 0.5575 | 0.039344 | 0.3252 | 0.049542 | 0.26802
9 | 2032 | 2032-09-06 | 0.047064 | 0.3567 | 0.034358 | 0.31779 | 0.036172 | 0.33248 | 0.042211 | 0.40071 | 0.035254 | 0.35078 | 0.033056 | 0.36203 | 0.025979 | 0.19473 | 0.073798 | 0.73614 | 0.049021 | 0.37835 | 0.061166 | 0.31704
9 | 2032 | 2032-09-07 | 0.049044 | 0.36653 | 0.034819 | 0.32481 | 0.036616 | 0.33661 | 0.042115 | 0.40406 | 0.035618 | 0.35523 | 0.033369 | 0.36719 | 0.02673 | 0.20001 | 0.07399 | 0.73839 | 0.048762 | 0.37271 | 0.06297 | 0.32674
9 | 2032 | 2032-09-08 | 0.051679 | 0.38157 | 0.035315 | 0.33074 | 0.037114 | 0.34245 | 0.04221 | 0.40948 | 0.03592 | 0.36391 | 0.034361 | 0.38042 | 0.028444 | 0.21283 | 0.074188 | 0.74402 | 0.050049 | 0.38254 | 0.065924 | 0.34297
9 | 2032 | 2032-09-09 | 0.050514 | 0.3717 | 0.035861 | 0.33085 | 0.037583 | 0.34418 | 0.041799 | 0.40808 | 0.035793 | 0.36264 | 0.03454 | 0.38285 | 0.028934 | 0.21581 | 0.074334 | 0.75191 | 0.052547 | 0.40454 | 0.065249 | 0.33708
9 | 2032 | 2032-09-10 | 0.050885 | 0.37423 | 0.036424 | 0.33461 | 0.038088 | 0.34629 | 0.042168 | 0.41646 | 0.036629 | 0.37423 | 0.035523 | 0.39588 | 0.029622 | 0.22006 | 0.074602 | 0.75554 | 0.052805 | 0.40364 | 0.06544 | 0.33731
9 | 2032 | 2032-09-11 | 0.043194 | 0.33873 | 0.025375 | 0.26672 | 0.030146 | 0.2989 | 0.027017 | 0.32842 | 0.025943 | 0.30539 | 0.027718 | 0.34058 | 0.018139 | 0.15951 | 0.051251 | 0.58493 | 0.044721 | 0.36037 | 0.054248 | 0.28796
9 | 2032 | 2032-09-12 | 0.045087 | 0.3485 | 0.026003 | 0.26879 | 0.030745 | 0.3033 | 0.027031 | 0.33152 | 0.026627 | 0.30853 | 0.027892 | 0.34273 | 0.019141 | 0.16598 | 0.051055 | 0.5897 | 0.046905 | 0.37937 | 0.057212 | 0.30418
9 | 2032 | 2032-09-13 | 0.056189 | 0.39679 | 0.038486 | 0.34557 | 0.039806 | 0.3539 | 0.042048 | 0.42351 | 0.038226 | 0.38194 | 0.036269 | 0.40466 | 0.028755 | 0.20827 | 0.075857 | 0.77159 | 0.054871 | 0.41259 | 0.067762 | 0.3454
9 | 2032 | 2032-09-14 | 0.058762 | 0.41186 | 0.039544 | 0.35349 | 0.040723 | 0.35966 | 0.042759 | 0.43475 | 0.039754 | 0.39575 | 0.037164 | 0.41584 | 0.031808 | 0.23137 | 0.076377 | 0.77793 | 0.055799 | 0.41763 | 0.070842 | 0.36245
9 | 2032 | 2032-09-15 | 0.058208 | 0.40873 | 0.040424 | 0.36425 | 0.041742 | 0.37025 | 0.042598 | 0.43411 | 0.039992 | 0.39492 | 0.037492 | 0.41835 | 0.032769 | 0.23678 | 0.076436 | 0.77875 | 0.055586 | 0.41174 | 0.069484 | 0.35291
9 | 2032 | 2032-09-16 | 0.059784 | 0.4142 | 0.040975 | 0.36614 | 0.042167 | 0.37033 | 0.042297 | 0.4312 | 0.040145 | 0.39056 | 0.037526 | 0.41674 | 0.031743 | 0.22623 | 0.076573 | 0.78411 | 0.057251 | 0.42462 | 0.071434 | 0.36252
9 | 2032 | 2032-09-17 | 0.06172 | 0.42495 | 0.041742 | 0.37044 | 0.042926 | 0.37498 | 0.042927 | 0.43972 | 0.041186 | 0.40243 | 0.038896 | 0.43215 | 0.033505 | 0.23816 | 0.077021 | 0.78862 | 0.05768 | 0.42447 | 0.075006 | 0.38159
9 | 2032 | 2032-09-18 | 0.055216 | 0.3946 | 0.030704 | 0.30207 | 0.03525 | 0.33101 | 0.028403 | 0.35636 | 0.031049 | 0.3403 | 0.031996 | 0.38592 | 0.023654 | 0.19017 | 0.054308 | 0.62458 | 0.051029 | 0.39408 | 0.06438 | 0.33495
9 | 2032 | 2032-09-19 | 0.058886 | 0.41308 | 0.032282 | 0.315 | 0.036329 | 0.33722 | 0.029296 | 0.36705 | 0.032134 | 0.35617 | 0.034023 | 0.40867 | 0.025615 | 0.20332 | 0.055107 | 0.63059 | 0.051222 | 0.39088 | 0.065219 | 0.33716
9 | 2032 | 2032-09-20 | 0.070628 | 0.4682 | 0.045343 | 0.39684 | 0.045894 | 0.39139 | 0.045237 | 0.46744 | 0.045269 | 0.43783 | 0.042564 | 0.47123 | 0.035936 | 0.2503 | 0.078584 | 0.80638 | 0.060514 | 0.43889 | 0.077733 | 0.39034
9 | 2032 | 2032-09-21 | 0.068717 | 0.45328 | 0.045855 | 0.3949 | 0.046191 | 0.38836 | 0.045352 | 0.46702 | 0.045993 | 0.43572 | 0.042775 | 0.47016 | 0.036468 | 0.2512 | 0.078974 | 0.81146 | 0.061539 | 0.4446 | 0.079683 | 0.4004
9 | 2032 | 2032-09-22 | 0.068595 | 0.45282 | 0.04694 | 0.40465 | 0.048015 | 0.40714 | 0.046198 | 0.47517 | 0.046906 | 0.44829 | 0.044816 | 0.49155 | 0.037872 | 0.25893 | 0.079286 | 0.81668 | 0.062892 | 0.45367 | 0.080528 | 0.40406
9 | 2032 | 2032-09-23 | 0.07115 | 0.46296 | 0.048807 | 0.42262 | 0.049775 | 0.41955 | 0.047111 | 0.48372 | 0.048469 | 0.4583 | 0.045976 | 0.50213 | 0.039733 | 0.27121 | 0.08048 | 0.82675 | 0.063963 | 0.45856 | 0.080744 | 0.40187
9 | 2032 | 2032-09-24 | 0.074908 | 0.48032 | 0.049583 | 0.42458 | 0.050731 | 0.42327 | 0.048324 | 0.4955 | 0.050526 | 0.47173 | 0.047194 | 0.51342 | 0.040821 | 0.2763 | 0.081435 | 0.83253 | 0.063812 | 0.45142 | 0.082876 | 0.41153
9 | 2032 | 2032-09-25 | 0.070559 | 0.46543 | 0.038547 | 0.35559 | 0.042711 | 0.37375 | 0.033926 | 0.40903 | 0.040034 | 0.4067 | 0.04092 | 0.47132 | 0.030228 | 0.22076 | 0.058577 | 0.67065 | 0.05886 | 0.43808 | 0.074687 | 0.37932
9 | 2032 | 2032-09-26 | 0.073358 | 0.47843 | 0.039937 | 0.36485 | 0.043175 | 0.37217 | 0.035662 | 0.42598 | 0.042283 | 0.42871 | 0.043268 | 0.49582 | 0.033379 | 0.24269 | 0.059318 | 0.68109 | 0.061519 | 0.4596 | 0.077644 | 0.39399
9 | 2032 | 2032-09-27 | 0.077248 | 0.49213 | 0.051487 | 0.42908 | 0.052434 | 0.42387 | 0.051281 | 0.51696 | 0.05399 | 0.50159 | 0.052739 | 0.56513 | 0.044684 | 0.296 | 0.082614 | 0.84702 | 0.067167 | 0.47084 | 0.085488 | 0.41934
9 | 2032 | 2032-09-28 | 0.07501 | 0.4774 | 0.051987 | 0.42744 | 0.05381 | 0.43264 | 0.052406 | 0.52448 | 0.055517 | 0.51045 | 0.054277 | 0.57784 | 0.045522 | 0.29823 | 0.083058 | 0.85004 | 0.067404 | 0.46831 | 0.086962 | 0.42739
9 | 2032 | 2032-09-29 | 0.076203 | 0.4831 | 0.053988 | 0.45082 | 0.055817 | 0.45058 | 0.052917 | 0.52311 | 0.055902 | 0.50924 | 0.055721 | 0.58775 | 0.046053 | 0.29778 | 0.084328 | 0.85682 | 0.067018 | 0.45828 | 0.086501 | 0.42256
9 | 2032 | 2032-09-30 | 0.081458 | 0.5107 | 0.056792 | 0.47567 | 0.057763 | 0.46257 | 0.054978 | 0.54134 | 0.059061 | 0.52919 | 0.057306 | 0.60154 | 0.047708 | 0.30646 | 0.085392 | 0.87029 | 0.070298 | 0.48557 | 0.085478 | 0.41257
10 | 2032 | 2032-10-01 | 0.093907 | 0.50743 | 0.064708 | 0.49814 | 0.06038 | 0.45664 | 0.055982 | 0.58201 | 0.064855 | 0.53144 | 0.055614 | 0.59773 | 0.067088 | 0.35568 | 0.094568 | 0.92981 | 0.089906 | 0.56171 | 0.10003 | 0.44723
10 | 2032 | 2032-10-02 | 0.092799 | 0.50083 | 0.054578 | 0.43664 | 0.052523 | 0.41016 | 0.043855 | 0.51427 | 0.057389 | 0.48881 | 0.051746 | 0.57862 | 0.066053 | 0.34538 | 0.074189 | 0.78226 | 0.08772 | 0.55303 | 0.10461 | 0.46619
10 | 2032 | 2032-10-03 | 0.10435 | 0.54656 | 0.05978 | 0.47182 | 0.058662 | 0.44696 | 0.047072 | 0.54141 | 0.061726 | 0.51982 | 0.056074 | 0.62044 | 0.074241 | 0.38492 | 0.077822 | 0.81446 | 0.09794 | 0.61387 | 0.11025 | 0.48909
10 | 2032 | 2032-10-04 | 0.1086 | 0.56462 | 0.074368 | 0.56141 | 0.072287 | 0.52621 | 0.063868 | 0.64326 | 0.075202 | 0.60182 | 0.065972 | 0.69337 | 0.087843 | 0.44924 | 0.10099 | 0.9826 | 0.1002 | 0.61682 | 0.12277 | 0.53885
10 | 2032 | 2032-10-05 | 0.109 | 0.56538 | 0.075903 | 0.57003 | 0.073827 | 0.53315 | 0.064942 | 0.64031 | 0.076042 | 0.60114 | 0.067065 | 0.69445 | 0.080803 | 0.41814 | 0.10111 | 0.98239 | 0.099804 | 0.61306 | 0.11714 | 0.5132
10 | 2032 | 2032-10-06 | 0.10921 | 0.566 | 0.07543 | 0.5652 | 0.071186 | 0.51502 | 0.064783 | 0.63691 | 0.075385 | 0.59213 | 0.065902 | 0.68046 | 0.08533 | 0.43629 | 0.1029 | 0.99764 | 0.10553 | 0.6472 | 0.13493 | 0.58816
10 | 2032 | 2032-10-07 | 0.113 | 0.58106 | 0.07261 | 0.54363 | 0.064389 | 0.47041 | 0.067312 | 0.65989 | 0.078598 | 0.61453 | 0.068738 | 0.70876 | 0.082965 | 0.42588 | 0.10399 | 1.0047 | 0.10494 | 0.64092 | 0.12822 | 0.55814
10 | 2032 | 2032-10-08 | 0.11659 | 0.59412 | 0.073392 | 0.54567 | 0.071436 | 0.51085 | 0.070657 | 0.67996 | 0.08262 | 0.63976 | 0.07298 | 0.74387 | 0.087466 | 0.44642 | 0.10334 | 0.99576 | 0.099256 | 0.60371 | 0.12393 | 0.53861
10 | 2032 | 2032-10-09 | 0.10624 | 0.5507 | 0.065123 | 0.49629 | 0.067337 | 0.4874 | 0.058133 | 0.59267 | 0.073753 | 0.57986 | 0.068211 | 0.70414 | 0.080939 | 0.41141 | 0.083636 | 0.8519 | 0.095512 | 0.58425 | 0.10909 | 0.47542
10 | 2032 | 2032-10-10 | 0.10726 | 0.55366 | 0.067425 | 0.51074 | 0.068695 | 0.4949 | 0.060921 | 0.61793 | 0.077176 | 0.60365 | 0.071143 | 0.73352 | 0.080851 | 0.41199 | 0.085365 | 0.86613 | 0.10119 | 0.61845 | 0.1191 | 0.51692
10 | 2032 | 2032-10-11 | 0.1174 | 0.59551 | 0.080663 | 0.59053 | 0.080669 | 0.56249 | 0.079127 | 0.73103 | 0.092267 | 0.69736 | 0.082556 | 0.82108 | 0.092815 | 0.47033 | 0.10918 | 1.0396 | 0.10631 | 0.63974 | 0.13165 | 0.56704
10 | 2032 | 2032-10-12 | 0.11714 | 0.59337 | 0.081422 | 0.59193 | 0.083045 | 0.57418 | 0.081611 | 0.73379 | 0.094546 | 0.70509 | 0.085284 | 0.83394 | 0.097844 | 0.49307 | 0.11135 | 1.0561 | 0.10996 | 0.66014 | 0.12981 | 0.55796
10 | 2032 | 2032-10-13 | 0.11358 | 0.57901 | 0.08091 | 0.58597 | 0.082165 | 0.56617 | 0.083839 | 0.75555 | 0.097045 | 0.72181 | 0.087 | 0.85221 | 0.10026 | 0.49984 | 0.11346 | 1.0732 | 0.11634 | 0.6986 | 0.1339 | 0.57425
10 | 2032 | 2032-10-14 | 0.10973 | 0.56311 | 0.082329 | 0.59352 | 0.078987 | 0.54248 | 0.086907 | 0.77389 | 0.10036 | 0.74116 | 0.090169 | 0.87723 | 0.09556 | 0.48068 | 0.11302 | 1.0647 | 0.1098 | 0.6559 | 0.13179 | 0.56403
10 | 2032 | 2032-10-15 | 0.11591 | 0.58786 | 0.085698 | 0.61476 | 0.085137 | 0.57889 | 0.089631 | 0.79052 | 0.10317 | 0.75685 | 0.092667 | 0.89647 | 0.099327 | 0.49689 | 0.11713 | 1.0987 | 0.1194 | 0.71283 | 0.13834 | 0.59045
10 | 2032 | 2032-10-16 | 0.12442 | 0.61921 | 0.081693 | 0.59675 | 0.086859 | 0.59309 | 0.079872 | 0.7431 | 0.098323 | 0.73349 | 0.091066 | 0.90025 | 0.099922 | 0.49696 | 0.099065 | 0.96884 | 0.12085 | 0.72567 | 0.13705 | 0.58455
10 | 2032 | 2032-10-17 | 0.14183 | 0.68737 | 0.087085 | 0.6323 | 0.094549 | 0.63888 | 0.085706 | 0.79112 | 0.10558 | 0.78555 | 0.098068 | 0.96786 | 0.10783 | 0.53472 | 0.10371 | 1.0069 | 0.13077 | 0.78407 | 0.13496 | 0.57418
10 | 2032 | 2032-10-18 | 0.15608 | 0.74539 | 0.10068 | 0.71291 | 0.11232 | 0.7425 | 0.10564 | 0.92005 | 0.12275 | 0.89534 | 0.11139 | 1.0753 | 0.12173 | 0.60058 | 0.12943 | 1.1969 | 0.14219 | 0.84459 | 0.15748 | 0.66713
10 | 2032 | 2032-10-19 | 0.1631 | 0.77357 | 0.10798 | 0.76367 | 0.11663 | 0.76801 | 0.10928 | 0.9334 | 0.12628 | 0.91255 | 0.11514 | 1.099 | 0.1258 | 0.61728 | 0.13336 | 1.2281 | 0.14958 | 0.8875 | 0.17053 | 0.72091
10 | 2032 | 2032-10-20 | 0.1738 | 0.81499 | 0.11267 | 0.79324 | 0.12065 | 0.7908 | 0.11445 | 0.96823 | 0.1322 | 0.95124 | 0.12098 | 1.1496 | 0.13419 | 0.65563 | 0.13863 | 1.2711 | 0.16087 | 0.95429 | 0.17439 | 0.73571
10 | 2032 | 2032-10-21 | 0.18841 | 0.87267 | 0.11609 | 0.81446 | 0.1268 | 0.82694 | 0.1192 | 0.99724 | 0.13738 | 0.98336 | 0.1261 | 1.1914 | 0.14561 | 0.70868 | 0.14176 | 1.2958 | 0.16865 | 1.0011 | 0.19008 | 0.80148
10 | 2032 | 2032-10-22 | 0.19487 | 0.89779 | 0.1285 | 0.90025 | 0.13781 | 0.89393 | 0.12343 | 1.0335 | 0.14212 | 1.016 | 0.13002 | 1.2299 | 0.1533 | 0.74324 | 0.1432 | 1.3013 | 0.16289 | 0.96141 | 0.18211 | 0.76531
10 | 2032 | 2032-10-23 | 0.19811 | 0.90809 | 0.11955 | 0.84517 | 0.13633 | 0.88541 | 0.11426 | 0.98479 | 0.13751 | 0.99173 | 0.12875 | 1.2324 | 0.15001 | 0.72564 | 0.12332 | 1.1539 | 0.15848 | 0.93889 | 0.17725 | 0.7448
10 | 2032 | 2032-10-24 | 0.19571 | 0.89774 | 0.12135 | 0.85469 | 0.14396 | 0.93067 | 0.11988 | 1.0252 | 0.14387 | 1.0343 | 0.13481 | 1.2865 | 0.15323 | 0.73985 | 0.12516 | 1.1654 | 0.16017 | 0.94781 | 0.18264 | 0.76707
10 | 2032 | 2032-10-25 | 0.20959 | 0.9545 | 0.13459 | 0.93438 | 0.156 | 0.99946 | 0.13852 | 1.1345 | 0.15854 | 1.1209 | 0.14559 | 1.3625 | 0.16834 | 0.80981 | 0.14899 | 1.3386 | 0.16931 | 0.99655 | 0.20055 | 0.84042
10 | 2032 | 2032-10-26 | 0.20644 | 0.94104 | 0.13691 | 0.94677 | 0.15973 | 1.0192 | 0.14264 | 1.1478 | 0.16222 | 1.1374 | 0.14945 | 1.3844 | 0.16877 | 0.81245 | 0.15344 | 1.3737 | 0.1786 | 1.0518 | 0.19197 | 0.80233
10 | 2032 | 2032-10-27 | 0.19312 | 0.88704 | 0.13345 | 0.91847 | 0.15647 | 0.99466 | 0.14634 | 1.1659 | 0.16551 | 1.1536 | 0.15238 | 1.4031 | 0.17345 | 0.8311 | 0.15622 | 1.3921 | 0.17985 | 1.0566 | 0.19655 | 0.82096
10 | 2032 | 2032-10-28 | 0.1929 | 0.88549 | 0.13399 | 0.91871 | 0.15398 | 0.9763 | 0.15142 | 1.2028 | 0.17092 | 1.1888 | 0.15718 | 1.4455 | 0.17104 | 0.82038 | 0.15936 | 1.4145 | 0.18391 | 1.0794 | 0.20493 | 0.85546
10 | 2032 | 2032-10-29 | 0.2082 | 0.94482 | 0.13935 | 0.95327 | 0.16004 | 1.0103 | 0.157 | 1.2371 | 0.17676 | 1.225 | 0.16282 | 1.4912 | 0.16976 | 0.81602 | 0.16238 | 1.4345 | 0.18476 | 1.0814 | 0.20039 | 0.83438
10 | 2032 | 2032-10-30 | 0.2089 | 0.94595 | 0.13664 | 0.94393 | 0.16493 | 1.0447 | 0.1481 | 1.191 | 0.17215 | 1.2004 | 0.16127 | 1.4912 | 0.17563 | 0.83872 | 0.1397 | 1.2633 | 0.17865 | 1.0522 | 0.1945 | 0.80945
10 | 2032 | 2032-10-31 | 0.19694 | 0.89729 | 0.13565 | 0.93335 | 0.16276 | 1.0275 | 0.1501 | 1.1892 | 0.17264 | 1.1926 | 0.16131 | 1.4772 | 0.17064 | 0.8143 | 0.13948 | 1.254 | 0.17111 | 1.0038 | 0.18131 | 0.7529
11 | 2032 | 2032-11-01 | 0.22217 | 0.93697 | 0.15352 | 0.92373 | 0.20051 | 1.0638 | 0.21278 | 1.2776 | 0.21618 | 1.3097 | 0.17157 | 1.355 | 0.2293 | 0.94875 | 0.20656 | 1.6824 | 0.21133 | 1.0388 | 0.2228 | 0.85444
11 | 2032 | 2032-11-02 | 0.22534 | 0.94845 | 0.16048 | 0.95873 | 0.20584 | 1.0853 | 0.22432 | 1.3343 | 0.22683 | 1.3668 | 0.17958 | 1.4102 | 0.22789 | 0.94188 | 0.20948 | 1.7009 | 0.21236 | 1.0443 | 0.23539 | 0.9001
11 | 2032 | 2032-11-03 | 0.23997 | 1.0054 | 0.16552 | 0.98662 | 0.21731 | 1.142 | 0.23062 | 1.3699 | 0.23214 | 1.3943 | 0.18556 | 1.4526 | 0.23578 | 0.9773 | 0.21222 | 1.7181 | 0.21274 | 1.0472 | 0.23636 | 0.90308
11 | 2032 | 2032-11-04 | 0.25873 | 1.0707 | 0.17027 | 1.0104 | 0.2361 | 1.2282 | 0.23221 | 1.3798 | 0.23307 | 1.3973 | 0.18797 | 1.4677 | 0.24341 | 1.008 | 0.21515 | 1.7365 | 0.21373 | 1.0526 | 0.24067 | 0.91841
11 | 2032 | 2032-11-05 | 0.27384 | 1.1267 | 0.18069 | 1.0646 | 0.23798 | 1.2394 | 0.24378 | 1.4423 | 0.24331 | 1.4522 | 0.19739 | 1.5352 | 0.25225 | 1.0422 | 0.22179 | 1.7814 | 0.22189 | 1.0893 | 0.23865 | 0.91054
11 | 2032 | 2032-11-06 | 0.26119 | 1.0762 | 0.17381 | 1.0184 | 0.2305 | 1.1938 | 0.23666 | 1.393 | 0.23916 | 1.4218 | 0.19544 | 1.5204 | 0.24958 | 1.0219 | 0.20113 | 1.6239 | 0.21712 | 1.0587 | 0.23604 | 0.89542
11 | 2032 | 2032-11-07 | 0.26184 | 1.0786 | 0.17183 | 1.0073 | 0.2339 | 1.2059 | 0.23507 | 1.3758 | 0.23767 | 1.4107 | 0.19298 | 1.4947 | 0.25633 | 1.0434 | 0.20478 | 1.6473 | 0.21942 | 1.0698 | 0.23524 | 0.89199
11 | 2032 | 2032-11-08 | 0.28033 | 1.1507 | 0.18996 | 1.1112 | 0.24638 | 1.275 | 0.26026 | 1.5146 | 0.25793 | 1.5259 | 0.20803 | 1.5978 | 0.2684 | 1.1044 | 0.23112 | 1.839 | 0.2292 | 1.1214 | 0.23787 | 0.90582
11 | 2032 | 2032-11-09 | 0.28172 | 1.1551 | 0.19289 | 1.1245 | 0.26056 | 1.3389 | 0.26862 | 1.5563 | 0.26528 | 1.5642 | 0.2142 | 1.6389 | 0.27481 | 1.1272 | 0.23152 | 1.8386 | 0.22573 | 1.1069 | 0.24224 | 0.92156
11 | 2032 | 2032-11-10 | 0.28606 | 1.1713 | 0.19151 | 1.1171 | 0.25305 | 1.3041 | 0.27741 | 1.6058 | 0.27263 | 1.6028 | 0.22207 | 1.6949 | 0.27861 | 1.1446 | 0.23659 | 1.871 | 0.23444 | 1.1429 | 0.2541 | 0.96467
11 | 2032 | 2032-11-11 | 0.29295 | 1.1929 | 0.19537 | 1.1339 | 0.26232 | 1.3449 | 0.29142 | 1.6671 | 0.28583 | 1.6733 | 0.22964 | 1.7426 | 0.27924 | 1.1459 | 0.24292 | 1.9136 | 0.24166 | 1.1757 | 0.2642 | 1.0012
11 | 2032 | 2032-11-12 | 0.29031 | 1.1841 | 0.19996 | 1.1562 | 0.26869 | 1.3696 | 0.30239 | 1.7211 | 0.29561 | 1.725 | 0.23726 | 1.7937 | 0.2887 | 1.1822 | 0.24926 | 1.9553 | 0.25168 | 1.2185 | 0.27336 | 1.0343
11 | 2032 | 2032-11-13 | 0.27832 | 1.1368 | 0.18521 | 1.0694 | 0.26013 | 1.3198 | 0.27832 | 1.5686 | 0.27629 | 1.609 | 0.21977 | 1.6562 | 0.27714 | 1.1317 | 0.22534 | 1.7743 | 0.2394 | 1.156 | 0.25592 | 0.96497
11 | 2032 | 2032-11-14 | 0.29501 | 1.1942 | 0.18797 | 1.0809 | 0.26108 | 1.3218 | 0.28488 | 1.6108 | 0.28118 | 1.6339 | 0.22711 | 1.7095 | 0.28412 | 1.1554 | 0.22734 | 1.7855 | 0.23845 | 1.153 | 0.26584 | 1.0011
11 | 2032 | 2032-11-15 | 0.31579 | 1.2733 | 0.21057 | 1.2038 | 0.28716 | 1.4458 | 0.30639 | 1.7272 | 0.29798 | 1.7294 | 0.23873 | 1.7849 | 0.30566 | 1.2472 | 0.25626 | 1.9948 | 0.25477 | 1.232 | 0.28223 | 1.0659
11 | 2032 | 2032-11-16 | 0.33022 | 1.3245 | 0.21431 | 1.2246 | 0.29067 | 1.4636 | 0.31775 | 1.788 | 0.30772 | 1.7809 | 0.24775 | 1.8479 | 0.32237 | 1.3087 | 0.26179 | 2.0306 | 0.26337 | 1.2684 | 0.29007 | 1.0941
11 | 2032 | 2032-11-17 | 0.33037 | 1.3239 | 0.21496 | 1.2267 | 0.29556 | 1.4839 | 0.32108 | 1.7889 | 0.31104 | 1.7959 | 0.24666 | 1.8284 | 0.32368 | 1.3163 | 0.26398 | 2.0428 | 0.26415 | 1.2718 | 0.27488 | 1.038
11 | 2032 | 2032-11-18 | 0.32154 | 1.2929 | 0.21859 | 1.2461 | 0.29627 | 1.4894 | 0.32743 | 1.834 | 0.31536 | 1.8176 | 0.2548 | 1.8888 | 0.33211 | 1.3469 | 0.26445 | 2.0431 | 0.25949 | 1.2533 | 0.27274 | 1.0299
11 | 2032 | 2032-11-19 | 0.31578 | 1.271 | 0.21078 | 1.2039 | 0.28529 | 1.4385 | 0.32689 | 1.8266 | 0.31425 | 1.8083 | 0.254 | 1.8759 | 0.32653 | 1.3253 | 0.25842 | 1.9953 | 0.24711 | 1.197 | 0.2732 | 1.0312
11 | 2032 | 2032-11-20 | 0.31978 | 1.2845 | 0.19982 | 1.1367 | 0.2683 | 1.3517 | 0.31561 | 1.7598 | 0.30557 | 1.7523 | 0.25001 | 1.846 | 0.31406 | 1.2703 | 0.24093 | 1.8605 | 0.24658 | 1.1866 | 0.26391 | 0.99198
11 | 2032 | 2032-11-21 | 0.33548 | 1.3398 | 0.2114 | 1.1941 | 0.29646 | 1.4773 | 0.32571 | 1.819 | 0.3137 | 1.795 | 0.25933 | 1.9128 | 0.32973 | 1.3302 | 0.24707 | 1.9011 | 0.25478 | 1.2229 | 0.28081 | 1.0538
11 | 2032 | 2032-11-22 | 0.34705 | 1.3825 | 0.22341 | 1.2634 | 0.30881 | 1.541 | 0.34675 | 1.9346 | 0.32981 | 1.8865 | 0.2709 | 1.9879 | 0.34857 | 1.4074 | 0.27343 | 2.092 | 0.26631 | 1.2809 | 0.29608 | 1.1144
11 | 2032 | 2032-11-23 | 0.33285 | 1.3323 | 0.22339 | 1.2621 | 0.29975 | 1.4957 | 0.34913 | 1.933 | 0.33194 | 1.8949 | 0.26967 | 1.9678 | 0.33738 | 1.3738 | 0.27294 | 2.0847 | 0.26283 | 1.2652 | 0.28638 | 1.0787
11 | 2032 | 2032-11-24 | 0.33089 | 1.3259 | 0.22275 | 1.2572 | 0.30387 | 1.5132 | 0.35467 | 1.9641 | 0.33602 | 1.9148 | 0.27466 | 2.0004 | 0.33064 | 1.3515 | 0.27028 | 2.0616 | 0.25527 | 1.2315 | 0.2893 | 1.0891
11 | 2032 | 2032-11-25 | 0.33329 | 1.3366 | 0.21819 | 1.232 | 0.3042 | 1.5192 | 0.36013 | 1.9938 | 0.34005 | 1.9343 | 0.27937 | 2.0305 | 0.33541 | 1.3653 | 0.27243 | 2.0736 | 0.25582 | 1.2344 | 0.28998 | 1.0918
11 | 2032 | 2032-11-26 | 0.34316 | 1.37 | 0.22933 | 1.2891 | 0.31436 | 1.5638 | 0.3779 | 2.0855 | 0.35576 | 2.0189 | 0.29201 | 2.1189 | 0.34879 | 1.4115 | 0.2844 | 2.156 | 0.27583 | 1.322 | 0.30655 | 1.1522
11 | 2032 | 2032-11-27 | 0.33723 | 1.3436 | 0.22985 | 1.2807 | 0.3273 | 1.6126 | 0.37315 | 2.0296 | 0.35454 | 2.0034 | 0.28662 | 2.069 | 0.35259 | 1.4208 | 0.26965 | 2.0417 | 0.27842 | 1.3275 | 0.30434 | 1.1395
11 | 2032 | 2032-11-28 | 0.35912 | 1.4247 | 0.23548 | 1.3102 | 0.33112 | 1.6311 | 0.39145 | 2.1332 | 0.37016 | 2.0878 | 0.30185 | 2.1803 | 0.35956 | 1.4472 | 0.27028 | 2.0435 | 0.27362 | 1.3092 | 0.30133 | 1.1287
11 | 2032 | 2032-11-29 | 0.37615 | 1.4933 | 0.26056 | 1.4507 | 0.3696 | 1.8224 | 0.41208 | 2.2599 | 0.38494 | 2.1726 | 0.31633 | 2.2819 | 0.37495 | 1.5164 | 0.29599 | 2.2292 | 0.28683 | 1.3725 | 0.33211 | 1.2463
11 | 2032 | 2032-11-30 | 0.38105 | 1.5078 | 0.26586 | 1.4762 | 0.37161 | 1.8255 | 0.41678 | 2.2785 | 0.38866 | 2.1901 | 0.31858 | 2.2906 | 0.38952 | 1.5676 | 0.29602 | 2.2251 | 0.28691 | 1.3706 | 0.31866 | 1.1968
12 | 2032 | 2032-12-01 | 0.34962 | 1.4676 | 0.29706 | 1.6228 | 0.3748 | 1.8963 | 0.46518 | 2.4757 | 0.39805 | 2.2482 | 0.32677 | 2.134 | 0.34414 | 1.534 | 0.32339 | 2.3506 | 0.29747 | 1.4599 | 0.32035 | 1.2459
12 | 2032 | 2032-12-02 | 0.34774 | 1.4597 | 0.28881 | 1.577 | 0.36298 | 1.8369 | 0.45817 | 2.4369 | 0.39388 | 2.2226 | 0.32107 | 2.0971 | 0.34042 | 1.518 | 0.31665 | 2.3015 | 0.28719 | 1.4102 | 0.31938 | 1.2421
12 | 2032 | 2032-12-03 | 0.35497 | 1.4876 | 0.29194 | 1.5921 | 0.37241 | 1.8794 | 0.46966 | 2.4946 | 0.40145 | 2.2613 | 0.32955 | 2.1458 | 0.34321 | 1.5295 | 0.32699 | 2.3677 | 0.3017 | 1.4774 | 0.34054 | 1.3246
12 | 2032 | 2032-12-04 | 0.34556 | 1.448 | 0.28066 | 1.5227 | 0.35934 | 1.809 | 0.46303 | 2.4472 | 0.39617 | 2.2239 | 0.3274 | 2.1228 | 0.33405 | 1.4843 | 0.30933 | 2.2307 | 0.29855 | 1.458 | 0.325 | 1.2612
12 | 2032 | 2032-12-05 | 0.33768 | 1.4166 | 0.27754 | 1.5064 | 0.35781 | 1.8008 | 0.47115 | 2.4849 | 0.40215 | 2.2546 | 0.33193 | 2.1448 | 0.32531 | 1.4465 | 0.30935 | 2.2281 | 0.29688 | 1.4499 | 0.3216 | 1.2481
12 | 2032 | 2032-12-06 | 0.34028 | 1.4284 | 0.27826 | 1.5177 | 0.34605 | 1.7492 | 0.47566 | 2.5186 | 0.40615 | 2.2792 | 0.33256 | 2.1548 | 0.33923 | 1.5112 | 0.32598 | 2.3519 | 0.29629 | 1.4504 | 0.33123 | 1.2883
12 | 2032 | 2032-12-07 | 0.34909 | 1.4626 | 0.28222 | 1.5361 | 0.34699 | 1.7521 | 0.47506 | 2.5191 | 0.40454 | 2.2665 | 0.33477 | 2.1714 | 0.34658 | 1.5423 | 0.31691 | 2.2892 | 0.27955 | 1.3729 | 0.30178 | 1.1734
12 | 2032 | 2032-12-08 | 0.34778 | 1.457 | 0.28212 | 1.5359 | 0.33317 | 1.6845 | 0.48646 | 2.5787 | 0.41142 | 2.301 | 0.34428 | 2.2283 | 0.34391 | 1.5304 | 0.31903 | 2.2995 | 0.2833 | 1.3887 | 0.30812 | 1.1982
12 | 2032 | 2032-12-09 | 0.35671 | 1.4916 | 0.2967 | 1.6087 | 0.35941 | 1.811 | 0.4869 | 2.5791 | 0.41177 | 2.3003 | 0.3443 | 2.2256 | 0.34828 | 1.5482 | 0.32506 | 2.337 | 0.29146 | 1.4264 | 0.30944 | 1.2031
12 | 2032 | 2032-12-10 | 0.36466 | 1.5224 | 0.29633 | 1.6057 | 0.36042 | 1.8141 | 0.50193 | 2.6504 | 0.42264 | 2.3584 | 0.35273 | 2.2681 | 0.35 | 1.5545 | 0.33282 | 2.3859 | 0.30308 | 1.4797 | 0.32285 | 1.2557
12 | 2032 | 2032-12-11 | 0.37083 | 1.5442 | 0.29637 | 1.5917 | 0.38943 | 1.9452 | 0.5068 | 2.6596 | 0.42534 | 2.3658 | 0.35747 | 2.2825 | 0.35888 | 1.5866 | 0.31794 | 2.2674 | 0.30518 | 1.4845 | 0.32442 | 1.2591
12 | 2032 | 2032-12-12 | 0.36613 | 1.5254 | 0.3062 | 1.6416 | 0.38956 | 1.9448 | 0.50705 | 2.6547 | 0.42656 | 2.371 | 0.35499 | 2.2597 | 0.34918 | 1.5438 | 0.32331 | 2.3001 | 0.31341 | 1.5219 | 0.33352 | 1.2946
12 | 2032 | 2032-12-13 | 0.38066 | 1.5842 | 0.31346 | 1.6888 | 0.39099 | 1.959 | 0.52262 | 2.7437 | 0.43806 | 2.4376 | 0.36266 | 2.309 | 0.36558 | 1.6189 | 0.34548 | 2.4638 | 0.31746 | 1.547 | 0.33529 | 1.304
12 | 2032 | 2032-12-14 | 0.37646 | 1.5674 | 0.31693 | 1.7068 | 0.39123 | 1.9591 | 0.52438 | 2.7514 | 0.4391 | 2.4408 | 0.36376 | 2.3128 | 0.36754 | 1.627 | 0.33635 | 2.3992 | 0.30437 | 1.4844 | 0.32227 | 1.2533
12 | 2032 | 2032-12-15 | 0.38917 | 1.617 | 0.31617 | 1.7013 | 0.3992 | 1.9984 | 0.53622 | 2.8124 | 0.44633 | 2.4778 | 0.37301 | 2.3666 | 0.371 | 1.6411 | 0.34057 | 2.4258 | 0.30863 | 1.5048 | 0.33174 | 1.2905
12 | 2032 | 2032-12-16 | 0.40222 | 1.668 | 0.33019 | 1.771 | 0.39758 | 1.9892 | 0.54451 | 2.8459 | 0.45347 | 2.5166 | 0.37471 | 2.3649 | 0.38461 | 1.6989 | 0.34425 | 2.4484 | 0.31296 | 1.5251 | 0.33831 | 1.3161
12 | 2032 | 2032-12-17 | 0.41981 | 1.7368 | 0.33468 | 1.7921 | 0.41426 | 2.07 | 0.54772 | 2.863 | 0.45498 | 2.5222 | 0.37778 | 2.3823 | 0.38687 | 1.708 | 0.34843 | 2.4724 | 0.32168 | 1.5636 | 0.35194 | 1.3694
12 | 2032 | 2032-12-18 | 0.39693 | 1.6446 | 0.31836 | 1.6967 | 0.4007 | 1.9952 | 0.5361 | 2.7901 | 0.44619 | 2.4662 | 0.37173 | 2.335 | 0.37379 | 1.6453 | 0.33403 | 2.3572 | 0.32568 | 1.5769 | 0.3448 | 1.3392
12 | 2032 | 2032-12-19 | 0.38587 | 1.601 | 0.31439 | 1.6725 | 0.40023 | 1.9866 | 0.53538 | 2.7896 | 0.44448 | 2.4537 | 0.37329 | 2.3462 | 0.36764 | 1.6195 | 0.32694 | 2.3063 | 0.31633 | 1.5316 | 0.35607 | 1.3837
12 | 2032 | 2032-12-20 | 0.38184 | 1.5871 | 0.31069 | 1.6585 | 0.39331 | 1.9566 | 0.53248 | 2.7765 | 0.44554 | 2.465 | 0.36354 | 2.2833 | 0.37114 | 1.64 | 0.343 | 2.4276 | 0.31509 | 1.5297 | 0.34689 | 1.3504
12 | 2032 | 2032-12-21 | 0.64194 | 2.6085 | 0.55158 | 2.9082 | 0.78998 | 3.8979 | 0.75438 | 3.8586 | 0.60382 | 3.3454 | 0.49504 | 2.9977 | 0.5746 | 2.4997 | 0.49554 | 3.4619 | 0.52154 | 2.5117 | 0.5722 | 2.2242
12 | 2032 | 2032-12-22 | 0.39739 | 1.6478 | 0.31546 | 1.6877 | 0.38398 | 1.9177 | 0.55563 | 2.9016 | 0.45821 | 2.5288 | 0.38431 | 2.41 | 0.37845 | 1.6683 | 0.34382 | 2.429 | 0.31568 | 1.532 | 0.33726 | 1.3133
12 | 2032 | 2032-12-23 | 0.40081 | 1.6611 | 0.33256 | 1.7728 | 0.40592 | 2.0219 | 0.5565 | 2.8992 | 0.45989 | 2.5375 | 0.38164 | 2.3845 | 0.37977 | 1.6735 | 0.34213 | 2.4153 | 0.31368 | 1.5218 | 0.35767 | 1.3924
12 | 2032 | 2032-12-24 | 0.39977 | 1.6569 | 0.32942 | 1.7572 | 0.39985 | 1.9963 | 0.56976 | 2.9663 | 0.46827 | 2.5818 | 0.39107 | 2.4375 | 0.37196 | 1.6392 | 0.34284 | 2.4197 | 0.31181 | 1.5147 | 0.34112 | 1.3282
12 | 2032 | 2032-12-25 | 0.40122 | 1.6604 | 0.31644 | 1.6808 | 0.39316 | 1.9565 | 0.56507 | 2.9298 | 0.46381 | 2.55 | 0.39024 | 2.4216 | 0.37858 | 1.6603 | 0.32119 | 2.2562 | 0.3057 | 1.4807 | 0.34226 | 1.3302
12 | 2032 | 2032-12-26 | 0.41232 | 1.704 | 0.32706 | 1.7354 | 0.39713 | 1.9745 | 0.57099 | 2.9557 | 0.46823 | 2.5735 | 0.39241 | 2.4274 | 0.38015 | 1.6659 | 0.32563 | 2.2824 | 0.31581 | 1.5254 | 0.35173 | 1.3677
12 | 2032 | 2032-12-27 | 0.40952 | 1.6951 | 0.33857 | 1.7991 | 0.41772 | 2.0775 | 0.56945 | 2.9649 | 0.46647 | 2.5663 | 0.3916 | 2.4347 | 0.38543 | 1.694 | 0.34336 | 2.4155 | 0.31725 | 1.5364 | 0.34987 | 1.363
12 | 2032 | 2032-12-28 | 0.41139 | 1.7024 | 0.33874 | 1.8007 | 0.41084 | 2.0462 | 0.57176 | 2.9756 | 0.46774 | 2.5719 | 0.39285 | 2.4386 | 0.38833 | 1.7052 | 0.34768 | 2.4421 | 0.3253 | 1.573 | 0.36408 | 1.4184
12 | 2032 | 2032-12-29 | 0.41551 | 1.7186 | 0.33678 | 1.787 | 0.41648 | 2.072 | 0.57244 | 2.9643 | 0.4712 | 2.5926 | 0.38571 | 2.3773 | 0.3869 | 1.6987 | 0.34992 | 2.4555 | 0.32901 | 1.59 | 0.37381 | 1.4567
12 | 2032 | 2032-12-30 | 0.41329 | 1.7099 | 0.32739 | 1.7399 | 0.4063 | 2.0239 | 0.56492 | 2.9288 | 0.465 | 2.5563 | 0.38205 | 2.357 | 0.37858 | 1.6627 | 0.34482 | 2.4193 | 0.32263 | 1.5593 | 0.35474 | 1.3827
12 | 2032 | 2032-12-31 | 0.41808 | 1.7287 | 0.34247 | 1.818 | 0.4223 | 2.1013 | 0.57187 | 2.9679 | 0.46817 | 2.5716 | 0.38908 | 2.4005 | 0.38292 | 1.6798 | 0.34622 | 2.4272 | 0.32533 | 1.5717 | 0.36051 | 1.4052
1 | 2033 | 2033-01-01 | 0.38279 | 1.5822 | 0.34709 | 1.8122 | 0.44013 | 2.1706 | 0.58193 | 2.9925 | 0.47324 | 2.6307 | 0.40762 | 2.5197 | 0.40561 | 1.8158 | 0.35061 | 2.4539 | 0.32575 | 1.5839 | 0.35597 | 1.3874
1 | 2033 | 2033-01-02 | 0.38377 | 1.5861 | 0.35608 | 1.8568 | 0.46722 | 2.3002 | 0.58716 | 3.022 | 0.47618 | 2.6435 | 0.41221 | 2.5492 | 0.41339 | 1.8496 | 0.35544 | 2.4832 | 0.33199 | 1.6121 | 0.37198 | 1.4504
1 | 2033 | 2033-01-03 | 0.39227 | 1.6216 | 0.36618 | 1.9183 | 0.4805 | 2.3706 | 0.60139 | 3.1036 | 0.48649 | 2.7059 | 0.41854 | 2.5886 | 0.42442 | 1.9013 | 0.37452 | 2.6246 | 0.33611 | 1.6349 | 0.37965 | 1.4831
1 | 2033 | 2033-01-04 | 0.38088 | 1.5773 | 0.34934 | 1.8324 | 0.44908 | 2.219 | 0.59656 | 3.0838 | 0.48213 | 2.6777 | 0.41672 | 2.5807 | 0.40782 | 1.827 | 0.37612 | 2.6332 | 0.339 | 1.6476 | 0.37006 | 1.4458
1 | 2033 | 2033-01-05 | 0.3812 | 1.5787 | 0.34711 | 1.8201 | 0.43479 | 2.1495 | 0.58417 | 3.025 | 0.47247 | 2.6207 | 0.40948 | 2.5389 | 0.39754 | 1.7809 | 0.3656 | 2.5609 | 0.32767 | 1.593 | 0.35282 | 1.3788
1 | 2033 | 2033-01-06 | 0.35604 | 1.4807 | 0.31755 | 1.67 | 0.40097 | 1.9861 | 0.57764 | 2.9959 | 0.46696 | 2.5866 | 0.40629 | 2.522 | 0.38816 | 1.7386 | 0.34879 | 2.4443 | 0.30794 | 1.4977 | 0.33124 | 1.295
1 | 2033 | 2033-01-07 | 0.35543 | 1.4785 | 0.31321 | 1.6471 | 0.39889 | 1.9754 | 0.57143 | 2.961 | 0.4624 | 2.5626 | 0.40082 | 2.482 | 0.37224 | 1.6676 | 0.33901 | 2.3754 | 0.2968 | 1.4432 | 0.3194 | 1.2492
1 | 2033 | 2033-01-08 | 0.35395 | 1.4704 | 0.30903 | 1.6135 | 0.38501 | 1.9009 | 0.55067 | 2.8472 | 0.44641 | 2.466 | 0.39019 | 2.413 | 0.37466 | 1.6734 | 0.31337 | 2.1875 | 0.28775 | 1.3958 | 0.31585 | 1.2333
1 | 2033 | 2033-01-09 | 0.35482 | 1.4741 | 0.32151 | 1.676 | 0.39571 | 1.9521 | 0.55528 | 2.8699 | 0.44927 | 2.4814 | 0.39309 | 2.428 | 0.37627 | 1.6799 | 0.31698 | 2.2113 | 0.29393 | 1.4248 | 0.32475 | 1.2686
1 | 2033 | 2033-01-10 | 0.36785 | 1.5274 | 0.33239 | 1.7416 | 0.40951 | 2.0257 | 0.57413 | 2.9713 | 0.46319 | 2.5665 | 0.40141 | 2.4755 | 0.40053 | 1.791 | 0.34925 | 2.4426 | 0.31454 | 1.5263 | 0.35889 | 1.4044
1 | 2033 | 2033-01-11 | 0.37818 | 1.568 | 0.33315 | 1.7446 | 0.40524 | 2.0048 | 0.5734 | 2.965 | 0.46244 | 2.5633 | 0.39996 | 2.4616 | 0.40256 | 1.7992 | 0.3485 | 2.4368 | 0.31536 | 1.5297 | 0.33389 | 1.3069
1 | 2033 | 2033-01-12 | 0.37463 | 1.5543 | 0.33309 | 1.7438 | 0.40067 | 1.9828 | 0.5661 | 2.9333 | 0.45628 | 2.5255 | 0.39664 | 2.4457 | 0.39411 | 1.7616 | 0.34018 | 2.3791 | 0.30671 | 1.4876 | 0.32531 | 1.2736
1 | 2033 | 2033-01-13 | 0.35514 | 1.4788 | 0.33107 | 1.7332 | 0.39898 | 1.9752 | 0.56324 | 2.9231 | 0.45336 | 2.5062 | 0.39605 | 2.4454 | 0.38667 | 1.7289 | 0.34158 | 2.3883 | 0.31037 | 1.5048 | 0.33331 | 1.3052
1 | 2033 | 2033-01-14 | 0.34662 | 1.4458 | 0.31157 | 1.6344 | 0.38428 | 1.9051 | 0.56067 | 2.9076 | 0.45131 | 2.4959 | 0.39339 | 2.4244 | 0.38415 | 1.7168 | 0.33623 | 2.3522 | 0.30602 | 1.4839 | 0.33173 | 1.299
1 | 2033 | 2033-01-15 | 0.34555 | 1.4396 | 0.29967 | 1.5621 | 0.36013 | 1.7804 | 0.54582 | 2.8244 | 0.43947 | 2.4224 | 0.38705 | 2.3828 | 0.37512 | 1.6719 | 0.30796 | 2.1458 | 0.29349 | 1.4194 | 0.31776 | 1.2425
1 | 2033 | 2033-01-16 | 0.35552 | 1.4788 | 0.31426 | 1.6351 | 0.38404 | 1.8959 | 0.55369 | 2.8586 | 0.44513 | 2.4569 | 0.39054 | 2.3959 | 0.37639 | 1.6776 | 0.31814 | 2.2102 | 0.30602 | 1.4768 | 0.32572 | 1.2739
1 | 2033 | 2033-01-17 | 0.3906 | 1.6179 | 0.325 | 1.7001 | 0.39284 | 1.9455 | 0.57142 | 2.9607 | 0.45768 | 2.5311 | 0.40015 | 2.4595 | 0.38957 | 1.7386 | 0.34246 | 2.3904 | 0.3182 | 1.5394 | 0.35944 | 1.4084
1 | 2033 | 2033-01-18 | 0.36968 | 1.5367 | 0.31944 | 1.6718 | 0.39434 | 1.9526 | 0.57361 | 2.9703 | 0.45892 | 2.5387 | 0.40111 | 2.4621 | 0.38367 | 1.7127 | 0.34191 | 2.3857 | 0.31917 | 1.5432 | 0.36386 | 1.4259
1 | 2033 | 2033-01-19 | 0.35697 | 1.4877 | 0.31645 | 1.6564 | 0.37625 | 1.8663 | 0.5697 | 2.9493 | 0.4558 | 2.5221 | 0.39799 | 2.4402 | 0.37398 | 1.6697 | 0.33391 | 2.3342 | 0.31268 | 1.5132 | 0.33941 | 1.3304
1 | 2033 | 2033-01-20 | 0.3551 | 1.4808 | 0.31086 | 1.6278 | 0.38166 | 1.8924 | 0.56462 | 2.9281 | 0.45132 | 2.4945 | 0.39593 | 2.4317 | 0.3839 | 1.7131 | 0.33161 | 2.3161 | 0.31084 | 1.503 | 0.34712 | 1.3606
1 | 2033 | 2033-01-21 | 0.36185 | 1.5074 | 0.31273 | 1.6363 | 0.37956 | 1.8808 | 0.55587 | 2.8854 | 0.4445 | 2.4559 | 0.39041 | 2.3987 | 0.37702 | 1.6822 | 0.33405 | 2.3322 | 0.31568 | 1.5256 | 0.3418 | 1.3403
1 | 2033 | 2033-01-22 | 0.34335 | 1.4334 | 0.30979 | 1.6097 | 0.3891 | 1.9193 | 0.54897 | 2.8354 | 0.43902 | 2.4223 | 0.38719 | 2.3684 | 0.36315 | 1.6169 | 0.31487 | 2.1865 | 0.31382 | 1.5116 | 0.32978 | 1.2911
1 | 2033 | 2033-01-23 | 0.35959 | 1.4971 | 0.32039 | 1.6635 | 0.40998 | 2.0214 | 0.54833 | 2.8327 | 0.43806 | 2.4168 | 0.38691 | 2.3664 | 0.37156 | 1.6539 | 0.31324 | 2.1747 | 0.31352 | 1.5095 | 0.3358 | 1.3148
1 | 2033 | 2033-01-24 | 0.38704 | 1.6069 | 0.3486 | 1.8172 | 0.41945 | 2.0739 | 0.5663 | 2.9333 | 0.45108 | 2.4957 | 0.39581 | 2.4229 | 0.38858 | 1.7334 | 0.34227 | 2.3872 | 0.33153 | 1.6 | 0.3449 | 1.3528
1 | 2033 | 2033-01-25 | 0.37709 | 1.5686 | 0.33767 | 1.7614 | 0.41887 | 2.0726 | 0.57157 | 2.9588 | 0.45451 | 2.5155 | 0.39901 | 2.4403 | 0.38732 | 1.7282 | 0.3375 | 2.3563 | 0.32828 | 1.5848 | 0.34505 | 1.3533
1 | 2033 | 2033-01-26 | 0.37472 | 1.5597 | 0.33214 | 1.7331 | 0.41005 | 2.0301 | 0.56867 | 2.9407 | 0.45235 | 2.506 | 0.39585 | 2.416 | 0.37691 | 1.6816 | 0.33379 | 2.3296 | 0.32503 | 1.5683 | 0.33841 | 1.3278
1 | 2033 | 2033-01-27 | 0.35942 | 1.5004 | 0.32537 | 1.6986 | 0.40971 | 2.0275 | 0.55843 | 2.8943 | 0.44415 | 2.4576 | 0.39059 | 2.3897 | 0.37515 | 1.6736 | 0.32881 | 2.2945 | 0.32028 | 1.5447 | 0.34216 | 1.343
1 | 2033 | 2033-01-28 | 0.35305 | 1.4758 | 0.33045 | 1.7234 | 0.40908 | 2.0247 | 0.55057 | 2.8564 | 0.43797 | 2.4227 | 0.38578 | 2.3619 | 0.36655 | 1.6354 | 0.3272 | 2.2821 | 0.31954 | 1.5402 | 0.3276 | 1.2865
1 | 2033 | 2033-01-29 | 0.34387 | 1.4381 | 0.31555 | 1.6359 | 0.38944 | 1.9216 | 0.53019 | 2.7414 | 0.42262 | 2.3328 | 0.37444 | 2.2865 | 0.34996 | 1.5571 | 0.29494 | 2.0464 | 0.3009 | 1.4456 | 0.33442 | 1.3111
1 | 2033 | 2033-01-30 | 0.33791 | 1.4155 | 0.31937 | 1.6552 | 0.40566 | 1.9999 | 0.52756 | 2.7277 | 0.42039 | 2.3211 | 0.37247 | 2.2735 | 0.34978 | 1.5568 | 0.30112 | 2.0892 | 0.31069 | 1.4924 | 0.3333 | 1.307
1 | 2033 | 2033-01-31 | 0.34834 | 1.4587 | 0.32747 | 1.7078 | 0.40265 | 1.9937 | 0.54145 | 2.8043 | 0.43085 | 2.3881 | 0.3775 | 2.3029 | 0.36629 | 1.6337 | 0.32093 | 2.2374 | 0.31639 | 1.5233 | 0.34315 | 1.3481
2 | 2033 | 2033-02-01 | 0.35715 | 1.5079 | 0.32097 | 1.697 | 0.37034 | 1.8562 | 0.50148 | 2.6438 | 0.40975 | 2.3335 | 0.37355 | 2.3187 | 0.35813 | 1.6013 | 0.28601 | 2.035 | 0.2813 | 1.3536 | 0.31333 | 1.2614
2 | 2033 | 2033-02-02 | 0.3581 | 1.5119 | 0.31265 | 1.6536 | 0.36211 | 1.8152 | 0.50144 | 2.6434 | 0.40966 | 2.3345 | 0.37326 | 2.3161 | 0.34336 | 1.5353 | 0.29328 | 2.0864 | 0.29134 | 1.4016 | 0.32109 | 1.2922
2 | 2033 | 2033-02-03 | 0.34642 | 1.4663 | 0.30315 | 1.6043 | 0.35362 | 1.7744 | 0.49605 | 2.6172 | 0.4053 | 2.3082 | 0.36927 | 2.2926 | 0.33841 | 1.5137 | 0.30006 | 2.1351 | 0.30284 | 1.4558 | 0.32913 | 1.3232
2 | 2033 | 2033-02-04 | 0.35067 | 1.484 | 0.30907 | 1.6347 | 0.3439 | 1.7281 | 0.4987 | 2.6249 | 0.40664 | 2.3233 | 0.37185 | 2.3042 | 0.33969 | 1.5195 | 0.2941 | 2.0935 | 0.29766 | 1.4304 | 0.33435 | 1.3444
2 | 2033 | 2033-02-05 | 0.36803 | 1.5519 | 0.31586 | 1.6596 | 0.37205 | 1.859 | 0.48756 | 2.5565 | 0.39872 | 2.2778 | 0.36641 | 2.264 | 0.35212 | 1.5714 | 0.27471 | 1.9486 | 0.29532 | 1.4148 | 0.3444 | 1.385
2 | 2033 | 2033-02-06 | 0.3681 | 1.5523 | 0.33172 | 1.7414 | 0.39376 | 1.9644 | 0.4925 | 2.5787 | 0.40244 | 2.305 | 0.36987 | 2.2823 | 0.35221 | 1.5718 | 0.2768 | 1.9634 | 0.29878 | 1.4315 | 0.3439 | 1.3839
2 | 2033 | 2033-02-07 | 0.37324 | 1.5748 | 0.33347 | 1.7602 | 0.39676 | 1.9856 | 0.50353 | 2.6455 | 0.41018 | 2.3534 | 0.37478 | 2.3178 | 0.34824 | 1.5577 | 0.30464 | 2.1686 | 0.31489 | 1.5125 | 0.35107 | 1.4146
2 | 2033 | 2033-02-08 | 0.36507 | 1.543 | 0.31518 | 1.6653 | 0.36595 | 1.8346 | 0.50672 | 2.6611 | 0.41282 | 2.3718 | 0.3766 | 2.3277 | 0.3416 | 1.5289 | 0.30606 | 2.1784 | 0.31658 | 1.5212 | 0.35181 | 1.4174
2 | 2033 | 2033-02-09 | 0.354 | 1.4993 | 0.30898 | 1.633 | 0.35298 | 1.7716 | 0.49374 | 2.5971 | 0.40232 | 2.3071 | 0.36747 | 2.2748 | 0.33377 | 1.4937 | 0.29215 | 2.0804 | 0.30063 | 1.4448 | 0.33305 | 1.3421
2 | 2033 | 2033-02-10 | 0.34796 | 1.4756 | 0.29915 | 1.5819 | 0.346 | 1.7375 | 0.48383 | 2.5489 | 0.39444 | 2.2583 | 0.36026 | 2.2333 | 0.32764 | 1.4661 | 0.28286 | 2.015 | 0.29047 | 1.396 | 0.31985 | 1.2887
2 | 2033 | 2033-02-11 | 0.34709 | 1.4732 | 0.27863 | 1.4756 | 0.32128 | 1.6177 | 0.47062 | 2.4838 | 0.3838 | 2.1926 | 0.35091 | 2.1794 | 0.31718 | 1.4198 | 0.27684 | 1.9729 | 0.28461 | 1.3677 | 0.31211 | 1.2563
2 | 2033 | 2033-02-12 | 0.34832 | 1.4768 | 0.26615 | 1.4007 | 0.31252 | 1.5693 | 0.4447 | 2.3404 | 0.36361 | 2.0717 | 0.33585 | 2.0833 | 0.30187 | 1.3479 | 0.25977 | 1.8455 | 0.28743 | 1.3757 | 0.30227 | 1.2172
2 | 2033 | 2033-02-13 | 0.33211 | 1.4125 | 0.27669 | 1.455 | 0.32704 | 1.6392 | 0.44532 | 2.3414 | 0.36395 | 2.0773 | 0.33625 | 2.0843 | 0.3144 | 1.4042 | 0.26351 | 1.8715 | 0.29165 | 1.3966 | 0.31058 | 1.2508
2 | 2033 | 2033-02-14 | 0.33581 | 1.4298 | 0.28996 | 1.5335 | 0.33551 | 1.6876 | 0.45904 | 2.4221 | 0.37409 | 2.1402 | 0.34273 | 2.1295 | 0.31292 | 1.4018 | 0.2835 | 2.0215 | 0.29796 | 1.4308 | 0.31295 | 1.2612
2 | 2033 | 2033-02-15 | 0.32143 | 1.373 | 0.27332 | 1.447 | 0.31621 | 1.5933 | 0.44973 | 2.3765 | 0.36672 | 2.0949 | 0.33592 | 2.0903 | 0.29978 | 1.3434 | 0.27824 | 1.985 | 0.29359 | 1.4094 | 0.31558 | 1.2712
2 | 2033 | 2033-02-16 | 0.33356 | 1.4218 | 0.28621 | 1.5136 | 0.33194 | 1.6708 | 0.44882 | 2.3678 | 0.36552 | 2.0928 | 0.33568 | 2.0868 | 0.29317 | 1.3139 | 0.27498 | 1.9622 | 0.29041 | 1.3943 | 0.308 | 1.2415
2 | 2033 | 2033-02-17 | 0.33898 | 1.4438 | 0.29736 | 1.5709 | 0.34811 | 1.7491 | 0.45897 | 2.4167 | 0.37382 | 2.1478 | 0.34226 | 2.1239 | 0.29989 | 1.3444 | 0.28038 | 2.0004 | 0.29744 | 1.4283 | 0.31746 | 1.2806
2 | 2033 | 2033-02-18 | 0.34562 | 1.4707 | 0.29857 | 1.5769 | 0.34466 | 1.732 | 0.46149 | 2.4274 | 0.37582 | 2.1635 | 0.34377 | 2.1316 | 0.30796 | 1.3806 | 0.28376 | 2.0247 | 0.30305 | 1.455 | 0.32743 | 1.3199
2 | 2033 | 2033-02-19 | 0.33602 | 1.4309 | 0.28724 | 1.508 | 0.34814 | 1.7417 | 0.44176 | 2.3155 | 0.36093 | 2.0749 | 0.33255 | 2.0582 | 0.29109 | 1.3019 | 0.25981 | 1.847 | 0.29291 | 1.4031 | 0.30999 | 1.2494
2 | 2033 | 2033-02-20 | 0.3366 | 1.4335 | 0.27658 | 1.4525 | 0.33663 | 1.6852 | 0.43159 | 2.264 | 0.35267 | 2.0254 | 0.3254 | 2.0165 | 0.29459 | 1.3174 | 0.25188 | 1.791 | 0.28336 | 1.3577 | 0.30071 | 1.2136
2 | 2033 | 2033-02-21 | 0.32379 | 1.3849 | 0.28094 | 1.4848 | 0.33366 | 1.6787 | 0.4432 | 2.3334 | 0.36103 | 2.0778 | 0.33051 | 2.0535 | 0.28912 | 1.2972 | 0.27709 | 1.9784 | 0.29724 | 1.4276 | 0.3087 | 1.2456
2 | 2033 | 2033-02-22 | 0.32299 | 1.3826 | 0.27447 | 1.4511 | 0.31981 | 1.6114 | 0.43425 | 2.2847 | 0.3533 | 2.0346 | 0.3248 | 2.0186 | 0.29474 | 1.3229 | 0.27061 | 1.9326 | 0.28924 | 1.3898 | 0.30896 | 1.2476
2 | 2033 | 2033-02-23 | 0.33174 | 1.4173 | 0.2765 | 1.4613 | 0.31724 | 1.5985 | 0.42776 | 2.2544 | 0.34853 | 2.0041 | 0.31945 | 1.9886 | 0.29107 | 1.3064 | 0.27165 | 1.9402 | 0.29136 | 1.4001 | 0.30763 | 1.2406
2 | 2033 | 2033-02-24 | 0.32907 | 1.4073 | 0.27246 | 1.44 | 0.32447 | 1.6332 | 0.41654 | 2.198 | 0.33951 | 1.9493 | 0.31144 | 1.9422 | 0.28484 | 1.2788 | 0.26464 | 1.8907 | 0.28277 | 1.3594 | 0.31125 | 1.2545
2 | 2033 | 2033-02-25 | 0.32518 | 1.3923 | 0.26612 | 1.4069 | 0.3126 | 1.5755 | 0.4181 | 2.2009 | 0.34034 | 1.9602 | 0.31281 | 1.9478 | 0.28312 | 1.2714 | 0.26709 | 1.9081 | 0.28634 | 1.3767 | 0.2934 | 1.1845
2 | 2033 | 2033-02-26 | 0.30783 | 1.3214 | 0.24422 | 1.2831 | 0.27946 | 1.4053 | 0.39326 | 2.0683 | 0.32205 | 1.8456 | 0.29708 | 1.8506 | 0.25728 | 1.1526 | 0.24957 | 1.7762 | 0.28492 | 1.3661 | 0.29561 | 1.1921
2 | 2033 | 2033-02-27 | 0.29468 | 1.2699 | 0.23502 | 1.2352 | 0.27226 | 1.3716 | 0.38814 | 2.0389 | 0.31753 | 1.8222 | 0.29379 | 1.8298 | 0.24977 | 1.1195 | 0.23687 | 1.6865 | 0.26939 | 1.2921 | 0.29289 | 1.1827
2 | 2033 | 2033-02-28 | 0.2975 | 1.2836 | 0.23904 | 1.2657 | 0.2676 | 1.3564 | 0.39229 | 2.0712 | 0.31984 | 1.8363 | 0.29379 | 1.8374 | 0.2653 | 1.1935 | 0.25504 | 1.8241 | 0.27446 | 1.3198 | 0.29362 | 1.184
3 | 2033 | 2033-03-01 | 0.29266 | 1.2775 | 0.24055 | 1.2907 | 0.2542 | 1.3372 | 0.43182 | 2.2923 | 0.32876 | 1.8821 | 0.30173 | 1.949 | 0.26061 | 1.1779 | 0.24774 | 1.7496 | 0.27404 | 1.352 | 0.28686 | 1.1861
3 | 2033 | 2033-03-02 | 0.28843 | 1.2609 | 0.23701 | 1.2721 | 0.25799 | 1.3571 | 0.4248 | 2.2558 | 0.32427 | 1.8573 | 0.29687 | 1.9185 | 0.25285 | 1.1432 | 0.24678 | 1.7435 | 0.27818 | 1.3724 | 0.29263 | 1.2098
3 | 2033 | 2033-03-03 | 0.28219 | 1.2655 | 0.22984 | 1.2334 | 0.25326 | 1.3331 | 0.41625 | 2.2118 | 0.3193 | 1.8302 | 0.291 | 1.8814 | 0.24638 | 1.1147 | 0.241 | 1.7034 | 0.26849 | 1.3248 | 0.27638 | 1.1434
3 | 2033 | 2033-03-04 | 0.26862 | 1.2107 | 0.23307 | 1.2499 | 0.24508 | 1.2903 | 0.41412 | 2.1992 | 0.31622 | 1.8109 | 0.28936 | 1.8719 | 0.24065 | 1.089 | 0.23829 | 1.6841 | 0.25939 | 1.2805 | 0.27251 | 1.1275
3 | 2033 | 2033-03-05 | 0.257 | 1.1636 | 0.21439 | 1.1432 | 0.24077 | 1.2639 | 0.3981 | 2.1051 | 0.30487 | 1.7465 | 0.2802 | 1.8103 | 0.23564 | 1.0632 | 0.21281 | 1.4966 | 0.25124 | 1.2374 | 0.25383 | 1.0503
3 | 2033 | 2033-03-06 | 0.25438 | 1.1529 | 0.19949 | 1.0636 | 0.21956 | 1.1531 | 0.39239 | 2.0749 | 0.30064 | 1.7221 | 0.2762 | 1.7854 | 0.22783 | 1.0283 | 0.21401 | 1.5046 | 0.25118 | 1.2378 | 0.24479 | 1.0131
3 | 2033 | 2033-03-07 | 0.25667 | 1.1635 | 0.20783 | 1.1158 | 0.22157 | 1.1675 | 0.38339 | 2.0404 | 0.29551 | 1.6886 | 0.26935 | 1.7455 | 0.23153 | 1.0487 | 0.23044 | 1.6298 | 0.24886 | 1.2295 | 0.24428 | 1.0107
3 | 2033 | 2033-03-08 | 0.25886 | 1.1731 | 0.21777 | 1.1679 | 0.21746 | 1.1461 | 0.38016 | 2.0226 | 0.29285 | 1.674 | 0.26676 | 1.7296 | 0.23298 | 1.0552 | 0.2208 | 1.5636 | 0.23876 | 1.1794 | 0.24996 | 1.035
3 | 2033 | 2033-03-09 | 0.26565 | 1.2012 | 0.21962 | 1.1779 | 0.23349 | 1.2301 | 0.38679 | 2.0546 | 0.29724 | 1.705 | 0.26966 | 1.7488 | 0.23482 | 1.0637 | 0.21864 | 1.5487 | 0.23629 | 1.1676 | 0.26577 | 1.1012
3 | 2033 | 2033-03-10 | 0.26041 | 1.1798 | 0.22763 | 1.2202 | 0.25049 | 1.3191 | 0.39683 | 2.1037 | 0.30386 | 1.75 | 0.2745 | 1.7806 | 0.23452 | 1.0631 | 0.23007 | 1.6273 | 0.25196 | 1.2461 | 0.27197 | 1.1278
3 | 2033 | 2033-03-11 | 0.24735 | 1.1272 | 0.21709 | 1.1634 | 0.22206 | 1.1705 | 0.37891 | 2.0118 | 0.29112 | 1.6708 | 0.26359 | 1.7112 | 0.22288 | 1.0107 | 0.22221 | 1.5729 | 0.24071 | 1.1907 | 0.25591 | 1.0601
3 | 2033 | 2033-03-12 | 0.23356 | 1.0706 | 0.19823 | 1.056 | 0.21255 | 1.1171 | 0.36164 | 1.9111 | 0.27834 | 1.5961 | 0.25379 | 1.6455 | 0.21261 | 0.96111 | 0.20186 | 1.4203 | 0.23531 | 1.1618 | 0.25083 | 1.0402
3 | 2033 | 2033-03-13 | 0.22798 | 1.0482 | 0.20177 | 1.0737 | 0.21241 | 1.1165 | 0.36391 | 1.9209 | 0.27944 | 1.6054 | 0.25427 | 1.6491 | 0.2115 | 0.95632 | 0.19952 | 1.4041 | 0.23391 | 1.1552 | 0.25909 | 1.0748
3 | 2033 | 2033-03-14 | 0.25757 | 1.1702 | 0.21393 | 1.147 | 0.23653 | 1.2467 | 0.37946 | 2.0101 | 0.29101 | 1.6786 | 0.26126 | 1.6979 | 0.2274 | 1.0314 | 0.22838 | 1.6153 | 0.25291 | 1.2528 | 0.26886 | 1.1155
3 | 2033 | 2033-03-15 | 0.25655 | 1.1658 | 0.21355 | 1.1441 | 0.23182 | 1.2223 | 0.36924 | 1.9572 | 0.28411 | 1.6377 | 0.25453 | 1.6551 | 0.22383 | 1.0157 | 0.22795 | 1.6123 | 0.25352 | 1.2563 | 0.26704 | 1.1084
3 | 2033 | 2033-03-16 | 0.24571 | 1.122 | 0.20612 | 1.1049 | 0.20784 | 1.0971 | 0.35789 | 1.8985 | 0.27633 | 1.591 | 0.24718 | 1.6084 | 0.21377 | 0.97054 | 0.22247 | 1.5737 | 0.23931 | 1.1869 | 0.24366 | 1.0117
3 | 2033 | 2033-03-17 | 0.24011 | 1.0995 | 0.19429 | 1.0428 | 0.21233 | 1.1208 | 0.35387 | 1.8767 | 0.27316 | 1.573 | 0.24407 | 1.5889 | 0.20821 | 0.94544 | 0.22302 | 1.5772 | 0.23983 | 1.1901 | 0.24224 | 1.0061
3 | 2033 | 2033-03-18 | 0.24196 | 1.1064 | 0.20184 | 1.0817 | 0.21021 | 1.11 | 0.34997 | 1.8554 | 0.27011 | 1.5559 | 0.24101 | 1.5697 | 0.21008 | 0.95414 | 0.22596 | 1.597 | 0.2401 | 1.1925 | 0.22857 | 0.94958
3 | 2033 | 2033-03-19 | 0.23494 | 1.0771 | 0.18909 | 1.0047 | 0.21312 | 1.1218 | 0.33229 | 1.7524 | 0.25643 | 1.4742 | 0.2311 | 1.5032 | 0.19746 | 0.89412 | 0.2021 | 1.4202 | 0.23149 | 1.1475 | 0.22976 | 0.95529
3 | 2033 | 2033-03-20 | 0.23476 | 1.0769 | 0.18154 | 0.96474 | 0.20313 | 1.0698 | 0.32388 | 1.7087 | 0.25115 | 1.4444 | 0.22527 | 1.466 | 0.19695 | 0.89174 | 0.19408 | 1.365 | 0.2236 | 1.1085 | 0.22484 | 0.93497
3 | 2033 | 2033-03-21 | 0.23576 | 1.0823 | 0.19461 | 1.0431 | 0.2174 | 1.1487 | 0.33705 | 1.7855 | 0.25998 | 1.4979 | 0.23117 | 1.5077 | 0.20639 | 0.93772 | 0.22259 | 1.5731 | 0.236 | 1.1739 | 0.23591 | 0.98156
3 | 2033 | 2033-03-22 | 0.2422 | 1.1086 | 0.19089 | 1.0227 | 0.2167 | 1.1455 | 0.33938 | 1.7956 | 0.26109 | 1.5072 | 0.23165 | 1.5111 | 0.20756 | 0.94328 | 0.22594 | 1.5961 | 0.2427 | 1.2077 | 0.24281 | 1.0105
3 | 2033 | 2033-03-23 | 0.2456 | 1.1226 | 0.20798 | 1.1129 | 0.2347 | 1.2401 | 0.35382 | 1.8667 | 0.27016 | 1.5668 | 0.23905 | 1.559 | 0.20909 | 0.95001 | 0.22946 | 1.62 | 0.24562 | 1.2231 | 0.24045 | 1.0014
3 | 2033 | 2033-03-24 | 0.24213 | 1.1089 | 0.20125 | 1.0775 | 0.22626 | 1.1964 | 0.33281 | 1.7596 | 0.25634 | 1.4824 | 0.22607 | 1.4759 | 0.19726 | 0.89665 | 0.22029 | 1.5564 | 0.23222 | 1.1572 | 0.23366 | 0.97362
3 | 2033 | 2033-03-25 | 0.226 | 1.0431 | 0.18638 | 0.9983 | 0.21353 | 1.1303 | 0.32366 | 1.7119 | 0.24936 | 1.4395 | 0.22013 | 1.438 | 0.19214 | 0.87367 | 0.21764 | 1.5381 | 0.23128 | 1.1529 | 0.24014 | 1.001
3 | 2033 | 2033-03-26 | 0.22135 | 1.0234 | 0.17242 | 0.91537 | 0.20388 | 1.0766 | 0.30563 | 1.6073 | 0.23565 | 1.358 | 0.20996 | 1.3696 | 0.17961 | 0.81428 | 0.19415 | 1.3636 | 0.2198 | 1.094 | 0.2187 | 0.91224
3 | 2033 | 2033-03-27 | 0.22502 | 1.0388 | 0.16966 | 0.90224 | 0.20302 | 1.0727 | 0.29108 | 1.533 | 0.22667 | 1.3053 | 0.20054 | 1.3091 | 0.17791 | 0.80631 | 0.19036 | 1.3375 | 0.21814 | 1.0861 | 0.22228 | 0.92691
3 | 2033 | 2033-03-28 | 0.22523 | 1.0407 | 0.17632 | 0.94474 | 0.20022 | 1.0625 | 0.30074 | 1.5928 | 0.2348 | 1.3573 | 0.20403 | 1.335 | 0.19291 | 0.87694 | 0.21532 | 1.5213 | 0.22762 | 1.1368 | 0.23436 | 0.97674
3 | 2033 | 2033-03-29 | 0.22851 | 1.0546 | 0.1754 | 0.94012 | 0.20009 | 1.0624 | 0.29938 | 1.5843 | 0.23292 | 1.3466 | 0.20256 | 1.3257 | 0.18675 | 0.84905 | 0.21032 | 1.4868 | 0.22261 | 1.1123 | 0.21542 | 0.89825
3 | 2033 | 2033-03-30 | 0.21615 | 1.004 | 0.16608 | 0.8909 | 0.1797 | 0.95647 | 0.28937 | 1.5327 | 0.22618 | 1.3067 | 0.19593 | 1.2833 | 0.17852 | 0.81207 | 0.20565 | 1.4541 | 0.21458 | 1.0732 | 0.20521 | 0.85641
3 | 2033 | 2033-03-31 | 0.21812 | 1.0121 | 0.17286 | 0.92724 | 0.18222 | 0.97036 | 0.28154 | 1.4919 | 0.22066 | 1.2742 | 0.19061 | 1.2492 | 0.18029 | 0.82002 | 0.20321 | 1.4367 | 0.20793 | 1.0412 | 0.20629 | 0.86147
4 | 2033 | 2033-04-01 | 0.19587 | 0.92301 | 0.15041 | 0.79848 | 0.16257 | 0.85409 | 0.23891 | 1.2695 | 0.21192 | 1.1696 | 0.18326 | 1.1741 | 0.15683 | 0.69256 | 0.17675 | 1.2729 | 0.18633 | 0.94191 | 0.20268 | 0.85016
4 | 2033 | 2033-04-02 | 0.18246 | 0.86708 | 0.13344 | 0.69991 | 0.14791 | 0.77497 | 0.21207 | 1.1215 | 0.18845 | 1.0362 | 0.16491 | 1.0583 | 0.14196 | 0.62325 | 0.14699 | 1.0535 | 0.16793 | 0.84756 | 0.18149 | 0.76198
4 | 2033 | 2033-04-03 | 0.1719 | 0.82433 | 0.1321 | 0.69359 | 0.1494 | 0.78402 | 0.21131 | 1.1177 | 0.18901 | 1.0383 | 0.16406 | 1.0514 | 0.14285 | 0.62667 | 0.14802 | 1.0624 | 0.17437 | 0.88065 | 0.18545 | 0.77928
4 | 2033 | 2033-04-04 | 0.18048 | 0.8607 | 0.14218 | 0.75568 | 0.15911 | 0.83908 | 0.22297 | 1.1872 | 0.19718 | 1.0896 | 0.16892 | 1.0864 | 0.15703 | 0.69245 | 0.17278 | 1.2445 | 0.18201 | 0.92231 | 0.18761 | 0.78794
4 | 2033 | 2033-04-05 | 0.183 | 0.87103 | 0.1386 | 0.73704 | 0.15326 | 0.81075 | 0.21752 | 1.1585 | 0.19184 | 1.0611 | 0.16414 | 1.0574 | 0.1495 | 0.6603 | 0.16913 | 1.2195 | 0.18053 | 0.91534 | 0.20053 | 0.84305
4 | 2033 | 2033-04-06 | 0.17924 | 0.85627 | 0.1366 | 0.72647 | 0.15466 | 0.81845 | 0.21391 | 1.1391 | 0.18856 | 1.0437 | 0.16104 | 1.0381 | 0.15589 | 0.68695 | 0.16825 | 1.2118 | 0.1755 | 0.89094 | 0.18895 | 0.79463
4 | 2033 | 2033-04-07 | 0.18614 | 0.88467 | 0.1404 | 0.74643 | 0.15889 | 0.84089 | 0.21751 | 1.1544 | 0.19284 | 1.0679 | 0.16468 | 1.0583 | 0.15037 | 0.66327 | 0.17156 | 1.235 | 0.17875 | 0.90838 | 0.20249 | 0.85249
4 | 2033 | 2033-04-08 | 0.18078 | 0.86225 | 0.13878 | 0.73809 | 0.1527 | 0.81063 | 0.21235 | 1.1282 | 0.18816 | 1.0424 | 0.16004 | 1.0298 | 0.15165 | 0.66827 | 0.17104 | 1.2308 | 0.17694 | 0.90007 | 0.19129 | 0.80531
4 | 2033 | 2033-04-09 | 0.18122 | 0.86251 | 0.13506 | 0.70934 | 0.14531 | 0.76884 | 0.19982 | 1.0521 | 0.18073 | 0.99536 | 0.15465 | 0.98877 | 0.14407 | 0.62971 | 0.14643 | 1.0476 | 0.16352 | 0.83122 | 0.18059 | 0.76173
4 | 2033 | 2033-04-10 | 0.18347 | 0.87235 | 0.13709 | 0.7203 | 0.14828 | 0.78416 | 0.19739 | 1.0378 | 0.17838 | 0.98361 | 0.15281 | 0.97721 | 0.14191 | 0.62028 | 0.14529 | 1.0425 | 0.17168 | 0.8727 | 0.19338 | 0.81667
4 | 2033 | 2033-04-11 | 0.17133 | 0.82354 | 0.14157 | 0.75284 | 0.15109 | 0.80448 | 0.209 | 1.1078 | 0.18668 | 1.0353 | 0.15759 | 1.0116 | 0.14895 | 0.65579 | 0.16911 | 1.2167 | 0.17407 | 0.88803 | 0.18368 | 0.77474
4 | 2033 | 2033-04-12 | 0.16361 | 0.79291 | 0.12914 | 0.68835 | 0.13551 | 0.72612 | 0.1982 | 1.0543 | 0.17593 | 0.97675 | 0.14779 | 0.95311 | 0.1394 | 0.61505 | 0.16436 | 1.1838 | 0.17103 | 0.87315 | 0.18075 | 0.76306
4 | 2033 | 2033-04-13 | 0.16923 | 0.81641 | 0.12442 | 0.66373 | 0.13041 | 0.70082 | 0.18786 | 0.99894 | 0.16407 | 0.91501 | 0.13917 | 0.90308 | 0.13578 | 0.5994 | 0.1592 | 1.148 | 0.16713 | 0.85393 | 0.18215 | 0.76946
4 | 2033 | 2033-04-14 | 0.16354 | 0.79276 | 0.12086 | 0.64519 | 0.12267 | 0.66274 | 0.18021 | 0.95957 | 0.1562 | 0.87306 | 0.13252 | 0.86348 | 0.13437 | 0.59306 | 0.15836 | 1.1386 | 0.15601 | 0.79911 | 0.17127 | 0.72398
4 | 2033 | 2033-04-15 | 0.15044 | 0.73875 | 0.11216 | 0.60071 | 0.12094 | 0.65629 | 0.17558 | 0.93841 | 0.15292 | 0.85376 | 0.12806 | 0.83537 | 0.12822 | 0.56672 | 0.1509 | 1.0856 | 0.14693 | 0.75372 | 0.15488 | 0.65479
4 | 2033 | 2033-04-16 | 0.14519 | 0.71648 | 0.10382 | 0.54782 | 0.11885 | 0.64099 | 0.16214 | 0.85636 | 0.14374 | 0.79861 | 0.12226 | 0.79283 | 0.11377 | 0.49923 | 0.12281 | 0.88164 | 0.14109 | 0.72236 | 0.15043 | 0.63765
4 | 2033 | 2033-04-17 | 0.15768 | 0.76727 | 0.10994 | 0.5806 | 0.12463 | 0.67226 | 0.16919 | 0.89099 | 0.15246 | 0.84579 | 0.12885 | 0.82968 | 0.12602 | 0.55059 | 0.13715 | 0.98223 | 0.15497 | 0.79419 | 0.15558 | 0.65993
4 | 2033 | 2033-04-18 | 0.16632 | 0.80326 | 0.12391 | 0.66349 | 0.13148 | 0.71338 | 0.1813 | 0.96411 | 0.16137 | 0.90077 | 0.13414 | 0.86713 | 0.13131 | 0.57878 | 0.15908 | 1.1447 | 0.16004 | 0.8227 | 0.16419 | 0.69547
4 | 2033 | 2033-04-19 | 0.15034 | 0.73916 | 0.11662 | 0.62558 | 0.12091 | 0.66127 | 0.17142 | 0.91381 | 0.15097 | 0.84533 | 0.12557 | 0.8166 | 0.12792 | 0.56406 | 0.15748 | 1.1328 | 0.1566 | 0.8062 | 0.16692 | 0.70761
4 | 2033 | 2033-04-20 | 0.13715 | 0.68534 | 0.10708 | 0.57601 | 0.11109 | 0.61198 | 0.15986 | 0.85451 | 0.13842 | 0.77879 | 0.11562 | 0.75847 | 0.11461 | 0.50752 | 0.15386 | 1.1065 | 0.15011 | 0.77425 | 0.15725 | 0.66726
4 | 2033 | 2033-04-21 | 0.13832 | 0.69064 | 0.10771 | 0.57972 | 0.11607 | 0.6387 | 0.15974 | 0.85285 | 0.13884 | 0.78183 | 0.11593 | 0.75937 | 0.12167 | 0.53693 | 0.14356 | 1.0333 | 0.13743 | 0.71058 | 0.14723 | 0.62541
4 | 2033 | 2033-04-22 | 0.13986 | 0.69689 | 0.11244 | 0.60557 | 0.11968 | 0.65884 | 0.15852 | 0.84664 | 0.13837 | 0.77951 | 0.11512 | 0.75355 | 0.12472 | 0.54946 | 0.14195 | 1.0242 | 0.14226 | 0.73539 | 0.16108 | 0.68451
4 | 2033 | 2033-04-23 | 0.14197 | 0.70451 | 0.10101 | 0.53697 | 0.1135 | 0.62339 | 0.14678 | 0.77456 | 0.13152 | 0.73624 | 0.11073 | 0.71908 | 0.11745 | 0.51234 | 0.12178 | 0.87384 | 0.13792 | 0.71242 | 0.14398 | 0.6136
4 | 2033 | 2033-04-24 | 0.15357 | 0.75142 | 0.10651 | 0.56653 | 0.11685 | 0.64189 | 0.15102 | 0.79621 | 0.13734 | 0.76753 | 0.11478 | 0.74123 | 0.11744 | 0.51196 | 0.13079 | 0.93797 | 0.14913 | 0.77031 | 0.14668 | 0.62537
4 | 2033 | 2033-04-25 | 0.15301 | 0.75051 | 0.11533 | 0.62286 | 0.12513 | 0.69066 | 0.16527 | 0.87956 | 0.1483 | 0.83423 | 0.12225 | 0.79192 | 0.12347 | 0.54331 | 0.1576 | 1.1345 | 0.15828 | 0.81984 | 0.15985 | 0.68046
4 | 2033 | 2033-04-26 | 0.14558 | 0.72058 | 0.11497 | 0.62127 | 0.1249 | 0.69005 | 0.16097 | 0.85782 | 0.14424 | 0.81289 | 0.11877 | 0.77103 | 0.12278 | 0.54013 | 0.15181 | 1.0958 | 0.15833 | 0.82027 | 0.16296 | 0.69409
4 | 2033 | 2033-04-27 | 0.15297 | 0.75069 | 0.11705 | 0.63276 | 0.12926 | 0.71361 | 0.15974 | 0.85019 | 0.1431 | 0.80819 | 0.11832 | 0.7682 | 0.1278 | 0.56102 | 0.15367 | 1.1094 | 0.16136 | 0.83651 | 0.16191 | 0.69012
4 | 2033 | 2033-04-28 | 0.15533 | 0.75978 | 0.11499 | 0.62312 | 0.12963 | 0.71734 | 0.15564 | 0.83092 | 0.1398 | 0.79004 | 0.1148 | 0.74663 | 0.12746 | 0.55934 | 0.15726 | 1.1329 | 0.15936 | 0.82781 | 0.16372 | 0.69783
4 | 2033 | 2033-04-29 | 0.15546 | 0.76118 | 0.11061 | 0.60098 | 0.11772 | 0.65845 | 0.14963 | 0.79839 | 0.13287 | 0.75493 | 0.11026 | 0.72072 | 0.12339 | 0.54187 | 0.14866 | 1.0727 | 0.1511 | 0.78648 | 0.15262 | 0.65139
4 | 2033 | 2033-04-30 | 0.13297 | 0.66858 | 0.089612 | 0.48287 | 0.1047 | 0.58842 | 0.13222 | 0.69962 | 0.12015 | 0.67937 | 0.10067 | 0.65606 | 0.10389 | 0.45315 | 0.12785 | 0.9172 | 0.14371 | 0.74821 | 0.13997 | 0.59933
5 | 2033 | 2033-05-01 | 0.11302 | 0.59001 | 0.069355 | 0.38483 | 0.087837 | 0.535 | 0.10177 | 0.55924 | 0.10298 | 0.60478 | 0.079251 | 0.54347 | 0.078449 | 0.35455 | 0.11142 | 0.78842 | 0.11084 | 0.59871 | 0.11336 | 0.49497
5 | 2033 | 2033-05-02 | 0.11925 | 0.61674 | 0.080511 | 0.45262 | 0.094036 | 0.57142 | 0.11354 | 0.62726 | 0.10781 | 0.6326 | 0.083128 | 0.56941 | 0.090288 | 0.41118 | 0.13353 | 0.9529 | 0.11851 | 0.64017 | 0.12098 | 0.5258
5 | 2033 | 2033-05-03 | 0.11862 | 0.61452 | 0.082374 | 0.46554 | 0.09396 | 0.57357 | 0.11131 | 0.61703 | 0.10659 | 0.628 | 0.081873 | 0.56277 | 0.090386 | 0.41161 | 0.12987 | 0.92694 | 0.11377 | 0.61543 | 0.12519 | 0.54481
5 | 2033 | 2033-05-04 | 0.11778 | 0.61142 | 0.079604 | 0.44923 | 0.092448 | 0.5656 | 0.10919 | 0.60223 | 0.10279 | 0.6037 | 0.079771 | 0.54655 | 0.090992 | 0.41437 | 0.12872 | 0.91808 | 0.11325 | 0.61372 | 0.11847 | 0.51574
5 | 2033 | 2033-05-05 | 0.11307 | 0.59245 | 0.078588 | 0.44489 | 0.089908 | 0.55236 | 0.10695 | 0.5894 | 0.099956 | 0.58721 | 0.077938 | 0.53415 | 0.086864 | 0.39615 | 0.12487 | 0.89197 | 0.10799 | 0.58613 | 0.11189 | 0.48689
5 | 2033 | 2033-05-06 | 0.11121 | 0.58478 | 0.07383 | 0.42054 | 0.086363 | 0.53342 | 0.10475 | 0.581 | 0.099506 | 0.58854 | 0.077016 | 0.53102 | 0.085707 | 0.39113 | 0.12406 | 0.8879 | 0.10744 | 0.58414 | 0.11093 | 0.483
5 | 2033 | 2033-05-07 | 0.09998 | 0.538 | 0.0603 | 0.34094 | 0.074291 | 0.46545 | 0.087298 | 0.48218 | 0.085818 | 0.50883 | 0.06743 | 0.46767 | 0.072989 | 0.33054 | 0.10198 | 0.72537 | 0.10167 | 0.55502 | 0.09751 | 0.42735
5 | 2033 | 2033-05-08 | 0.10374 | 0.5538 | 0.062668 | 0.35356 | 0.073909 | 0.46444 | 0.085367 | 0.47145 | 0.083987 | 0.49886 | 0.066218 | 0.45974 | 0.073595 | 0.33346 | 0.098702 | 0.7015 | 0.097918 | 0.53571 | 0.10373 | 0.45497
5 | 2033 | 2033-05-09 | 0.1061 | 0.56451 | 0.070978 | 0.40676 | 0.081071 | 0.50659 | 0.098458 | 0.54704 | 0.092861 | 0.55206 | 0.072596 | 0.50272 | 0.077782 | 0.356 | 0.12164 | 0.87287 | 0.10693 | 0.58442 | 0.11148 | 0.48634
5 | 2033 | 2033-05-10 | 0.10539 | 0.5614 | 0.071075 | 0.41058 | 0.080621 | 0.50744 | 0.095895 | 0.53697 | 0.090991 | 0.54466 | 0.070922 | 0.49485 | 0.078537 | 0.35924 | 0.12088 | 0.8686 | 0.10677 | 0.58455 | 0.11059 | 0.48309
5 | 2033 | 2033-05-11 | 0.11601 | 0.60561 | 0.069255 | 0.40171 | 0.076169 | 0.48191 | 0.093805 | 0.52488 | 0.088066 | 0.52746 | 0.069212 | 0.48328 | 0.081232 | 0.37167 | 0.11796 | 0.84708 | 0.10377 | 0.56932 | 0.10092 | 0.44025
5 | 2033 | 2033-05-12 | 0.11189 | 0.58891 | 0.069939 | 0.40695 | 0.079867 | 0.5071 | 0.091762 | 0.51725 | 0.087533 | 0.5281 | 0.068415 | 0.48099 | 0.080123 | 0.36671 | 0.11597 | 0.83292 | 0.10207 | 0.56117 | 0.10387 | 0.45393
5 | 2033 | 2033-05-13 | 0.1056 | 0.56317 | 0.067147 | 0.3923 | 0.07713 | 0.49211 | 0.089777 | 0.50741 | 0.085697 | 0.51884 | 0.067186 | 0.47393 | 0.076686 | 0.35146 | 0.11665 | 0.83841 | 0.10444 | 0.57508 | 0.10898 | 0.47685
5 | 2033 | 2033-05-14 | 0.10148 | 0.54555 | 0.055525 | 0.32383 | 0.065723 | 0.42839 | 0.072848 | 0.41097 | 0.072838 | 0.4439 | 0.058315 | 0.41514 | 0.064176 | 0.29221 | 0.091409 | 0.65359 | 0.093797 | 0.51949 | 0.092478 | 0.40726
5 | 2033 | 2033-05-15 | 0.10346 | 0.55429 | 0.057433 | 0.33534 | 0.066787 | 0.43689 | 0.071264 | 0.40191 | 0.07137 | 0.43593 | 0.057516 | 0.40992 | 0.069313 | 0.31546 | 0.090581 | 0.64679 | 0.094255 | 0.52309 | 0.093002 | 0.40852
5 | 2033 | 2033-05-16 | 0.10032 | 0.54256 | 0.0697 | 0.40952 | 0.075634 | 0.48905 | 0.085005 | 0.48266 | 0.082631 | 0.50503 | 0.065262 | 0.46336 | 0.075134 | 0.34554 | 0.11207 | 0.80828 | 0.10104 | 0.55969 | 0.099083 | 0.43295
5 | 2033 | 2033-05-17 | 0.094782 | 0.52019 | 0.06868 | 0.40583 | 0.077503 | 0.50291 | 0.083486 | 0.47613 | 0.082379 | 0.50613 | 0.064953 | 0.4631 | 0.07239 | 0.3336 | 0.1085 | 0.78437 | 0.09649 | 0.53597 | 0.10068 | 0.44094
5 | 2033 | 2033-05-18 | 0.098074 | 0.53399 | 0.066677 | 0.39656 | 0.075417 | 0.49207 | 0.081128 | 0.46371 | 0.078469 | 0.48345 | 0.062696 | 0.44887 | 0.074536 | 0.34363 | 0.10934 | 0.79245 | 0.098813 | 0.54958 | 0.096703 | 0.42377
5 | 2033 | 2033-05-19 | 0.089337 | 0.49797 | 0.064819 | 0.38946 | 0.07241 | 0.47654 | 0.079028 | 0.45374 | 0.075901 | 0.46987 | 0.061113 | 0.43996 | 0.069823 | 0.3229 | 0.10822 | 0.78583 | 0.098232 | 0.54745 | 0.099166 | 0.43518
5 | 2033 | 2033-05-20 | 0.089443 | 0.4988 | 0.06244 | 0.37783 | 0.07184 | 0.47508 | 0.077115 | 0.44362 | 0.0732 | 0.45462 | 0.059614 | 0.43073 | 0.067468 | 0.31278 | 0.10384 | 0.75468 | 0.092857 | 0.51934 | 0.10201 | 0.44773
5 | 2033 | 2033-05-21 | 0.077631 | 0.44996 | 0.04998 | 0.30287 | 0.061374 | 0.41565 | 0.061028 | 0.35032 | 0.061627 | 0.38658 | 0.05181 | 0.3781 | 0.054291 | 0.25068 | 0.082406 | 0.59467 | 0.089009 | 0.50082 | 0.088221 | 0.38994
5 | 2033 | 2033-05-22 | 0.079186 | 0.45665 | 0.051113 | 0.31108 | 0.05975 | 0.4073 | 0.059748 | 0.34254 | 0.060226 | 0.37864 | 0.051234 | 0.37423 | 0.056897 | 0.26278 | 0.081009 | 0.58579 | 0.088084 | 0.49685 | 0.084178 | 0.37216
5 | 2033 | 2033-05-23 | 0.078449 | 0.45511 | 0.064055 | 0.38834 | 0.068086 | 0.45635 | 0.072457 | 0.41818 | 0.067543 | 0.42336 | 0.056758 | 0.41339 | 0.064131 | 0.29935 | 0.097917 | 0.71329 | 0.088038 | 0.49643 | 0.093219 | 0.40862
5 | 2033 | 2033-05-24 | 0.080869 | 0.46528 | 0.061057 | 0.37438 | 0.066671 | 0.44969 | 0.070628 | 0.40986 | 0.065429 | 0.41263 | 0.055505 | 0.4069 | 0.06114 | 0.28648 | 0.098062 | 0.71691 | 0.089127 | 0.50335 | 0.09371 | 0.41156
5 | 2033 | 2033-05-25 | 0.0822 | 0.47142 | 0.06162 | 0.37901 | 0.068145 | 0.46106 | 0.069416 | 0.40618 | 0.065984 | 0.41944 | 0.055665 | 0.41083 | 0.063829 | 0.29911 | 0.099283 | 0.72551 | 0.092668 | 0.52372 | 0.092067 | 0.40504
5 | 2033 | 2033-05-26 | 0.083497 | 0.4772 | 0.061792 | 0.38118 | 0.068664 | 0.46585 | 0.068283 | 0.39895 | 0.06448 | 0.4106 | 0.05512 | 0.40705 | 0.06485 | 0.30434 | 0.093861 | 0.68755 | 0.085457 | 0.48565 | 0.087467 | 0.38472
5 | 2033 | 2033-05-27 | 0.074309 | 0.43944 | 0.058503 | 0.36438 | 0.065015 | 0.44498 | 0.066061 | 0.38881 | 0.060879 | 0.39075 | 0.053005 | 0.39511 | 0.062045 | 0.29243 | 0.091559 | 0.67183 | 0.083173 | 0.47436 | 0.088946 | 0.39121
5 | 2033 | 2033-05-28 | 0.062173 | 0.389 | 0.045565 | 0.28835 | 0.054614 | 0.38653 | 0.050038 | 0.29594 | 0.04878 | 0.31935 | 0.044986 | 0.34124 | 0.049162 | 0.23179 | 0.066935 | 0.49047 | 0.073815 | 0.42589 | 0.077244 | 0.34273
5 | 2033 | 2033-05-29 | 0.066749 | 0.40864 | 0.046269 | 0.29368 | 0.055164 | 0.39165 | 0.048859 | 0.29045 | 0.04788 | 0.3156 | 0.044587 | 0.33999 | 0.04694 | 0.22249 | 0.067026 | 0.49223 | 0.075164 | 0.43434 | 0.079803 | 0.3542
5 | 2033 | 2033-05-30 | 0.073104 | 0.43553 | 0.056877 | 0.36121 | 0.061772 | 0.43064 | 0.062018 | 0.37158 | 0.057596 | 0.37727 | 0.051227 | 0.38902 | 0.05743 | 0.27365 | 0.09037 | 0.6673 | 0.084733 | 0.48615 | 0.09113 | 0.40256
5 | 2033 | 2033-05-31 | 0.074417 | 0.44142 | 0.057106 | 0.36396 | 0.062259 | 0.43504 | 0.061173 | 0.36638 | 0.056746 | 0.37273 | 0.051058 | 0.38818 | 0.059444 | 0.28336 | 0.092949 | 0.68655 | 0.09004 | 0.51613 | 0.097862 | 0.43262
6 | 2033 | 2033-06-01 | 0.069407 | 0.41873 | 0.05196 | 0.34766 | 0.056545 | 0.41074 | 0.061267 | 0.38693 | 0.056172 | 0.38371 | 0.047926 | 0.3773 | 0.04578 | 0.22472 | 0.08695 | 0.65798 | 0.07396 | 0.43528 | 0.084686 | 0.38046
6 | 2033 | 2033-06-02 | 0.070286 | 0.42264 | 0.051485 | 0.34606 | 0.055714 | 0.40721 | 0.060958 | 0.38722 | 0.055863 | 0.38315 | 0.047586 | 0.3759 | 0.044046 | 0.21637 | 0.0858 | 0.65046 | 0.073459 | 0.43347 | 0.082717 | 0.3718
6 | 2033 | 2033-06-03 | 0.07071 | 0.42491 | 0.050308 | 0.3398 | 0.053745 | 0.39489 | 0.059236 | 0.37684 | 0.054091 | 0.37281 | 0.047085 | 0.37373 | 0.044976 | 0.22174 | 0.084999 | 0.64669 | 0.075057 | 0.44517 | 0.081694 | 0.36732
6 | 2033 | 2033-06-04 | 0.059818 | 0.37935 | 0.039626 | 0.27813 | 0.04526 | 0.34817 | 0.043292 | 0.28534 | 0.042707 | 0.30759 | 0.039543 | 0.32455 | 0.034511 | 0.17208 | 0.061204 | 0.47223 | 0.067399 | 0.40716 | 0.06961 | 0.31702
6 | 2033 | 2033-06-05 | 0.063556 | 0.39545 | 0.039113 | 0.27638 | 0.046013 | 0.35476 | 0.042258 | 0.28135 | 0.042403 | 0.30907 | 0.03956 | 0.3273 | 0.034704 | 0.17408 | 0.060503 | 0.46828 | 0.067178 | 0.4071 | 0.072127 | 0.3286
6 | 2033 | 2033-06-06 | 0.062792 | 0.3933 | 0.051016 | 0.35013 | 0.053288 | 0.39665 | 0.056262 | 0.36385 | 0.052292 | 0.36853 | 0.046658 | 0.37667 | 0.045067 | 0.22565 | 0.082587 | 0.63231 | 0.074089 | 0.4431 | 0.081985 | 0.36973
6 | 2033 | 2033-06-07 | 0.058695 | 0.3759 | 0.049437 | 0.34045 | 0.052485 | 0.39297 | 0.056367 | 0.36552 | 0.051794 | 0.36488 | 0.046219 | 0.37337 | 0.044837 | 0.22481 | 0.080631 | 0.61693 | 0.070441 | 0.42117 | 0.077119 | 0.34823
6 | 2033 | 2033-06-08 | 0.058314 | 0.37527 | 0.048325 | 0.33481 | 0.051605 | 0.3881 | 0.055219 | 0.35865 | 0.050485 | 0.35713 | 0.045871 | 0.37194 | 0.042018 | 0.2112 | 0.07877 | 0.60341 | 0.069011 | 0.41358 | 0.0751 | 0.3393
6 | 2033 | 2033-06-09 | 0.061723 | 0.38995 | 0.048427 | 0.33705 | 0.051667 | 0.3898 | 0.055169 | 0.36083 | 0.050803 | 0.36155 | 0.045935 | 0.37406 | 0.042118 | 0.21276 | 0.078348 | 0.60199 | 0.06961 | 0.41883 | 0.078582 | 0.35523
6 | 2033 | 2033-06-10 | 0.05916 | 0.38038 | 0.048753 | 0.34131 | 0.052041 | 0.39347 | 0.05428 | 0.35657 | 0.05022 | 0.35986 | 0.045893 | 0.37558 | 0.041338 | 0.21013 | 0.078124 | 0.60249 | 0.071027 | 0.42935 | 0.078206 | 0.35401
6 | 2033 | 2033-06-11 | 0.05064 | 0.34476 | 0.036645 | 0.2693 | 0.042194 | 0.33718 | 0.038601 | 0.26478 | 0.038311 | 0.28875 | 0.03818 | 0.32367 | 0.030957 | 0.16094 | 0.054819 | 0.43097 | 0.061877 | 0.3817 | 0.068638 | 0.31519
6 | 2033 | 2033-06-12 | 0.049729 | 0.34123 | 0.037259 | 0.27473 | 0.043445 | 0.34731 | 0.0382 | 0.26358 | 0.038034 | 0.2885 | 0.038151 | 0.32479 | 0.031301 | 0.16333 | 0.054212 | 0.42723 | 0.060799 | 0.37619 | 0.068281 | 0.31414
6 | 2033 | 2033-06-13 | 0.055948 | 0.36731 | 0.050385 | 0.35612 | 0.052481 | 0.40148 | 0.053042 | 0.35181 | 0.048886 | 0.35445 | 0.045573 | 0.37644 | 0.041272 | 0.21238 | 0.077353 | 0.60003 | 0.069095 | 0.42103 | 0.074598 | 0.33934
6 | 2033 | 2033-06-14 | 0.0557 | 0.36794 | 0.047623 | 0.33963 | 0.049974 | 0.38404 | 0.051846 | 0.34439 | 0.04774 | 0.34823 | 0.045452 | 0.37703 | 0.041232 | 0.21443 | 0.077613 | 0.60574 | 0.073476 | 0.4507 | 0.078321 | 0.35599
6 | 2033 | 2033-06-15 | 0.056989 | 0.37344 | 0.046803 | 0.33567 | 0.050131 | 0.38563 | 0.051247 | 0.34191 | 0.047513 | 0.34894 | 0.045576 | 0.37974 | 0.040154 | 0.20898 | 0.075805 | 0.59188 | 0.070751 | 0.43486 | 0.077867 | 0.3544
6 | 2033 | 2033-06-16 | 0.055796 | 0.36915 | 0.04957 | 0.35643 | 0.05215 | 0.40073 | 0.052169 | 0.35023 | 0.048607 | 0.35772 | 0.045799 | 0.3823 | 0.041498 | 0.21748 | 0.075398 | 0.58938 | 0.06917 | 0.42613 | 0.07811 | 0.35634
6 | 2033 | 2033-06-17 | 0.056112 | 0.37086 | 0.048285 | 0.34867 | 0.049735 | 0.38533 | 0.051602 | 0.34752 | 0.048262 | 0.35717 | 0.045885 | 0.38445 | 0.041676 | 0.21946 | 0.075191 | 0.58882 | 0.068404 | 0.42265 | 0.078478 | 0.3582
6 | 2033 | 2033-06-18 | 0.045772 | 0.32789 | 0.036861 | 0.28099 | 0.042549 | 0.3467 | 0.036003 | 0.25496 | 0.036071 | 0.28301 | 0.038129 | 0.3315 | 0.030505 | 0.16632 | 0.050963 | 0.40991 | 0.058863 | 0.37281 | 0.068916 | 0.3196
6 | 2033 | 2033-06-19 | 0.047238 | 0.33429 | 0.035302 | 0.27174 | 0.040914 | 0.33652 | 0.035827 | 0.25527 | 0.036265 | 0.28638 | 0.038359 | 0.3348 | 0.029644 | 0.16343 | 0.049446 | 0.39867 | 0.056935 | 0.36214 | 0.065245 | 0.30321
6 | 2033 | 2033-06-20 | 0.0538 | 0.36313 | 0.046626 | 0.34142 | 0.050424 | 0.39217 | 0.050362 | 0.34156 | 0.047305 | 0.35483 | 0.046088 | 0.38958 | 0.040461 | 0.21627 | 0.07279 | 0.57317 | 0.065649 | 0.40977 | 0.074799 | 0.34276
6 | 2033 | 2033-06-21 | 0.049823 | 0.34746 | 0.045556 | 0.33584 | 0.048244 | 0.37748 | 0.049623 | 0.33569 | 0.045984 | 0.34548 | 0.04581 | 0.38767 | 0.039585 | 0.21346 | 0.072204 | 0.57069 | 0.066894 | 0.41946 | 0.075277 | 0.34544
6 | 2033 | 2033-06-22 | 0.051028 | 0.35292 | 0.047398 | 0.34945 | 0.049026 | 0.38376 | 0.049822 | 0.33834 | 0.04645 | 0.35027 | 0.046063 | 0.39078 | 0.040877 | 0.22138 | 0.071969 | 0.56967 | 0.065729 | 0.41351 | 0.075848 | 0.34874
6 | 2033 | 2033-06-23 | 0.046881 | 0.33565 | 0.045896 | 0.34029 | 0.047972 | 0.37759 | 0.050556 | 0.34326 | 0.046605 | 0.3506 | 0.045978 | 0.38974 | 0.039555 | 0.21477 | 0.070961 | 0.5622 | 0.063588 | 0.40142 | 0.074607 | 0.34333
6 | 2033 | 2033-06-24 | 0.041893 | 0.31556 | 0.044827 | 0.33433 | 0.047437 | 0.37412 | 0.049973 | 0.33874 | 0.045645 | 0.34415 | 0.045839 | 0.3891 | 0.038262 | 0.20987 | 0.070088 | 0.55619 | 0.062288 | 0.39477 | 0.072363 | 0.33344
6 | 2033 | 2033-06-25 | 0.034345 | 0.28451 | 0.032643 | 0.26174 | 0.038479 | 0.32282 | 0.034787 | 0.24975 | 0.034391 | 0.2775 | 0.038443 | 0.33945 | 0.027258 | 0.15762 | 0.046872 | 0.38549 | 0.053664 | 0.35076 | 0.062243 | 0.29245
6 | 2033 | 2033-06-26 | 0.032265 | 0.27626 | 0.032257 | 0.26039 | 0.038373 | 0.32274 | 0.034331 | 0.24603 | 0.033548 | 0.27175 | 0.038321 | 0.33884 | 0.02775 | 0.16212 | 0.047155 | 0.38925 | 0.054075 | 0.35496 | 0.06272 | 0.29531
6 | 2033 | 2033-06-27 | 0.038958 | 0.30459 | 0.043784 | 0.33101 | 0.046789 | 0.37123 | 0.050071 | 0.34032 | 0.045546 | 0.34564 | 0.046114 | 0.39312 | 0.03716 | 0.20791 | 0.06985 | 0.55798 | 0.061338 | 0.39347 | 0.072595 | 0.33623
6 | 2033 | 2033-06-28 | 0.039464 | 0.3075 | 0.044124 | 0.33423 | 0.046685 | 0.3711 | 0.050414 | 0.3431 | 0.045849 | 0.34838 | 0.046257 | 0.39473 | 0.036805 | 0.20638 | 0.070226 | 0.56173 | 0.060364 | 0.38871 | 0.072117 | 0.33492
6 | 2033 | 2033-06-29 | 0.040249 | 0.31144 | 0.04373 | 0.33274 | 0.04645 | 0.36989 | 0.050153 | 0.34111 | 0.045421 | 0.34595 | 0.046266 | 0.39534 | 0.037213 | 0.2101 | 0.069905 | 0.56053 | 0.060173 | 0.38919 | 0.07254 | 0.33755
6 | 2033 | 2033-06-30 | 0.038784 | 0.30592 | 0.043294 | 0.33096 | 0.046149 | 0.36814 | 0.049917 | 0.33925 | 0.045008 | 0.34357 | 0.046272 | 0.39586 | 0.037116 | 0.21089 | 0.070049 | 0.56303 | 0.060215 | 0.39108 | 0.07292 | 0.33994
7 | 2033 | 2033-07-01 | 0.035799 | 0.30623 | 0.040253 | 0.32347 | 0.044653 | 0.36512 | 0.055858 | 0.38507 | 0.044607 | 0.35187 | 0.04733 | 0.42783 | 0.034073 | 0.20808 | 0.065959 | 0.53289 | 0.059639 | 0.39707 | 0.069909 | 0.32449
7 | 2033 | 2033-07-02 | 0.027195 | 0.26942 | 0.028392 | 0.25438 | 0.036302 | 0.32109 | 0.04267 | 0.31062 | 0.034293 | 0.29248 | 0.040149 | 0.38258 | 0.023484 | 0.15664 | 0.042396 | 0.35867 | 0.050205 | 0.34704 | 0.060681 | 0.28808
7 | 2033 | 2033-07-03 | 0.027655 | 0.27264 | 0.028175 | 0.2545 | 0.03605 | 0.31929 | 0.044139 | 0.32182 | 0.034891 | 0.29848 | 0.040448 | 0.38829 | 0.023424 | 0.15783 | 0.042651 | 0.36249 | 0.0503 | 0.35022 | 0.060404 | 0.28771
7 | 2033 | 2033-07-04 | 0.035564 | 0.30782 | 0.039608 | 0.32181 | 0.044067 | 0.3625 | 0.056467 | 0.38926 | 0.044816 | 0.35451 | 0.047524 | 0.43031 | 0.034215 | 0.20878 | 0.065851 | 0.53512 | 0.05826 | 0.39182 | 0.071492 | 0.33472
7 | 2033 | 2033-07-05 | 0.033498 | 0.2977 | 0.039384 | 0.32155 | 0.043843 | 0.36115 | 0.057019 | 0.39329 | 0.045035 | 0.35672 | 0.047628 | 0.43214 | 0.034204 | 0.20958 | 0.066142 | 0.53913 | 0.058252 | 0.39466 | 0.068564 | 0.32116
7 | 2033 | 2033-07-06 | 0.033749 | 0.30008 | 0.039158 | 0.32109 | 0.043632 | 0.36003 | 0.056634 | 0.39005 | 0.044864 | 0.3551 | 0.047547 | 0.4302 | 0.034068 | 0.21009 | 0.066118 | 0.53968 | 0.057527 | 0.39169 | 0.068642 | 0.3222
7 | 2033 | 2033-07-07 | 0.033265 | 0.29859 | 0.038927 | 0.32074 | 0.043557 | 0.36117 | 0.057369 | 0.39545 | 0.045159 | 0.35796 | 0.047658 | 0.4324 | 0.034079 | 0.21045 | 0.066451 | 0.54404 | 0.057531 | 0.39449 | 0.06887 | 0.32407
7 | 2033 | 2033-07-08 | 0.031565 | 0.28992 | 0.038698 | 0.31829 | 0.043201 | 0.35772 | 0.057163 | 0.39357 | 0.045062 | 0.35699 | 0.047581 | 0.43081 | 0.034119 | 0.21174 | 0.066162 | 0.54199 | 0.056476 | 0.38666 | 0.067693 | 0.31921
7 | 2033 | 2033-07-09 | 0.02331 | 0.25517 | 0.026811 | 0.24885 | 0.034711 | 0.31149 | 0.043276 | 0.31355 | 0.034462 | 0.29449 | 0.040178 | 0.38171 | 0.023657 | 0.16131 | 0.042837 | 0.36983 | 0.047078 | 0.33779 | 0.056076 | 0.27116
7 | 2033 | 2033-07-10 | 0.023278 | 0.25592 | 0.026567 | 0.24996 | 0.034565 | 0.31154 | 0.045456 | 0.33013 | 0.035357 | 0.30308 | 0.040511 | 0.38899 | 0.023354 | 0.16132 | 0.042904 | 0.37141 | 0.046576 | 0.33525 | 0.055804 | 0.27066
7 | 2033 | 2033-07-11 | 0.029259 | 0.28036 | 0.037974 | 0.31724 | 0.042594 | 0.35508 | 0.057849 | 0.39801 | 0.045306 | 0.35911 | 0.047497 | 0.43013 | 0.033756 | 0.2121 | 0.066439 | 0.5472 | 0.05481 | 0.37993 | 0.066505 | 0.316
7 | 2033 | 2033-07-12 | 0.029321 | 0.28193 | 0.037726 | 0.31657 | 0.042363 | 0.35378 | 0.057128 | 0.39216 | 0.044987 | 0.35591 | 0.047261 | 0.42594 | 0.033549 | 0.21225 | 0.066622 | 0.54975 | 0.054273 | 0.37852 | 0.066665 | 0.3176
7 | 2033 | 2033-07-13 | 0.028808 | 0.27984 | 0.037478 | 0.31502 | 0.042132 | 0.35253 | 0.058581 | 0.40318 | 0.045571 | 0.36147 | 0.047411 | 0.42998 | 0.033527 | 0.21278 | 0.066836 | 0.55279 | 0.053933 | 0.3776 | 0.06681 | 0.31913
7 | 2033 | 2033-07-14 | 0.028825 | 0.28053 | 0.037227 | 0.31334 | 0.041849 | 0.35046 | 0.05855 | 0.40273 | 0.045533 | 0.361 | 0.047269 | 0.42816 | 0.033268 | 0.21274 | 0.067264 | 0.55792 | 0.053831 | 0.37986 | 0.066378 | 0.31783
7 | 2033 | 2033-07-15 | 0.029647 | 0.28629 | 0.036964 | 0.31601 | 0.041733 | 0.35117 | 0.060097 | 0.41453 | 0.046149 | 0.36688 | 0.047402 | 0.43229 | 0.032831 | 0.21226 | 0.067823 | 0.56455 | 0.054073 | 0.38429 | 0.066704 | 0.32036
7 | 2033 | 2033-07-16 | 0.021846 | 0.25342 | 0.025068 | 0.24148 | 0.032939 | 0.30024 | 0.045734 | 0.331 | 0.035329 | 0.30225 | 0.039795 | 0.38034 | 0.022592 | 0.16295 | 0.044482 | 0.3922 | 0.044537 | 0.3335 | 0.055387 | 0.27404
7 | 2033 | 2033-07-17 | 0.021099 | 0.25 | 0.024805 | 0.24234 | 0.032847 | 0.30142 | 0.046635 | 0.3379 | 0.035667 | 0.30548 | 0.039774 | 0.38173 | 0.022259 | 0.16261 | 0.044357 | 0.39116 | 0.043016 | 0.32543 | 0.053582 | 0.2659
7 | 2033 | 2033-07-18 | 0.027919 | 0.27901 | 0.03619 | 0.31171 | 0.041023 | 0.34762 | 0.061532 | 0.42544 | 0.046634 | 0.37144 | 0.047104 | 0.43159 | 0.032654 | 0.21307 | 0.067996 | 0.56838 | 0.051637 | 0.37085 | 0.063729 | 0.30831
7 | 2033 | 2033-07-19 | 0.027326 | 0.27677 | 0.035927 | 0.31164 | 0.040848 | 0.34751 | 0.061148 | 0.42251 | 0.046426 | 0.36944 | 0.046811 | 0.42781 | 0.032544 | 0.21314 | 0.06822 | 0.57113 | 0.050847 | 0.36853 | 0.063187 | 0.30645
7 | 2033 | 2033-07-20 | 0.027236 | 0.27688 | 0.035666 | 0.30994 | 0.0407 | 0.3479 | 0.06091 | 0.42079 | 0.046275 | 0.36802 | 0.046527 | 0.4245 | 0.032208 | 0.21265 | 0.068469 | 0.57441 | 0.050307 | 0.36683 | 0.06301 | 0.30658
7 | 2033 | 2033-07-21 | 0.026828 | 0.27548 | 0.035403 | 0.30867 | 0.040271 | 0.34373 | 0.0605 | 0.41781 | 0.046046 | 0.3659 | 0.046195 | 0.42043 | 0.032153 | 0.21273 | 0.068767 | 0.57871 | 0.050301 | 0.36649 | 0.062875 | 0.30694
7 | 2033 | 2033-07-22 | 0.026148 | 0.27206 | 0.035142 | 0.30694 | 0.039994 | 0.34209 | 0.06134 | 0.42459 | 0.046332 | 0.36882 | 0.046078 | 0.4211 | 0.031822 | 0.21215 | 0.069031 | 0.58228 | 0.049873 | 0.365 | 0.062409 | 0.3055
7 | 2033 | 2033-07-23 | 0.019045 | 0.24285 | 0.023236 | 0.23476 | 0.031166 | 0.29086 | 0.045944 | 0.33353 | 0.035046 | 0.29993 | 0.038161 | 0.36449 | 0.021204 | 0.16166 | 0.045931 | 0.41253 | 0.040683 | 0.31748 | 0.052071 | 0.26393
7 | 2033 | 2033-07-24 | 0.019675 | 0.24684 | 0.022975 | 0.23345 | 0.030885 | 0.28923 | 0.046276 | 0.33655 | 0.03511 | 0.3008 | 0.037918 | 0.36306 | 0.021217 | 0.16174 | 0.046295 | 0.41712 | 0.040351 | 0.31749 | 0.051296 | 0.2611
7 | 2033 | 2033-07-25 | 0.025863 | 0.2727 | 0.034362 | 0.30288 | 0.03903 | 0.33516 | 0.061227 | 0.42506 | 0.046061 | 0.36694 | 0.045142 | 0.41255 | 0.031232 | 0.21101 | 0.069821 | 0.59318 | 0.048592 | 0.36039 | 0.061363 | 0.30307
7 | 2033 | 2033-07-26 | 0.025426 | 0.27068 | 0.034105 | 0.30187 | 0.038903 | 0.33607 | 0.061836 | 0.43042 | 0.046229 | 0.36894 | 0.04492 | 0.41209 | 0.030888 | 0.21019 | 0.070069 | 0.5966 | 0.048029 | 0.35843 | 0.061327 | 0.30365
7 | 2033 | 2033-07-27 | 0.02535 | 0.2709 | 0.033849 | 0.3016 | 0.038651 | 0.33497 | 0.063056 | 0.44062 | 0.046646 | 0.37343 | 0.044796 | 0.41395 | 0.030559 | 0.20936 | 0.070435 | 0.60145 | 0.047818 | 0.35867 | 0.061222 | 0.30414
7 | 2033 | 2033-07-28 | 0.025037 | 0.26958 | 0.033605 | 0.2971 | 0.038136 | 0.32958 | 0.060458 | 0.42137 | 0.045467 | 0.3625 | 0.043953 | 0.40107 | 0.03068 | 0.20948 | 0.070595 | 0.60434 | 0.047393 | 0.35572 | 0.060304 | 0.30049
7 | 2033 | 2033-07-29 | 0.024935 | 0.26957 | 0.033358 | 0.29613 | 0.037947 | 0.32953 | 0.061318 | 0.42899 | 0.045723 | 0.36555 | 0.043736 | 0.4015 | 0.030576 | 0.20905 | 0.070824 | 0.60763 | 0.046758 | 0.3535 | 0.059781 | 0.29868
7 | 2033 | 2033-07-30 | 0.018658 | 0.24452 | 0.021466 | 0.22692 | 0.029349 | 0.2822 | 0.046724 | 0.34488 | 0.034734 | 0.29999 | 0.035869 | 0.34774 | 0.019775 | 0.15779 | 0.047693 | 0.43776 | 0.037481 | 0.30555 | 0.049298 | 0.25625
7 | 2033 | 2033-07-31 | 0.017591 | 0.23913 | 0.021233 | 0.22394 | 0.028962 | 0.27891 | 0.046586 | 0.34501 | 0.034565 | 0.29908 | 0.035445 | 0.34433 | 0.01934 | 0.15652 | 0.047938 | 0.44164 | 0.037198 | 0.3042 | 0.048688 | 0.25422
8 | 2033 | 2033-08-01 | 0.028515 | 0.29154 | 0.032945 | 0.29025 | 0.035943 | 0.30986 | 0.046627 | 0.31571 | 0.042137 | 0.34838 | 0.030062 | 0.24388 | 0.030452 | 0.21165 | 0.069403 | 0.61258 | 0.046997 | 0.36785 | 0.06057 | 0.31594
8 | 2033 | 2033-08-02 | 0.028649 | 0.29278 | 0.032801 | 0.29111 | 0.035656 | 0.30879 | 0.045961 | 0.31165 | 0.042042 | 0.34995 | 0.028493 | 0.22875 | 0.03007 | 0.21174 | 0.070149 | 0.6177 | 0.046635 | 0.36278 | 0.060105 | 0.31273
8 | 2033 | 2033-08-03 | 0.027867 | 0.2885 | 0.032492 | 0.288 | 0.035457 | 0.3074 | 0.04718 | 0.32332 | 0.041822 | 0.34551 | 0.030346 | 0.2501 | 0.029824 | 0.20966 | 0.070262 | 0.62131 | 0.046135 | 0.36127 | 0.059628 | 0.3091
8 | 2033 | 2033-08-04 | 0.028419 | 0.29264 | 0.032279 | 0.28698 | 0.035197 | 0.30633 | 0.046675 | 0.32087 | 0.041687 | 0.34629 | 0.029134 | 0.23892 | 0.029549 | 0.20786 | 0.070386 | 0.62457 | 0.045759 | 0.36016 | 0.059336 | 0.30955
8 | 2033 | 2033-08-05 | 0.028669 | 0.29399 | 0.032114 | 0.2869 | 0.034938 | 0.30534 | 0.046144 | 0.31834 | 0.041538 | 0.34701 | 0.027911 | 0.22771 | 0.029177 | 0.20737 | 0.071009 | 0.62964 | 0.045326 | 0.35533 | 0.059211 | 0.31367
8 | 2033 | 2033-08-06 | 0.020386 | 0.25716 | 0.020235 | 0.2148 | 0.02626 | 0.25619 | 0.031321 | 0.23336 | 0.030378 | 0.28005 | 0.020116 | 0.17495 | 0.018504 | 0.15521 | 0.048073 | 0.46083 | 0.036283 | 0.30623 | 0.048115 | 0.26474
8 | 2033 | 2033-08-07 | 0.021056 | 0.26142 | 0.020081 | 0.21466 | 0.026017 | 0.25529 | 0.031269 | 0.23507 | 0.030174 | 0.27902 | 0.01983 | 0.17384 | 0.018152 | 0.15422 | 0.047663 | 0.46214 | 0.036013 | 0.30891 | 0.047904 | 0.26652
8 | 2033 | 2033-08-08 | 0.027543 | 0.28799 | 0.031569 | 0.28452 | 0.034251 | 0.30246 | 0.045989 | 0.32347 | 0.040926 | 0.34394 | 0.027053 | 0.22438 | 0.028208 | 0.20309 | 0.071299 | 0.63912 | 0.044312 | 0.35217 | 0.0581 | 0.30805
8 | 2033 | 2033-08-09 | 0.027431 | 0.28749 | 0.03138 | 0.28318 | 0.034054 | 0.30155 | 0.045781 | 0.32416 | 0.040705 | 0.34316 | 0.026563 | 0.22125 | 0.02792 | 0.20099 | 0.071727 | 0.64349 | 0.043955 | 0.3486 | 0.057703 | 0.30515
8 | 2033 | 2033-08-10 | 0.028 | 0.29196 | 0.03125 | 0.28297 | 0.033842 | 0.30082 | 0.045761 | 0.32653 | 0.040463 | 0.34169 | 0.026451 | 0.22219 | 0.027553 | 0.20002 | 0.071326 | 0.64402 | 0.043957 | 0.35212 | 0.057701 | 0.30591
8 | 2033 | 2033-08-11 | 0.027888 | 0.29231 | 0.031125 | 0.28267 | 0.033643 | 0.30016 | 0.045399 | 0.3262 | 0.040231 | 0.34118 | 0.025763 | 0.21707 | 0.027198 | 0.19881 | 0.071189 | 0.64632 | 0.043707 | 0.35264 | 0.058086 | 0.31012
8 | 2033 | 2033-08-12 | 0.027772 | 0.28978 | 0.030976 | 0.28156 | 0.033474 | 0.29948 | 0.045332 | 0.32844 | 0.039973 | 0.33966 | 0.025647 | 0.21809 | 0.026864 | 0.19731 | 0.071452 | 0.65046 | 0.043304 | 0.34969 | 0.05715 | 0.30431
8 | 2033 | 2033-08-13 | 0.020308 | 0.25897 | 0.019223 | 0.21086 | 0.024847 | 0.25088 | 0.030234 | 0.2421 | 0.028753 | 0.2728 | 0.017634 | 0.16345 | 0.016156 | 0.14533 | 0.048117 | 0.47897 | 0.034765 | 0.30484 | 0.046633 | 0.26177
8 | 2033 | 2033-08-14 | 0.021081 | 0.26214 | 0.019184 | 0.21179 | 0.024663 | 0.25055 | 0.029381 | 0.23809 | 0.028526 | 0.27358 | 0.016185 | 0.15039 | 0.015784 | 0.14442 | 0.048791 | 0.48541 | 0.034111 | 0.29781 | 0.046957 | 0.26371
8 | 2033 | 2033-08-15 | 0.027345 | 0.28849 | 0.030712 | 0.2809 | 0.033002 | 0.29815 | 0.043941 | 0.32605 | 0.039226 | 0.33837 | 0.023402 | 0.20126 | 0.025883 | 0.19258 | 0.072126 | 0.66126 | 0.042564 | 0.34312 | 0.056438 | 0.30226
8 | 2033 | 2033-08-16 | 0.027276 | 0.28841 | 0.030687 | 0.28159 | 0.032877 | 0.29788 | 0.043898 | 0.32896 | 0.038944 | 0.33651 | 0.02349 | 0.20463 | 0.025692 | 0.19361 | 0.072354 | 0.66525 | 0.04224 | 0.3404 | 0.056198 | 0.30087
8 | 2033 | 2033-08-17 | 0.026803 | 0.28634 | 0.030634 | 0.28132 | 0.032767 | 0.29769 | 0.043732 | 0.33095 | 0.038668 | 0.33501 | 0.023395 | 0.20609 | 0.025294 | 0.19106 | 0.072104 | 0.6659 | 0.042463 | 0.34323 | 0.055725 | 0.29888
8 | 2033 | 2033-08-18 | 0.027225 | 0.28769 | 0.030692 | 0.28328 | 0.032667 | 0.29765 | 0.043656 | 0.33379 | 0.038386 | 0.3332 | 0.0235 | 0.2097 | 0.025079 | 0.19041 | 0.071964 | 0.66854 | 0.04223 | 0.34322 | 0.056212 | 0.30314
8 | 2033 | 2033-08-19 | 0.029599 | 0.3002 | 0.030661 | 0.28288 | 0.032581 | 0.29772 | 0.041867 | 0.32256 | 0.038205 | 0.33672 | 0.020563 | 0.18098 | 0.024674 | 0.18823 | 0.072384 | 0.67361 | 0.041827 | 0.33862 | 0.055346 | 0.29652
8 | 2033 | 2033-08-20 | 0.021944 | 0.26699 | 0.019007 | 0.21238 | 0.024071 | 0.24977 | 0.027498 | 0.24296 | 0.026932 | 0.26735 | 0.014132 | 0.14339 | 0.01415 | 0.13872 | 0.048683 | 0.50153 | 0.033248 | 0.2955 | 0.044942 | 0.25406
8 | 2033 | 2033-08-21 | 0.022317 | 0.26932 | 0.019116 | 0.21453 | 0.023997 | 0.25017 | 0.025899 | 0.23345 | 0.026749 | 0.2703 | 0.011606 | 0.11905 | 0.013859 | 0.13747 | 0.048934 | 0.50519 | 0.033145 | 0.29323 | 0.044574 | 0.25291
8 | 2033 | 2033-08-22 | 0.028659 | 0.29393 | 0.030731 | 0.28336 | 0.032454 | 0.29853 | 0.041952 | 0.3344 | 0.037375 | 0.3304 | 0.021767 | 0.20138 | 0.024215 | 0.18962 | 0.072594 | 0.68258 | 0.041592 | 0.33582 | 0.05538 | 0.29862
8 | 2033 | 2033-08-23 | 0.029294 | 0.2963 | 0.030871 | 0.28549 | 0.032446 | 0.29906 | 0.041398 | 0.33366 | 0.037148 | 0.33019 | 0.021187 | 0.19774 | 0.023932 | 0.18648 | 0.072545 | 0.68472 | 0.041694 | 0.33638 | 0.055249 | 0.29692
8 | 2033 | 2033-08-24 | 0.027931 | 0.29139 | 0.030957 | 0.28598 | 0.032487 | 0.2996 | 0.039353 | 0.32065 | 0.037019 | 0.33469 | 0.017956 | 0.16589 | 0.023364 | 0.18112 | 0.072376 | 0.68563 | 0.042069 | 0.33892 | 0.055131 | 0.29506
8 | 2033 | 2033-08-25 | 0.02849 | 0.29321 | 0.031042 | 0.28606 | 0.03257 | 0.30019 | 0.040172 | 0.33135 | 0.036738 | 0.33037 | 0.019903 | 0.18908 | 0.02334 | 0.18147 | 0.072674 | 0.68983 | 0.041943 | 0.33606 | 0.054978 | 0.29197
8 | 2033 | 2033-08-26 | 0.029281 | 0.29873 | 0.031221 | 0.28788 | 0.032636 | 0.30107 | 0.040035 | 0.33419 | 0.036528 | 0.32913 | 0.020157 | 0.19425 | 0.023442 | 0.1848 | 0.072445 | 0.69252 | 0.041798 | 0.33666 | 0.055103 | 0.29474
8 | 2033 | 2033-08-27 | 0.021661 | 0.26678 | 0.019742 | 0.21875 | 0.024254 | 0.25408 | 0.024466 | 0.24503 | 0.025405 | 0.26399 | 0.011777 | 0.13584 | 0.013109 | 0.13667 | 0.048861 | 0.52045 | 0.033494 | 0.29368 | 0.044628 | 0.25268
8 | 2033 | 2033-08-28 | 0.021819 | 0.26605 | 0.019943 | 0.22023 | 0.024371 | 0.25523 | 0.023911 | 0.24445 | 0.025257 | 0.26431 | 0.011326 | 0.13342 | 0.01276 | 0.13395 | 0.049415 | 0.52599 | 0.033298 | 0.28874 | 0.044592 | 0.25085
8 | 2033 | 2033-08-29 | 0.030292 | 0.30444 | 0.031833 | 0.2926 | 0.032966 | 0.30459 | 0.036462 | 0.31665 | 0.036197 | 0.33605 | 0.015369 | 0.15045 | 0.022818 | 0.18164 | 0.071939 | 0.69843 | 0.042312 | 0.34134 | 0.055849 | 0.30363
8 | 2033 | 2033-08-30 | 0.030483 | 0.30238 | 0.032211 | 0.2973 | 0.033114 | 0.3061 | 0.037835 | 0.33199 | 0.035986 | 0.33072 | 0.018419 | 0.18516 | 0.022825 | 0.18125 | 0.07244 | 0.70259 | 0.042525 | 0.33858 | 0.056066 | 0.30149
8 | 2033 | 2033-08-31 | 0.031171 | 0.30465 | 0.03238 | 0.29675 | 0.033325 | 0.30759 | 0.037097 | 0.32986 | 0.035924 | 0.33215 | 0.017689 | 0.17957 | 0.022775 | 0.1822 | 0.072556 | 0.70615 | 0.042587 | 0.33777 | 0.055283 | 0.29644
9 | 2033 | 2033-09-01 | 0.03686 | 0.34381 | 0.032683 | 0.31092 | 0.034243 | 0.32439 | 0.043969 | 0.3956 | 0.034959 | 0.34431 | 0.03298 | 0.35188 | 0.026494 | 0.20152 | 0.073794 | 0.72207 | 0.047097 | 0.37096 | 0.06253 | 0.33115
9 | 2033 | 2033-09-02 | 0.034763 | 0.33454 | 0.032815 | 0.31361 | 0.034229 | 0.32356 | 0.043615 | 0.39659 | 0.034632 | 0.34724 | 0.033481 | 0.35997 | 0.026975 | 0.20515 | 0.073352 | 0.72381 | 0.048233 | 0.38111 | 0.060074 | 0.31536
9 | 2033 | 2033-09-03 | 0.028723 | 0.30849 | 0.021728 | 0.24448 | 0.026026 | 0.27498 | 0.028678 | 0.3135 | 0.023807 | 0.28674 | 0.02639 | 0.3157 | 0.016039 | 0.1502 | 0.050421 | 0.55385 | 0.038929 | 0.32602 | 0.05003 | 0.27358
9 | 2033 | 2033-09-04 | 0.029616 | 0.31352 | 0.02174 | 0.24172 | 0.026343 | 0.27685 | 0.028009 | 0.31033 | 0.023798 | 0.28078 | 0.025517 | 0.30658 | 0.015836 | 0.14809 | 0.050232 | 0.55796 | 0.040483 | 0.33972 | 0.049275 | 0.26846
9 | 2033 | 2033-09-05 | 0.035302 | 0.33218 | 0.0338 | 0.31471 | 0.035186 | 0.32962 | 0.042466 | 0.39786 | 0.03487 | 0.34751 | 0.032981 | 0.35921 | 0.025066 | 0.1881 | 0.073648 | 0.73207 | 0.048579 | 0.37734 | 0.059919 | 0.3115
9 | 2033 | 2033-09-06 | 0.040069 | 0.35869 | 0.034243 | 0.31705 | 0.035535 | 0.32977 | 0.042572 | 0.40421 | 0.035581 | 0.35537 | 0.033322 | 0.36538 | 0.025823 | 0.19364 | 0.073885 | 0.73755 | 0.0496 | 0.38473 | 0.062096 | 0.32336
9 | 2033 | 2033-09-07 | 0.037418 | 0.34313 | 0.034698 | 0.32404 | 0.035971 | 0.33386 | 0.042025 | 0.40177 | 0.035386 | 0.35221 | 0.033174 | 0.36433 | 0.026184 | 0.19566 | 0.074073 | 0.73979 | 0.049335 | 0.37906 | 0.062769 | 0.32659
9 | 2033 | 2033-09-08 | 0.040509 | 0.36069 | 0.035185 | 0.32993 | 0.036461 | 0.33966 | 0.041815 | 0.40332 | 0.035311 | 0.35579 | 0.033853 | 0.3734 | 0.027888 | 0.20844 | 0.074147 | 0.74316 | 0.049944 | 0.38227 | 0.064592 | 0.33634
9 | 2033 | 2033-09-09 | 0.038413 | 0.34573 | 0.035725 | 0.33 | 0.036922 | 0.34136 | 0.041689 | 0.4057 | 0.035537 | 0.35949 | 0.034318 | 0.37979 | 0.028496 | 0.21245 | 0.073931 | 0.74432 | 0.050422 | 0.38445 | 0.062786 | 0.32399
9 | 2033 | 2033-09-10 | 0.035399 | 0.33862 | 0.024634 | 0.26342 | 0.028961 | 0.29536 | 0.026956 | 0.32343 | 0.025028 | 0.29998 | 0.027471 | 0.33698 | 0.01738 | 0.15478 | 0.050841 | 0.57478 | 0.042025 | 0.33779 | 0.05353 | 0.28705
9 | 2033 | 2033-09-11 | 0.038481 | 0.3533 | 0.025224 | 0.26579 | 0.029468 | 0.29601 | 0.02718 | 0.32976 | 0.026027 | 0.30714 | 0.027767 | 0.34138 | 0.017427 | 0.15392 | 0.051196 | 0.584 | 0.044596 | 0.36001 | 0.054022 | 0.28774
9 | 2033 | 2033-09-12 | 0.045135 | 0.38027 | 0.037491 | 0.33812 | 0.038517 | 0.34844 | 0.041978 | 0.41957 | 0.037664 | 0.37619 | 0.035442 | 0.39507 | 0.029197 | 0.21367 | 0.074705 | 0.76859 | 0.057435 | 0.4445 | 0.066983 | 0.34432
9 | 2033 | 2033-09-13 | 0.053776 | 0.424 | 0.039072 | 0.35367 | 0.039393 | 0.35402 | 0.043514 | 0.44195 | 0.039925 | 0.40618 | 0.037634 | 0.42354 | 0.03018 | 0.22077 | 0.076266 | 0.77953 | 0.057417 | 0.43858 | 0.067524 | 0.34514
9 | 2033 | 2033-09-14 | 0.056343 | 0.43905 | 0.040122 | 0.36154 | 0.040582 | 0.36283 | 0.044211 | 0.45313 | 0.041438 | 0.41991 | 0.038513 | 0.43461 | 0.032333 | 0.23633 | 0.076779 | 0.78584 | 0.058339 | 0.44359 | 0.071724 | 0.36864
9 | 2033 | 2033-09-15 | 0.059021 | 0.45365 | 0.040995 | 0.37227 | 0.042435 | 0.38264 | 0.044182 | 0.45434 | 0.041844 | 0.42151 | 0.038974 | 0.43905 | 0.034172 | 0.24917 | 0.076772 | 0.78551 | 0.057785 | 0.43437 | 0.073734 | 0.37844
9 | 2033 | 2033-09-16 | 0.05504 | 0.42867 | 0.041538 | 0.37412 | 0.04229 | 0.37652 | 0.042686 | 0.43605 | 0.040521 | 0.39695 | 0.037796 | 0.42104 | 0.03415 | 0.24712 | 0.076365 | 0.78078 | 0.056425 | 0.41753 | 0.071742 | 0.36544
9 | 2033 | 2033-09-17 | 0.043414 | 0.37397 | 0.029714 | 0.29672 | 0.033461 | 0.32072 | 0.028355 | 0.35581 | 0.030396 | 0.34023 | 0.031483 | 0.38264 | 0.022835 | 0.18643 | 0.053273 | 0.60875 | 0.047193 | 0.36173 | 0.061367 | 0.32154
9 | 2033 | 2033-09-18 | 0.042596 | 0.36589 | 0.030315 | 0.29861 | 0.034515 | 0.32788 | 0.027725 | 0.34767 | 0.030114 | 0.32891 | 0.031185 | 0.37574 | 0.022482 | 0.18102 | 0.054086 | 0.62117 | 0.050192 | 0.38694 | 0.060177 | 0.31202
9 | 2033 | 2033-09-19 | 0.056114 | 0.42948 | 0.043532 | 0.3818 | 0.044043 | 0.38212 | 0.044283 | 0.45653 | 0.043244 | 0.42578 | 0.041609 | 0.46224 | 0.035591 | 0.25064 | 0.078409 | 0.80364 | 0.060035 | 0.43934 | 0.071014 | 0.35459
9 | 2033 | 2033-09-20 | 0.062157 | 0.46228 | 0.04494 | 0.39331 | 0.044861 | 0.38511 | 0.044671 | 0.4605 | 0.044482 | 0.42878 | 0.041868 | 0.46285 | 0.035375 | 0.24638 | 0.078403 | 0.80401 | 0.060002 | 0.435 | 0.075769 | 0.38029
9 | 2033 | 2033-09-21 | 0.062553 | 0.46003 | 0.045258 | 0.38907 | 0.045713 | 0.38822 | 0.044767 | 0.46 | 0.045189 | 0.42658 | 0.042061 | 0.46166 | 0.037037 | 0.25684 | 0.078725 | 0.80793 | 0.060687 | 0.43738 | 0.076027 | 0.38066
9 | 2033 | 2033-09-22 | 0.060574 | 0.44939 | 0.046336 | 0.39878 | 0.046686 | 0.39771 | 0.045299 | 0.46424 | 0.045718 | 0.43403 | 0.043786 | 0.47886 | 0.038174 | 0.26238 | 0.079088 | 0.81422 | 0.06237 | 0.44973 | 0.080804 | 0.40689
9 | 2033 | 2033-09-23 | 0.061273 | 0.44937 | 0.046882 | 0.4008 | 0.047035 | 0.39466 | 0.045897 | 0.46887 | 0.046898 | 0.43891 | 0.044629 | 0.48526 | 0.038118 | 0.25856 | 0.079974 | 0.81866 | 0.06176 | 0.4381 | 0.075954 | 0.37565
9 | 2033 | 2033-09-24 | 0.052857 | 0.40889 | 0.03732 | 0.34836 | 0.040369 | 0.35954 | 0.03244 | 0.39571 | 0.038151 | 0.38877 | 0.038462 | 0.44681 | 0.028414 | 0.21027 | 0.057983 | 0.65907 | 0.055304 | 0.40832 | 0.065828 | 0.33201
9 | 2033 | 2033-09-25 | 0.055118 | 0.42135 | 0.037735 | 0.34735 | 0.042202 | 0.37349 | 0.032817 | 0.39592 | 0.038608 | 0.38964 | 0.039686 | 0.45625 | 0.028841 | 0.21013 | 0.057695 | 0.65576 | 0.054636 | 0.39779 | 0.067639 | 0.34016
9 | 2033 | 2033-09-26 | 0.063141 | 0.45409 | 0.049638 | 0.41325 | 0.049993 | 0.40762 | 0.047999 | 0.48232 | 0.050161 | 0.45489 | 0.048185 | 0.51398 | 0.041361 | 0.27357 | 0.08184 | 0.84042 | 0.066276 | 0.4683 | 0.07722 | 0.37583
9 | 2033 | 2033-09-27 | 0.069195 | 0.48859 | 0.05085 | 0.42306 | 0.05163 | 0.42047 | 0.049981 | 0.50175 | 0.052343 | 0.48182 | 0.051318 | 0.54779 | 0.042128 | 0.27562 | 0.082606 | 0.8488 | 0.067967 | 0.48 | 0.081243 | 0.39629
9 | 2033 | 2033-09-28 | 0.075739 | 0.52204 | 0.052846 | 0.43959 | 0.054122 | 0.44156 | 0.053592 | 0.5417 | 0.056954 | 0.53336 | 0.055381 | 0.59496 | 0.045873 | 0.30238 | 0.083158 | 0.854 | 0.068872 | 0.48405 | 0.087775 | 0.43338
9 | 2033 | 2033-09-29 | 0.076001 | 0.52265 | 0.055592 | 0.47204 | 0.05556 | 0.45331 | 0.05467 | 0.54788 | 0.05805 | 0.54212 | 0.057405 | 0.6129 | 0.048804 | 0.32219 | 0.084716 | 0.86632 | 0.07016 | 0.4905 | 0.097997 | 0.48985
9 | 2033 | 2033-09-30 | 0.084024 | 0.56544 | 0.05839 | 0.49687 | 0.058903 | 0.48071 | 0.057741 | 0.57942 | 0.062466 | 0.57958 | 0.060019 | 0.64082 | 0.051588 | 0.34043 | 0.086067 | 0.88533 | 0.075114 | 0.53428 | 0.098095 | 0.4863
10 | 2033 | 2033-10-01 | 0.093577 | 0.53387 | 0.060065 | 0.47847 | 0.060004 | 0.46198 | 0.043264 | 0.52196 | 0.05715 | 0.4948 | 0.05125 | 0.58423 | 0.068423 | 0.35993 | 0.072508 | 0.76867 | 0.085228 | 0.54053 | 0.10295 | 0.4614
10 | 2033 | 2033-10-02 | 0.098858 | 0.55443 | 0.063195 | 0.49884 | 0.064712 | 0.48981 | 0.045561 | 0.53675 | 0.060101 | 0.51351 | 0.054366 | 0.6107 | 0.074558 | 0.38483 | 0.073441 | 0.77585 | 0.086103 | 0.54376 | 0.097785 | 0.43825
10 | 2033 | 2033-10-03 | 0.10244 | 0.56987 | 0.07437 | 0.56371 | 0.073818 | 0.53965 | 0.061459 | 0.62575 | 0.072204 | 0.58308 | 0.063108 | 0.66832 | 0.084693 | 0.43541 | 0.097624 | 0.95587 | 0.09729 | 0.60386 | 0.12049 | 0.53217
10 | 2033 | 2033-10-04 | 0.10781 | 0.59082 | 0.074472 | 0.56268 | 0.073495 | 0.53581 | 0.062562 | 0.6304 | 0.073368 | 0.5876 | 0.064186 | 0.67459 | 0.087482 | 0.44769 | 0.098948 | 0.9646 | 0.095088 | 0.58641 | 0.11513 | 0.50747
10 | 2033 | 2033-10-05 | 0.10752 | 0.58883 | 0.076812 | 0.57709 | 0.074344 | 0.53836 | 0.06396 | 0.63148 | 0.074718 | 0.59138 | 0.065775 | 0.68152 | 0.085251 | 0.43883 | 0.1016 | 0.98731 | 0.10167 | 0.62487 | 0.12006 | 0.52637
10 | 2033 | 2033-10-06 | 0.10704 | 0.58669 | 0.077145 | 0.57804 | 0.075811 | 0.54647 | 0.065693 | 0.65071 | 0.076956 | 0.60733 | 0.067422 | 0.7002 | 0.087355 | 0.44577 | 0.10236 | 0.99332 | 0.1046 | 0.64212 | 0.12242 | 0.53619
10 | 2033 | 2033-10-07 | 0.11014 | 0.599 | 0.075534 | 0.56516 | 0.069695 | 0.50623 | 0.066453 | 0.65291 | 0.077499 | 0.60687 | 0.067669 | 0.69861 | 0.084978 | 0.43531 | 0.10217 | 0.98887 | 0.10052 | 0.61471 | 0.12463 | 0.54388
10 | 2033 | 2033-10-08 | 0.090221 | 0.51649 | 0.063452 | 0.48819 | 0.067595 | 0.49421 | 0.054628 | 0.58197 | 0.070004 | 0.56145 | 0.063863 | 0.67601 | 0.075853 | 0.39082 | 0.079933 | 0.82279 | 0.091076 | 0.56133 | 0.11059 | 0.48417
10 | 2033 | 2033-10-09 | 0.086263 | 0.50022 | 0.06156 | 0.4714 | 0.065093 | 0.47506 | 0.057746 | 0.59168 | 0.073409 | 0.57884 | 0.067879 | 0.70275 | 0.079712 | 0.40587 | 0.080527 | 0.82447 | 0.087602 | 0.53691 | 0.10793 | 0.47143
10 | 2033 | 2033-10-10 | 0.086836 | 0.50299 | 0.07429 | 0.54743 | 0.070791 | 0.50437 | 0.073214 | 0.6788 | 0.0846 | 0.6412 | 0.075226 | 0.74794 | 0.088805 | 0.45093 | 0.10509 | 1.0072 | 0.10053 | 0.60838 | 0.12364 | 0.53595
10 | 2033 | 2033-10-11 | 0.096731 | 0.54226 | 0.075879 | 0.55692 | 0.073619 | 0.5195 | 0.076772 | 0.70709 | 0.088969 | 0.67111 | 0.079363 | 0.78673 | 0.087547 | 0.4461 | 0.10783 | 1.0281 | 0.10329 | 0.62196 | 0.12482 | 0.53904
10 | 2033 | 2033-10-12 | 0.11972 | 0.6331 | 0.082707 | 0.6018 | 0.077363 | 0.53994 | 0.080624 | 0.72627 | 0.093349 | 0.69697 | 0.084131 | 0.82335 | 0.094171 | 0.47622 | 0.11303 | 1.0722 | 0.11532 | 0.69304 | 0.13515 | 0.58138
10 | 2033 | 2033-10-13 | 0.12983 | 0.67343 | 0.087456 | 0.63353 | 0.084021 | 0.58007 | 0.087008 | 0.79752 | 0.10219 | 0.76828 | 0.092001 | 0.91303 | 0.11064 | 0.54796 | 0.11843 | 1.1191 | 0.13077 | 0.7864 | 0.14736 | 0.63195
10 | 2033 | 2033-10-14 | 0.13624 | 0.69854 | 0.093731 | 0.67587 | 0.094552 | 0.64391 | 0.091096 | 0.82816 | 0.10708 | 0.80121 | 0.096698 | 0.95586 | 0.11035 | 0.54919 | 0.119 | 1.1197 | 0.12703 | 0.76059 | 0.15337 | 0.65601
10 | 2033 | 2033-10-15 | 0.12986 | 0.67149 | 0.083023 | 0.60941 | 0.088815 | 0.61037 | 0.078998 | 0.75791 | 0.0989 | 0.75083 | 0.091664 | 0.92337 | 0.1009 | 0.50224 | 0.096703 | 0.95294 | 0.1196 | 0.72112 | 0.13474 | 0.57712
10 | 2033 | 2033-10-16 | 0.12972 | 0.66982 | 0.086207 | 0.6298 | 0.087337 | 0.59824 | 0.081223 | 0.76409 | 0.10076 | 0.75694 | 0.093452 | 0.93106 | 0.10666 | 0.52823 | 0.097662 | 0.95718 | 0.11783 | 0.70788 | 0.1367 | 0.58397
10 | 2033 | 2033-10-17 | 0.13505 | 0.69128 | 0.097979 | 0.69795 | 0.1028 | 0.68772 | 0.10061 | 0.88432 | 0.11711 | 0.85896 | 0.10616 | 1.0294 | 0.11732 | 0.58076 | 0.1254 | 1.166 | 0.1357 | 0.80779 | 0.15655 | 0.66519
10 | 2033 | 2033-10-18 | 0.1429 | 0.72212 | 0.10114 | 0.71697 | 0.11622 | 0.76954 | 0.10398 | 0.90571 | 0.12065 | 0.87992 | 0.10938 | 1.0554 | 0.12081 | 0.59646 | 0.12699 | 1.176 | 0.13638 | 0.80993 | 0.16363 | 0.69397
10 | 2033 | 2033-10-19 | 0.14786 | 0.74208 | 0.10763 | 0.76193 | 0.1171 | 0.77318 | 0.10899 | 0.93549 | 0.12629 | 0.91527 | 0.11517 | 1.1029 | 0.12809 | 0.62798 | 0.12863 | 1.1864 | 0.13749 | 0.81483 | 0.15395 | 0.65176
10 | 2033 | 2033-10-20 | 0.1613 | 0.79443 | 0.10827 | 0.76251 | 0.1177 | 0.7741 | 0.111 | 0.93303 | 0.12742 | 0.91289 | 0.11637 | 1.0997 | 0.12642 | 0.61985 | 0.13211 | 1.2134 | 0.1439 | 0.85206 | 0.15943 | 0.67342
10 | 2033 | 2033-10-21 | 0.1718 | 0.83568 | 0.11371 | 0.79823 | 0.13344 | 0.87151 | 0.11555 | 0.95988 | 0.13232 | 0.94267 | 0.12122 | 1.1386 | 0.13783 | 0.67286 | 0.13625 | 1.2472 | 0.15447 | 0.9158 | 0.17756 | 0.74947
10 | 2033 | 2033-10-22 | 0.15887 | 0.78164 | 0.10637 | 0.75575 | 0.12434 | 0.81605 | 0.10705 | 0.93411 | 0.12926 | 0.93659 | 0.1207 | 1.1611 | 0.12708 | 0.62012 | 0.11712 | 1.1048 | 0.14774 | 0.87682 | 0.16308 | 0.68684
10 | 2033 | 2033-10-23 | 0.15619 | 0.76987 | 0.10462 | 0.73907 | 0.12172 | 0.79434 | 0.11161 | 0.95964 | 0.13401 | 0.96459 | 0.12539 | 1.1973 | 0.12695 | 0.61916 | 0.11983 | 1.1236 | 0.14989 | 0.88737 | 0.16554 | 0.69622
10 | 2033 | 2033-10-24 | 0.17112 | 0.83045 | 0.1205 | 0.8363 | 0.13507 | 0.87018 | 0.13201 | 1.0867 | 0.15133 | 1.073 | 0.13896 | 1.303 | 0.14739 | 0.71504 | 0.14654 | 1.322 | 0.16443 | 0.96736 | 0.19206 | 0.80666
10 | 2033 | 2033-10-25 | 0.17587 | 0.84909 | 0.12371 | 0.8573 | 0.14003 | 0.89967 | 0.13583 | 1.1092 | 0.15501 | 1.0937 | 0.14221 | 1.3273 | 0.15612 | 0.75344 | 0.14878 | 1.3382 | 0.1698 | 0.99995 | 0.19291 | 0.80899
10 | 2033 | 2033-10-26 | 0.17134 | 0.83015 | 0.13372 | 0.9248 | 0.15129 | 0.96761 | 0.13923 | 1.1142 | 0.15762 | 1.101 | 0.14503 | 1.3373 | 0.15855 | 0.76535 | 0.1479 | 1.325 | 0.16444 | 0.9665 | 0.18838 | 0.78804
10 | 2033 | 2033-10-27 | 0.1847 | 0.88281 | 0.13188 | 0.90811 | 0.15695 | 0.99994 | 0.14483 | 1.1549 | 0.16382 | 1.1422 | 0.15078 | 1.3887 | 0.16684 | 0.8007 | 0.15245 | 1.3595 | 0.17057 | 1.0009 | 0.19622 | 0.82039
10 | 2033 | 2033-10-28 | 0.20021 | 0.94417 | 0.13728 | 0.94315 | 0.15583 | 0.99035 | 0.14902 | 1.1814 | 0.16788 | 1.1659 | 0.15429 | 1.4162 | 0.17487 | 0.83827 | 0.15432 | 1.3704 | 0.17115 | 1.0026 | 0.19161 | 0.80004
10 | 2033 | 2033-10-29 | 0.18448 | 0.87784 | 0.1318 | 0.91322 | 0.15207 | 0.96752 | 0.1403 | 1.1351 | 0.16354 | 1.1429 | 0.15317 | 1.4192 | 0.16038 | 0.77077 | 0.13297 | 1.2081 | 0.16056 | 0.94198 | 0.17569 | 0.73193
10 | 2033 | 2033-10-30 | 0.18405 | 0.87606 | 0.13062 | 0.90172 | 0.14828 | 0.9406 | 0.14375 | 1.1467 | 0.16619 | 1.1524 | 0.15554 | 1.4292 | 0.16298 | 0.7804 | 0.1349 | 1.2215 | 0.16659 | 0.97964 | 0.17956 | 0.74718
10 | 2033 | 2033-10-31 | 0.20311 | 0.95304 | 0.1433 | 0.97595 | 0.17033 | 1.0722 | 0.16192 | 1.2481 | 0.17976 | 1.2289 | 0.16514 | 1.4906 | 0.18205 | 0.86926 | 0.16159 | 1.4175 | 0.17748 | 1.0362 | 0.1883 | 0.78223
11 | 2033 | 2033-11-01 | 0.2329 | 1.0023 | 0.1605 | 0.96082 | 0.21576 | 1.1358 | 0.22256 | 1.3278 | 0.2255 | 1.3622 | 0.17791 | 1.4028 | 0.22392 | 0.92894 | 0.20549 | 1.6754 | 0.21021 | 1.0338 | 0.22948 | 0.87968
11 | 2033 | 2033-11-02 | 0.23522 | 1.0108 | 0.1652 | 0.98394 | 0.22009 | 1.1526 | 0.21857 | 1.3053 | 0.22147 | 1.3375 | 0.17563 | 1.382 | 0.23275 | 0.95894 | 0.20666 | 1.6812 | 0.20843 | 1.0266 | 0.22006 | 0.84426
11 | 2033 | 2033-11-03 | 0.2591 | 1.1011 | 0.17645 | 1.0446 | 0.23659 | 1.2329 | 0.23468 | 1.391 | 0.23607 | 1.4168 | 0.18811 | 1.4725 | 0.25292 | 1.0386 | 0.21523 | 1.7408 | 0.21819 | 1.0721 | 0.23304 | 0.89147
11 | 2033 | 2033-11-04 | 0.27617 | 1.1603 | 0.18402 | 1.0833 | 0.23927 | 1.2437 | 0.24401 | 1.4404 | 0.24433 | 1.4606 | 0.19566 | 1.5257 | 0.25987 | 1.0668 | 0.22283 | 1.7932 | 0.22668 | 1.1116 | 0.23936 | 0.91418
11 | 2033 | 2033-11-05 | 0.26405 | 1.1135 | 0.1704 | 1.0017 | 0.23976 | 1.24 | 0.23147 | 1.3686 | 0.23479 | 1.4005 | 0.1914 | 1.4959 | 0.25695 | 1.046 | 0.20494 | 1.6565 | 0.22432 | 1.094 | 0.22477 | 0.85535
11 | 2033 | 2033-11-06 | 0.26436 | 1.1142 | 0.17686 | 1.0348 | 0.24073 | 1.2424 | 0.24585 | 1.4403 | 0.24797 | 1.4715 | 0.20142 | 1.5657 | 0.24966 | 1.0217 | 0.20355 | 1.6424 | 0.22164 | 1.0794 | 0.23373 | 0.88751
11 | 2033 | 2033-11-07 | 0.2746 | 1.1556 | 0.18596 | 1.091 | 0.24555 | 1.2696 | 0.26112 | 1.5203 | 0.2594 | 1.5372 | 0.20785 | 1.6019 | 0.26409 | 1.0835 | 0.23056 | 1.8389 | 0.23259 | 1.1362 | 0.2485 | 0.94612
11 | 2033 | 2033-11-08 | 0.27846 | 1.1704 | 0.19753 | 1.1514 | 0.25158 | 1.3001 | 0.26427 | 1.5355 | 0.26185 | 1.5483 | 0.21058 | 1.6178 | 0.27736 | 1.1363 | 0.23472 | 1.866 | 0.2356 | 1.1507 | 0.25258 | 0.96059
11 | 2033 | 2033-11-09 | 0.27817 | 1.1688 | 0.19256 | 1.1231 | 0.25469 | 1.3122 | 0.269 | 1.5586 | 0.26577 | 1.5676 | 0.21434 | 1.6412 | 0.27559 | 1.1296 | 0.22986 | 1.8275 | 0.22371 | 1.0978 | 0.24294 | 0.92473
11 | 2033 | 2033-11-10 | 0.27999 | 1.1758 | 0.19118 | 1.1157 | 0.24416 | 1.2633 | 0.27364 | 1.5871 | 0.26921 | 1.5844 | 0.21948 | 1.677 | 0.27802 | 1.142 | 0.22968 | 1.8217 | 0.22399 | 1.0955 | 0.23379 | 0.89045
11 | 2033 | 2033-11-11 | 0.27009 | 1.1367 | 0.18602 | 1.0849 | 0.24337 | 1.257 | 0.27006 | 1.5587 | 0.26578 | 1.5623 | 0.2154 | 1.6385 | 0.2848 | 1.1655 | 0.22728 | 1.8006 | 0.21716 | 1.0645 | 0.23588 | 0.89748
11 | 2033 | 2033-11-12 | 0.27549 | 1.1527 | 0.17559 | 1.0191 | 0.25036 | 1.2761 | 0.26261 | 1.5075 | 0.26117 | 1.529 | 0.2131 | 1.6202 | 0.27294 | 1.1124 | 0.21784 | 1.7244 | 0.23072 | 1.1169 | 0.2535 | 0.95699
11 | 2033 | 2033-11-13 | 0.29745 | 1.2326 | 0.18997 | 1.0949 | 0.25429 | 1.2933 | 0.27764 | 1.5656 | 0.27581 | 1.607 | 0.21924 | 1.6536 | 0.29021 | 1.1784 | 0.2237 | 1.7633 | 0.23739 | 1.147 | 0.26264 | 0.99028
11 | 2033 | 2033-11-14 | 0.32206 | 1.323 | 0.21115 | 1.2125 | 0.29091 | 1.4706 | 0.31037 | 1.7526 | 0.30243 | 1.7578 | 0.24165 | 1.8144 | 0.30691 | 1.2498 | 0.25781 | 2.0113 | 0.25915 | 1.2536 | 0.28113 | 1.0627
11 | 2033 | 2033-11-15 | 0.32317 | 1.3265 | 0.21647 | 1.2353 | 0.28637 | 1.4429 | 0.31087 | 1.7506 | 0.30239 | 1.7546 | 0.24163 | 1.8078 | 0.31738 | 1.2891 | 0.25463 | 1.984 | 0.25278 | 1.223 | 0.27795 | 1.0506
11 | 2033 | 2033-11-16 | 0.30654 | 1.2653 | 0.20668 | 1.1847 | 0.27981 | 1.4135 | 0.30672 | 1.7323 | 0.29746 | 1.7245 | 0.24038 | 1.7948 | 0.30611 | 1.2498 | 0.252 | 1.9604 | 0.24826 | 1.1999 | 0.27277 | 1.031
11 | 2033 | 2033-11-17 | 0.28569 | 1.1887 | 0.20169 | 1.1571 | 0.2837 | 1.4293 | 0.31006 | 1.7332 | 0.30079 | 1.7395 | 0.2393 | 1.7754 | 0.30402 | 1.2451 | 0.2507 | 1.9471 | 0.24342 | 1.1777 | 0.26159 | 0.98965
11 | 2033 | 2033-11-18 | 0.30206 | 1.2489 | 0.20251 | 1.1617 | 0.2683 | 1.3593 | 0.31847 | 1.7888 | 0.30708 | 1.7722 | 0.24881 | 1.846 | 0.3029 | 1.2413 | 0.25818 | 1.9984 | 0.25001 | 1.2103 | 0.26746 | 1.011
11 | 2033 | 2033-11-19 | 0.29846 | 1.2305 | 0.1949 | 1.1116 | 0.26801 | 1.35 | 0.30675 | 1.7132 | 0.29843 | 1.7161 | 0.24291 | 1.7993 | 0.30536 | 1.2361 | 0.2358 | 1.8284 | 0.24023 | 1.1594 | 0.25836 | 0.97236
11 | 2033 | 2033-11-20 | 0.30955 | 1.2739 | 0.2001 | 1.1386 | 0.26856 | 1.3537 | 0.31183 | 1.741 | 0.30219 | 1.7342 | 0.24747 | 1.8287 | 0.30876 | 1.2508 | 0.24225 | 1.8712 | 0.24929 | 1.1991 | 0.26265 | 0.98785
11 | 2033 | 2033-11-21 | 0.31218 | 1.2863 | 0.20754 | 1.183 | 0.28402 | 1.4284 | 0.3388 | 1.8976 | 0.32326 | 1.8538 | 0.26569 | 1.9574 | 0.31163 | 1.2773 | 0.26593 | 2.0425 | 0.25678 | 1.2384 | 0.29311 | 1.1043
11 | 2033 | 2033-11-22 | 0.32674 | 1.3355 | 0.20905 | 1.188 | 0.27684 | 1.3922 | 0.33987 | 1.9001 | 0.32351 | 1.8522 | 0.26631 | 1.9555 | 0.31804 | 1.2971 | 0.2666 | 2.0434 | 0.25591 | 1.2338 | 0.2808 | 1.0587
11 | 2033 | 2033-11-23 | 0.3327 | 1.3582 | 0.21975 | 1.2433 | 0.29298 | 1.4648 | 0.35467 | 1.9618 | 0.3374 | 1.926 | 0.27332 | 1.9964 | 0.32665 | 1.3349 | 0.26905 | 2.0574 | 0.25712 | 1.2393 | 0.28312 | 1.0672
11 | 2033 | 2033-11-24 | 0.33411 | 1.364 | 0.22926 | 1.2919 | 0.32229 | 1.6001 | 0.36436 | 2.014 | 0.3454 | 1.9678 | 0.28107 | 2.0494 | 0.34448 | 1.4011 | 0.27981 | 2.132 | 0.27111 | 1.3036 | 0.30406 | 1.144
11 | 2033 | 2033-11-25 | 0.33651 | 1.3747 | 0.23824 | 1.3382 | 0.31155 | 1.5544 | 0.37552 | 2.0728 | 0.35482 | 2.0173 | 0.28956 | 2.1075 | 0.34518 | 1.4002 | 0.28431 | 2.161 | 0.27541 | 1.3235 | 0.29373 | 1.1062
11 | 2033 | 2033-11-26 | 0.32924 | 1.3418 | 0.22589 | 1.2626 | 0.31629 | 1.565 | 0.36919 | 2.0303 | 0.35078 | 1.987 | 0.28853 | 2.0987 | 0.33861 | 1.362 | 0.26302 | 1.9982 | 0.27084 | 1.2931 | 0.29674 | 1.1119
11 | 2033 | 2033-11-27 | 0.3371 | 1.3697 | 0.22736 | 1.268 | 0.31552 | 1.5583 | 0.37357 | 2.0323 | 0.35516 | 2.0076 | 0.28689 | 2.0727 | 0.33508 | 1.3574 | 0.26463 | 2.0062 | 0.27085 | 1.2932 | 0.29408 | 1.1022
11 | 2033 | 2033-11-28 | 0.34509 | 1.4047 | 0.24351 | 1.3619 | 0.33285 | 1.6485 | 0.40098 | 2.1936 | 0.37638 | 2.1281 | 0.30588 | 2.2078 | 0.34768 | 1.4168 | 0.28805 | 2.177 | 0.27376 | 1.3164 | 0.29965 | 1.1276
11 | 2033 | 2033-11-29 | 0.33826 | 1.3826 | 0.24228 | 1.3547 | 0.33266 | 1.6504 | 0.40527 | 2.2258 | 0.37874 | 2.1388 | 0.31183 | 2.2502 | 0.35747 | 1.4531 | 0.29334 | 2.2109 | 0.28301 | 1.3553 | 0.30285 | 1.139
11 | 2033 | 2033-11-30 | 0.34568 | 1.4063 | 0.23744 | 1.3267 | 0.3246 | 1.6063 | 0.40172 | 2.2022 | 0.37465 | 2.1129 | 0.30861 | 2.2185 | 0.35363 | 1.4381 | 0.29046 | 2.1856 | 0.27841 | 1.3321 | 0.2944 | 1.1079
12 | 2033 | 2033-12-01 | 0.3214 | 1.3856 | 0.26748 | 1.4698 | 0.31671 | 1.6137 | 0.44133 | 2.3603 | 0.38082 | 2.1527 | 0.31294 | 2.0598 | 0.32346 | 1.4464 | 0.31581 | 2.3 | 0.28733 | 1.4119 | 0.30337 | 1.1805
12 | 2033 | 2033-12-02 | 0.34085 | 1.4615 | 0.27904 | 1.5267 | 0.35277 | 1.7879 | 0.45857 | 2.4392 | 0.39417 | 2.225 | 0.32123 | 2.0982 | 0.33565 | 1.4979 | 0.32511 | 2.3597 | 0.29922 | 1.4674 | 0.32544 | 1.2661
12 | 2033 | 2033-12-03 | 0.33416 | 1.4326 | 0.28282 | 1.5354 | 0.35587 | 1.7928 | 0.4619 | 2.4422 | 0.39557 | 2.2245 | 0.32602 | 2.1159 | 0.33244 | 1.4779 | 0.30483 | 2.2034 | 0.295 | 1.4411 | 0.32975 | 1.2806
12 | 2033 | 2033-12-04 | 0.3486 | 1.4888 | 0.29481 | 1.5965 | 0.37573 | 1.8898 | 0.47375 | 2.4995 | 0.40392 | 2.268 | 0.33352 | 2.1561 | 0.34577 | 1.534 | 0.31127 | 2.2446 | 0.30151 | 1.4722 | 0.32477 | 1.2608
12 | 2033 | 2033-12-05 | 0.3539 | 1.5112 | 0.30334 | 1.6505 | 0.37096 | 1.8727 | 0.48861 | 2.5848 | 0.41506 | 2.3321 | 0.34093 | 2.2048 | 0.35675 | 1.5858 | 0.33174 | 2.3954 | 0.30446 | 1.4908 | 0.32776 | 1.2751
12 | 2033 | 2033-12-06 | 0.36237 | 1.544 | 0.3054 | 1.6588 | 0.3699 | 1.8665 | 0.4901 | 2.5888 | 0.41659 | 2.3382 | 0.34084 | 2.1997 | 0.3592 | 1.5959 | 0.33597 | 2.4204 | 0.31034 | 1.5172 | 0.34253 | 1.3326
12 | 2033 | 2033-12-07 | 0.37348 | 1.5872 | 0.31005 | 1.6807 | 0.38893 | 1.9576 | 0.5042 | 2.6607 | 0.42561 | 2.3848 | 0.35153 | 2.262 | 0.36876 | 1.6363 | 0.33784 | 2.4318 | 0.30872 | 1.5114 | 0.32878 | 1.2787
12 | 2033 | 2033-12-08 | 0.3516 | 1.5008 | 0.30449 | 1.6522 | 0.38362 | 1.9315 | 0.50315 | 2.6598 | 0.42349 | 2.3691 | 0.35385 | 2.2803 | 0.35733 | 1.5873 | 0.33268 | 2.3928 | 0.30239 | 1.4795 | 0.33093 | 1.2872
12 | 2033 | 2033-12-09 | 0.34683 | 1.4817 | 0.29722 | 1.6118 | 0.37265 | 1.8764 | 0.51095 | 2.696 | 0.42917 | 2.3982 | 0.35813 | 2.3005 | 0.34362 | 1.5286 | 0.33873 | 2.4305 | 0.31056 | 1.5171 | 0.32492 | 1.2637
12 | 2033 | 2033-12-10 | 0.33171 | 1.4198 | 0.27907 | 1.5067 | 0.36414 | 1.8263 | 0.49652 | 2.6094 | 0.41849 | 2.3312 | 0.35059 | 2.2458 | 0.33495 | 1.4849 | 0.31514 | 2.2519 | 0.30245 | 1.4721 | 0.33196 | 1.2889
12 | 2033 | 2033-12-11 | 0.34497 | 1.4715 | 0.29008 | 1.5594 | 0.37503 | 1.8758 | 0.50959 | 2.6733 | 0.4274 | 2.378 | 0.35905 | 2.2915 | 0.35041 | 1.5509 | 0.31999 | 2.282 | 0.30816 | 1.4988 | 0.31689 | 1.2303
12 | 2033 | 2033-12-12 | 0.33746 | 1.4437 | 0.29995 | 1.6194 | 0.3815 | 1.9131 | 0.51806 | 2.7233 | 0.43485 | 2.4227 | 0.36029 | 2.3 | 0.34948 | 1.5513 | 0.34144 | 2.4386 | 0.31496 | 1.5341 | 0.3198 | 1.2444
12 | 2033 | 2033-12-13 | 0.33882 | 1.4487 | 0.28942 | 1.5645 | 0.36172 | 1.8169 | 0.50417 | 2.6544 | 0.42479 | 2.3641 | 0.352 | 2.2522 | 0.3396 | 1.5091 | 0.32643 | 2.3354 | 0.29121 | 1.4227 | 0.3131 | 1.2183
12 | 2033 | 2033-12-14 | 0.33539 | 1.4349 | 0.28675 | 1.5507 | 0.34388 | 1.7288 | 0.50082 | 2.6373 | 0.42214 | 2.3468 | 0.35015 | 2.2401 | 0.34047 | 1.5125 | 0.32023 | 2.2906 | 0.28215 | 1.3792 | 0.29799 | 1.1596
12 | 2033 | 2033-12-15 | 0.3504 | 1.4935 | 0.29146 | 1.5735 | 0.35824 | 1.7992 | 0.5046 | 2.6593 | 0.42356 | 2.3513 | 0.35475 | 2.269 | 0.34779 | 1.543 | 0.31717 | 2.2679 | 0.27633 | 1.3518 | 0.29909 | 1.1642
12 | 2033 | 2033-12-16 | 0.35432 | 1.5086 | 0.29524 | 1.5902 | 0.35876 | 1.8004 | 0.50704 | 2.6644 | 0.42649 | 2.3665 | 0.35309 | 2.2492 | 0.35813 | 1.587 | 0.3216 | 2.2955 | 0.28166 | 1.3769 | 0.30147 | 1.1736
12 | 2033 | 2033-12-17 | 0.3496 | 1.4878 | 0.27717 | 1.4844 | 0.34252 | 1.7138 | 0.49769 | 2.6055 | 0.41865 | 2.3151 | 0.34993 | 2.2218 | 0.35275 | 1.5576 | 0.30245 | 2.1465 | 0.28174 | 1.3696 | 0.29616 | 1.1508
12 | 2033 | 2033-12-18 | 0.35743 | 1.5183 | 0.28411 | 1.5194 | 0.35231 | 1.7597 | 0.50897 | 2.6587 | 0.42668 | 2.3578 | 0.35608 | 2.2514 | 0.35392 | 1.5614 | 0.30049 | 2.1305 | 0.27927 | 1.357 | 0.30064 | 1.1683
12 | 2033 | 2033-12-19 | 0.37936 | 1.6063 | 0.31501 | 1.686 | 0.39116 | 1.9497 | 0.53263 | 2.7914 | 0.44285 | 2.4499 | 0.37068 | 2.344 | 0.37738 | 1.667 | 0.33134 | 2.3516 | 0.29872 | 1.453 | 0.33818 | 1.3173
12 | 2033 | 2033-12-20 | 0.38274 | 1.6194 | 0.31333 | 1.6725 | 0.38854 | 1.9341 | 0.52671 | 2.7487 | 0.44145 | 2.4427 | 0.36022 | 2.2661 | 0.37544 | 1.6584 | 0.32916 | 2.3344 | 0.29589 | 1.4388 | 0.33309 | 1.2973
12 | 2033 | 2033-12-21 | 0.63447 | 2.6079 | 0.5515 | 2.9081 | 0.78947 | 3.8962 | 0.75378 | 3.8559 | 0.60348 | 3.344 | 0.4947 | 2.9966 | 0.57453 | 2.4995 | 0.49556 | 3.4626 | 0.52149 | 2.5116 | 0.57201 | 2.2239
12 | 2033 | 2033-12-22 | 0.37164 | 1.5754 | 0.32494 | 1.7372 | 0.39624 | 1.9783 | 0.55507 | 2.899 | 0.45788 | 2.5275 | 0.38399 | 2.4089 | 0.38168 | 1.6822 | 0.34168 | 2.415 | 0.31261 | 1.5176 | 0.35487 | 1.3821
12 | 2033 | 2033-12-23 | 0.38651 | 1.6337 | 0.33112 | 1.7657 | 0.39798 | 1.9838 | 0.5589 | 2.911 | 0.46172 | 2.5482 | 0.38303 | 2.3927 | 0.38412 | 1.6921 | 0.34583 | 2.4409 | 0.31867 | 1.5457 | 0.33445 | 1.3027
12 | 2033 | 2033-12-24 | 0.37916 | 1.6026 | 0.31498 | 1.6727 | 0.39515 | 1.9673 | 0.55004 | 2.8559 | 0.45385 | 2.4969 | 0.38073 | 2.3713 | 0.37964 | 1.6658 | 0.3232 | 2.2723 | 0.30815 | 1.4929 | 0.32514 | 1.264
12 | 2033 | 2033-12-25 | 0.3656 | 1.5493 | 0.30545 | 1.6241 | 0.39161 | 1.9496 | 0.54109 | 2.8136 | 0.44659 | 2.4543 | 0.37642 | 2.3479 | 0.3676 | 1.614 | 0.31909 | 2.2425 | 0.30263 | 1.4663 | 0.32637 | 1.2689
12 | 2033 | 2033-12-26 | 0.38151 | 1.6138 | 0.32362 | 1.7278 | 0.39978 | 1.9949 | 0.55964 | 2.9158 | 0.46042 | 2.535 | 0.38486 | 2.3987 | 0.38233 | 1.6814 | 0.34398 | 2.4221 | 0.31735 | 1.5376 | 0.35688 | 1.3907
12 | 2033 | 2033-12-27 | 0.37925 | 1.6049 | 0.3317 | 1.7637 | 0.40873 | 2.0342 | 0.56169 | 2.9274 | 0.46097 | 2.536 | 0.38715 | 2.4114 | 0.37942 | 1.6688 | 0.34129 | 2.4019 | 0.31417 | 1.522 | 0.34969 | 1.3627
12 | 2033 | 2033-12-28 | 0.38342 | 1.6213 | 0.32777 | 1.7441 | 0.40292 | 2.0082 | 0.56623 | 2.9489 | 0.46385 | 2.5506 | 0.38969 | 2.4223 | 0.37905 | 1.666 | 0.34125 | 2.399 | 0.31618 | 1.5299 | 0.35762 | 1.3938
12 | 2033 | 2033-12-29 | 0.38222 | 1.6166 | 0.3306 | 1.7552 | 0.40218 | 2.0028 | 0.56181 | 2.9128 | 0.46362 | 2.5507 | 0.3796 | 2.3451 | 0.38203 | 1.6782 | 0.33913 | 2.3829 | 0.31383 | 1.5183 | 0.35164 | 1.3711
12 | 2033 | 2033-12-30 | 0.38002 | 1.6079 | 0.32327 | 1.7187 | 0.38137 | 1.9028 | 0.56387 | 2.9238 | 0.46434 | 2.553 | 0.38147 | 2.3545 | 0.38469 | 1.6887 | 0.33696 | 2.3665 | 0.31149 | 1.5067 | 0.35142 | 1.3702
12 | 2033 | 2033-12-31 | 0.35717 | 1.5161 | 0.30416 | 1.6097 | 0.37296 | 1.8544 | 0.54209 | 2.8086 | 0.44649 | 2.4461 | 0.37295 | 2.3032 | 0.36219 | 1.5861 | 0.30919 | 2.1618 | 0.29748 | 1.435 | 0.32569 | 1.2679
1 | 2034 | 2034-01-01 | 0.35149 | 1.4886 | 0.32667 | 1.7091 | 0.42 | 2.074 | 0.57178 | 2.9441 | 0.46586 | 2.5884 | 0.40166 | 2.4874 | 0.3864 | 1.7306 | 0.33049 | 2.3161 | 0.30003 | 1.4605 | 0.32269 | 1.2584
1 | 2034 | 2034-01-02 | 0.36092 | 1.5278 | 0.33712 | 1.7724 | 0.41161 | 2.0393 | 0.57965 | 3.0025 | 0.4708 | 2.6155 | 0.4066 | 2.529 | 0.39214 | 1.7592 | 0.35787 | 2.513 | 0.31389 | 1.5295 | 0.33891 | 1.3248
1 | 2034 | 2034-01-03 | 0.35004 | 1.4853 | 0.32757 | 1.7231 | 0.4037 | 2.0002 | 0.57608 | 2.983 | 0.46791 | 2.599 | 0.40365 | 2.5068 | 0.38843 | 1.7414 | 0.35605 | 2.4981 | 0.31244 | 1.5214 | 0.34636 | 1.3541
1 | 2034 | 2034-01-04 | 0.34619 | 1.4705 | 0.32312 | 1.6998 | 0.39542 | 1.9603 | 0.56595 | 2.9378 | 0.45965 | 2.5483 | 0.3987 | 2.4816 | 0.37994 | 1.7032 | 0.34954 | 2.4509 | 0.30507 | 1.4848 | 0.33471 | 1.3088
1 | 2034 | 2034-01-05 | 0.34173 | 1.4532 | 0.31944 | 1.6802 | 0.38807 | 1.9244 | 0.57262 | 2.97 | 0.46405 | 2.5723 | 0.40271 | 2.502 | 0.384 | 1.7209 | 0.34066 | 2.3899 | 0.29579 | 1.4401 | 0.32678 | 1.278
1 | 2034 | 2034-01-06 | 0.35011 | 1.4861 | 0.32631 | 1.7145 | 0.39358 | 1.951 | 0.56992 | 2.9592 | 0.46137 | 2.5546 | 0.40178 | 2.4976 | 0.38895 | 1.7423 | 0.34415 | 2.4128 | 0.30172 | 1.468 | 0.32796 | 1.2826
1 | 2034 | 2034-01-07 | 0.3397 | 1.4433 | 0.30377 | 1.5881 | 0.37379 | 1.8475 | 0.55884 | 2.8849 | 0.45317 | 2.5068 | 0.39464 | 2.4385 | 0.36701 | 1.6406 | 0.3224 | 2.2488 | 0.2963 | 1.4368 | 0.30867 | 1.2054
1 | 2034 | 2034-01-08 | 0.35625 | 1.5079 | 0.30905 | 1.6138 | 0.37531 | 1.8545 | 0.56508 | 2.916 | 0.45716 | 2.5282 | 0.39874 | 2.461 | 0.37673 | 1.6827 | 0.31769 | 2.2175 | 0.29282 | 1.4203 | 0.32189 | 1.2573
1 | 2034 | 2034-01-09 | 0.37722 | 1.5922 | 0.33974 | 1.7798 | 0.41876 | 2.0712 | 0.583 | 3.0184 | 0.46989 | 2.6031 | 0.40828 | 2.5227 | 0.40431 | 1.8086 | 0.34953 | 2.4479 | 0.3138 | 1.5246 | 0.35482 | 1.3885
1 | 2034 | 2034-01-10 | 0.39138 | 1.6478 | 0.34845 | 1.8231 | 0.42642 | 2.1079 | 0.59545 | 3.0731 | 0.47904 | 2.658 | 0.41403 | 2.5461 | 0.41382 | 1.8502 | 0.36414 | 2.5451 | 0.33295 | 1.615 | 0.36597 | 1.4324
1 | 2034 | 2034-01-11 | 0.39078 | 1.6456 | 0.3463 | 1.8113 | 0.42908 | 2.1205 | 0.59399 | 3.0633 | 0.47775 | 2.6517 | 0.41216 | 2.5297 | 0.41587 | 1.8585 | 0.36339 | 2.5393 | 0.33377 | 1.6183 | 0.36063 | 1.4113
1 | 2034 | 2034-01-12 | 0.38108 | 1.608 | 0.33532 | 1.7552 | 0.41989 | 2.0762 | 0.5852 | 3.0245 | 0.47049 | 2.6074 | 0.40796 | 2.5089 | 0.39746 | 1.7766 | 0.35914 | 2.5096 | 0.33025 | 1.6009 | 0.35619 | 1.3942
1 | 2034 | 2034-01-13 | 0.36639 | 1.5512 | 0.3435 | 1.7963 | 0.41011 | 2.0295 | 0.5778 | 2.9927 | 0.46422 | 2.5688 | 0.40469 | 2.4939 | 0.38132 | 1.7052 | 0.34756 | 2.4295 | 0.31749 | 1.5391 | 0.34454 | 1.3493
1 | 2034 | 2034-01-14 | 0.35696 | 1.5123 | 0.31674 | 1.6494 | 0.40083 | 1.9783 | 0.56883 | 2.9305 | 0.45739 | 2.5283 | 0.39947 | 2.4486 | 0.37588 | 1.6763 | 0.31561 | 2.198 | 0.30039 | 1.4528 | 0.32515 | 1.2714
1 | 2034 | 2034-01-15 | 0.3445 | 1.464 | 0.3092 | 1.6105 | 0.38282 | 1.8905 | 0.56348 | 2.9087 | 0.45261 | 2.4982 | 0.39752 | 2.4414 | 0.37664 | 1.6787 | 0.32125 | 2.2373 | 0.30984 | 1.4981 | 0.33623 | 1.3148
1 | 2034 | 2034-01-16 | 0.36293 | 1.5385 | 0.32378 | 1.6947 | 0.40478 | 2.0038 | 0.58617 | 3.0299 | 0.46926 | 2.5987 | 0.40854 | 2.5062 | 0.3796 | 1.6958 | 0.35316 | 2.4637 | 0.32897 | 1.5914 | 0.36305 | 1.4219
1 | 2034 | 2034-01-17 | 0.37863 | 1.5996 | 0.33453 | 1.7485 | 0.40859 | 2.0221 | 0.58075 | 3.0053 | 0.46467 | 2.5714 | 0.40572 | 2.4908 | 0.39858 | 1.7788 | 0.35089 | 2.4485 | 0.3284 | 1.5885 | 0.36654 | 1.4364
1 | 2034 | 2034-01-18 | 0.37208 | 1.5746 | 0.33117 | 1.7312 | 0.41125 | 2.0348 | 0.5746 | 2.9751 | 0.45975 | 2.5434 | 0.40175 | 2.4662 | 0.39206 | 1.7501 | 0.34385 | 2.3991 | 0.32115 | 1.5529 | 0.35544 | 1.3936
1 | 2034 | 2034-01-19 | 0.34912 | 1.4855 | 0.33037 | 1.7269 | 0.40009 | 1.982 | 0.56311 | 2.918 | 0.45103 | 2.4945 | 0.39415 | 2.4195 | 0.38985 | 1.7404 | 0.33423 | 2.3365 | 0.31261 | 1.513 | 0.34961 | 1.3705
1 | 2034 | 2034-01-20 | 0.34178 | 1.4573 | 0.32186 | 1.6837 | 0.38584 | 1.9131 | 0.55652 | 2.8896 | 0.44544 | 2.4605 | 0.39121 | 2.4061 | 0.39418 | 1.7588 | 0.33112 | 2.3128 | 0.30975 | 1.4979 | 0.33353 | 1.3082
1 | 2034 | 2034-01-21 | 0.35583 | 1.5101 | 0.3223 | 1.6735 | 0.41461 | 2.0434 | 0.54213 | 2.8038 | 0.43441 | 2.3949 | 0.38358 | 2.3513 | 0.38064 | 1.6945 | 0.30858 | 2.1446 | 0.30388 | 1.4649 | 0.3311 | 1.2966
1 | 2034 | 2034-01-22 | 0.354 | 1.5034 | 0.31935 | 1.6582 | 0.41757 | 2.0574 | 0.55158 | 2.848 | 0.44103 | 2.4338 | 0.38879 | 2.3777 | 0.37717 | 1.6793 | 0.30951 | 2.1498 | 0.30657 | 1.4769 | 0.32758 | 1.283
1 | 2034 | 2034-01-23 | 0.33696 | 1.4395 | 0.32267 | 1.6864 | 0.39833 | 1.9728 | 0.55662 | 2.8886 | 0.44432 | 2.4554 | 0.39065 | 2.3976 | 0.37607 | 1.6779 | 0.32068 | 2.2386 | 0.30158 | 1.4564 | 0.33382 | 1.3101
1 | 2034 | 2034-01-24 | 0.33407 | 1.4286 | 0.30572 | 1.6002 | 0.37621 | 1.8655 | 0.54916 | 2.8517 | 0.43852 | 2.423 | 0.38576 | 2.3677 | 0.36463 | 1.627 | 0.31255 | 2.1831 | 0.29349 | 1.4173 | 0.31787 | 1.2482
1 | 2034 | 2034-01-25 | 0.3255 | 1.3957 | 0.30572 | 1.5998 | 0.36868 | 1.8307 | 0.53619 | 2.7902 | 0.42848 | 2.3652 | 0.3782 | 2.3255 | 0.35715 | 1.5941 | 0.30129 | 2.1075 | 0.28203 | 1.3627 | 0.31285 | 1.2285
1 | 2034 | 2034-01-26 | 0.32929 | 1.4109 | 0.30166 | 1.5788 | 0.35756 | 1.777 | 0.52645 | 2.7395 | 0.42127 | 2.3266 | 0.37101 | 2.2789 | 0.3536 | 1.5779 | 0.30407 | 2.1255 | 0.287 | 1.3857 | 0.30415 | 1.195
1 | 2034 | 2034-01-27 | 0.33658 | 1.4397 | 0.29198 | 1.5297 | 0.33524 | 1.6682 | 0.5208 | 2.715 | 0.41645 | 2.2977 | 0.36846 | 2.2676 | 0.35184 | 1.5699 | 0.31127 | 2.174 | 0.29764 | 1.4361 | 0.31307 | 1.2303
1 | 2034 | 2034-01-28 | 0.3423 | 1.46 | 0.29925 | 1.5542 | 0.34812 | 1.7235 | 0.51034 | 2.6485 | 0.40831 | 2.2487 | 0.36333 | 2.228 | 0.34717 | 1.5454 | 0.28468 | 1.9773 | 0.2862 | 1.376 | 0.29933 | 1.1745
1 | 2034 | 2034-01-29 | 0.34158 | 1.4576 | 0.30474 | 1.5812 | 0.37743 | 1.864 | 0.51543 | 2.6712 | 0.4118 | 2.2702 | 0.36581 | 2.2391 | 0.34783 | 1.5477 | 0.2912 | 2.0207 | 0.29572 | 1.4207 | 0.31672 | 1.2427
1 | 2034 | 2034-01-30 | 0.34133 | 1.4596 | 0.3173 | 1.6561 | 0.38128 | 1.8898 | 0.53674 | 2.7879 | 0.42729 | 2.3634 | 0.37675 | 2.3076 | 0.36055 | 1.6086 | 0.31829 | 2.2199 | 0.31108 | 1.4985 | 0.33652 | 1.3225
1 | 2034 | 2034-01-31 | 0.35769 | 1.5236 | 0.33561 | 1.7491 | 0.40913 | 2.0255 | 0.54347 | 2.8141 | 0.43242 | 2.3969 | 0.37877 | 2.3103 | 0.37413 | 1.6686 | 0.32042 | 2.2339 | 0.31531 | 1.5182 | 0.34512 | 1.3562
2 | 2034 | 2034-02-01 | 0.37512 | 1.6081 | 0.33001 | 1.7438 | 0.39219 | 1.9631 | 0.51006 | 2.6861 | 0.41676 | 2.3773 | 0.37939 | 2.3525 | 0.38173 | 1.7063 | 0.3006 | 2.1381 | 0.29898 | 1.4383 | 0.33432 | 1.3473
2 | 2034 | 2034-02-02 | 0.36799 | 1.58 | 0.31427 | 1.6621 | 0.36946 | 1.8515 | 0.51003 | 2.6859 | 0.41668 | 2.3784 | 0.37912 | 2.35 | 0.36193 | 1.618 | 0.29283 | 2.0831 | 0.29035 | 1.397 | 0.33048 | 1.3309
2 | 2034 | 2034-02-03 | 0.35713 | 1.5377 | 0.30626 | 1.6204 | 0.34982 | 1.7563 | 0.50032 | 2.6383 | 0.4088 | 2.3298 | 0.3722 | 2.3096 | 0.35824 | 1.602 | 0.29659 | 2.1105 | 0.29813 | 1.4333 | 0.32799 | 1.319
2 | 2034 | 2034-02-04 | 0.34058 | 1.471 | 0.29609 | 1.5576 | 0.34725 | 1.7381 | 0.48508 | 2.5441 | 0.39666 | 2.263 | 0.36517 | 2.2576 | 0.33092 | 1.4766 | 0.27104 | 1.9223 | 0.28896 | 1.3845 | 0.32159 | 1.2923
2 | 2034 | 2034-02-05 | 0.34484 | 1.4888 | 0.29671 | 1.5606 | 0.3359 | 1.6834 | 0.47324 | 2.4863 | 0.3871 | 2.2037 | 0.35676 | 2.209 | 0.33493 | 1.4948 | 0.26297 | 1.8655 | 0.28035 | 1.3431 | 0.32007 | 1.2865
2 | 2034 | 2034-02-06 | 0.35441 | 1.5287 | 0.30714 | 1.6244 | 0.33819 | 1.701 | 0.493 | 2.5953 | 0.4018 | 2.2969 | 0.36775 | 2.2789 | 0.34667 | 1.5509 | 0.28614 | 2.0374 | 0.28966 | 1.3921 | 0.32382 | 1.3033
2 | 2034 | 2034-02-07 | 0.35328 | 1.5245 | 0.30913 | 1.6344 | 0.35949 | 1.8046 | 0.49606 | 2.609 | 0.40412 | 2.3145 | 0.36977 | 2.2893 | 0.34423 | 1.5398 | 0.28912 | 2.0589 | 0.29525 | 1.4186 | 0.3257 | 1.3118
2 | 2034 | 2034-02-08 | 0.34754 | 1.5023 | 0.3042 | 1.6086 | 0.34207 | 1.7188 | 0.48251 | 2.5422 | 0.39314 | 2.2467 | 0.36026 | 2.2342 | 0.3401 | 1.5221 | 0.28978 | 2.0633 | 0.29601 | 1.4227 | 0.32223 | 1.2975
2 | 2034 | 2034-02-09 | 0.34859 | 1.5068 | 0.29579 | 1.5648 | 0.33579 | 1.6883 | 0.47326 | 2.4966 | 0.38567 | 2.2012 | 0.35366 | 2.1959 | 0.33352 | 1.4926 | 0.2879 | 2.0502 | 0.29501 | 1.4178 | 0.32772 | 1.3208
2 | 2034 | 2034-02-10 | 0.34659 | 1.499 | 0.28818 | 1.5252 | 0.33996 | 1.7086 | 0.47329 | 2.4973 | 0.38588 | 2.2035 | 0.35317 | 2.1929 | 0.32864 | 1.4706 | 0.28236 | 2.0114 | 0.28951 | 1.3914 | 0.324 | 1.306
2 | 2034 | 2034-02-11 | 0.33219 | 1.4412 | 0.28868 | 1.5176 | 0.3369 | 1.6874 | 0.45274 | 2.3822 | 0.37033 | 2.1101 | 0.34136 | 2.1163 | 0.31971 | 1.4272 | 0.26125 | 1.8546 | 0.28527 | 1.3666 | 0.31414 | 1.2644
2 | 2034 | 2034-02-12 | 0.33566 | 1.4555 | 0.28043 | 1.4747 | 0.3377 | 1.6925 | 0.45403 | 2.3865 | 0.37121 | 2.1191 | 0.34222 | 2.12 | 0.30789 | 1.3747 | 0.26227 | 1.863 | 0.29021 | 1.389 | 0.30538 | 1.2303
2 | 2034 | 2034-02-13 | 0.32814 | 1.4274 | 0.29149 | 1.5417 | 0.33615 | 1.691 | 0.46077 | 2.4317 | 0.37546 | 2.1461 | 0.34427 | 2.1391 | 0.31073 | 1.3917 | 0.28032 | 1.9984 | 0.29188 | 1.4021 | 0.31056 | 1.2518
2 | 2034 | 2034-02-14 | 0.33284 | 1.4469 | 0.2753 | 1.4577 | 0.32723 | 1.6479 | 0.4535 | 2.3952 | 0.36958 | 2.1111 | 0.33904 | 2.1085 | 0.3089 | 1.3839 | 0.27169 | 1.938 | 0.28302 | 1.3593 | 0.30553 | 1.2314
2 | 2034 | 2034-02-15 | 0.3225 | 1.4062 | 0.27276 | 1.4442 | 0.31017 | 1.5644 | 0.44854 | 2.371 | 0.36575 | 2.0881 | 0.33517 | 2.0862 | 0.30266 | 1.3561 | 0.27394 | 1.9546 | 0.28799 | 1.3826 | 0.3145 | 1.2673
2 | 2034 | 2034-02-16 | 0.32171 | 1.4037 | 0.27156 | 1.4378 | 0.31252 | 1.5767 | 0.4464 | 2.3562 | 0.36354 | 2.0797 | 0.3341 | 2.0779 | 0.28726 | 1.2876 | 0.27444 | 1.9583 | 0.28948 | 1.3898 | 0.30375 | 1.2247
2 | 2034 | 2034-02-17 | 0.30937 | 1.3552 | 0.26193 | 1.3877 | 0.30191 | 1.5246 | 0.44105 | 2.3288 | 0.35923 | 2.0548 | 0.33019 | 2.0549 | 0.28394 | 1.2733 | 0.26328 | 1.8795 | 0.27598 | 1.3255 | 0.29847 | 1.2037
2 | 2034 | 2034-02-18 | 0.29763 | 1.3074 | 0.24927 | 1.3119 | 0.30228 | 1.5192 | 0.42009 | 2.2101 | 0.34321 | 1.9598 | 0.31831 | 1.9773 | 0.27282 | 1.2202 | 0.23879 | 1.6988 | 0.26734 | 1.2797 | 0.29366 | 1.1823
2 | 2034 | 2034-02-19 | 0.3161 | 1.3808 | 0.25404 | 1.3363 | 0.2986 | 1.5009 | 0.4133 | 2.1758 | 0.33777 | 1.9277 | 0.31336 | 1.9484 | 0.27263 | 1.2196 | 0.25548 | 1.8164 | 0.28732 | 1.3763 | 0.29838 | 1.2027
2 | 2034 | 2034-02-20 | 0.32458 | 1.4165 | 0.27061 | 1.4318 | 0.31116 | 1.5686 | 0.42972 | 2.2691 | 0.35007 | 2.0048 | 0.3217 | 2.0041 | 0.28024 | 1.2573 | 0.27165 | 1.9388 | 0.28736 | 1.3812 | 0.30389 | 1.2276
2 | 2034 | 2034-02-21 | 0.30711 | 1.3476 | 0.26111 | 1.3823 | 0.29973 | 1.514 | 0.42653 | 2.2518 | 0.34746 | 1.9913 | 0.3193 | 1.9895 | 0.2788 | 1.2512 | 0.26823 | 1.9157 | 0.28606 | 1.3741 | 0.30131 | 1.216
2 | 2034 | 2034-02-22 | 0.29743 | 1.3101 | 0.25612 | 1.3563 | 0.29146 | 1.4739 | 0.40642 | 2.1482 | 0.33065 | 1.8906 | 0.30604 | 1.9113 | 0.27689 | 1.2433 | 0.25799 | 1.8433 | 0.2734 | 1.3139 | 0.28471 | 1.1494
2 | 2034 | 2034-02-23 | 0.28518 | 1.2615 | 0.25518 | 1.3511 | 0.29447 | 1.4881 | 0.41358 | 2.185 | 0.33699 | 1.9304 | 0.30994 | 1.9343 | 0.26945 | 1.21 | 0.25451 | 1.819 | 0.26993 | 1.2974 | 0.2876 | 1.1596
2 | 2034 | 2034-02-24 | 0.29785 | 1.3123 | 0.26153 | 1.3836 | 0.30393 | 1.5337 | 0.41043 | 2.1684 | 0.33453 | 1.9171 | 0.30739 | 1.9191 | 0.27075 | 1.216 | 0.26554 | 1.897 | 0.28375 | 1.364 | 0.3102 | 1.2507
2 | 2034 | 2034-02-25 | 0.28931 | 1.2771 | 0.24207 | 1.2726 | 0.28361 | 1.4279 | 0.39223 | 2.0601 | 0.32035 | 1.8365 | 0.29789 | 1.8539 | 0.25988 | 1.1641 | 0.24162 | 1.7199 | 0.27493 | 1.3177 | 0.28706 | 1.1585
2 | 2034 | 2034-02-26 | 0.27823 | 1.2329 | 0.24073 | 1.2651 | 0.27789 | 1.3982 | 0.38964 | 2.0509 | 0.31908 | 1.8262 | 0.29471 | 1.8373 | 0.25385 | 1.1373 | 0.24068 | 1.7133 | 0.27377 | 1.3126 | 0.27982 | 1.1283
2 | 2034 | 2034-02-27 | 0.28428 | 1.2594 | 0.23872 | 1.2645 | 0.2758 | 1.3963 | 0.39684 | 2.0961 | 0.32352 | 1.856 | 0.29727 | 1.8585 | 0.25799 | 1.1599 | 0.2581 | 1.8445 | 0.27529 | 1.3246 | 0.27923 | 1.1282
2 | 2034 | 2034-02-28 | 0.28648 | 1.2688 | 0.23777 | 1.2593 | 0.28276 | 1.4308 | 0.38867 | 2.0539 | 0.31688 | 1.8169 | 0.29143 | 1.8241 | 0.2694 | 1.2117 | 0.25441 | 1.8196 | 0.27359 | 1.3155 | 0.29049 | 1.1717
3 | 2034 | 2034-03-01 | 0.27727 | 1.2447 | 0.23651 | 1.2694 | 0.25575 | 1.346 | 0.42675 | 2.2672 | 0.32566 | 1.8621 | 0.29898 | 1.9311 | 0.25491 | 1.1522 | 0.23587 | 1.6679 | 0.2589 | 1.2764 | 0.28689 | 1.1866
3 | 2034 | 2034-03-02 | 0.2822 | 1.2652 | 0.23795 | 1.2772 | 0.26155 | 1.3764 | 0.42718 | 2.2681 | 0.3259 | 1.8668 | 0.29842 | 1.9283 | 0.25257 | 1.1418 | 0.24156 | 1.7076 | 0.27149 | 1.339 | 0.29553 | 1.2224
3 | 2034 | 2034-03-03 | 0.28178 | 1.245 | 0.23718 | 1.2723 | 0.25436 | 1.3399 | 0.42194 | 2.2407 | 0.32302 | 1.8529 | 0.29446 | 1.9035 | 0.24669 | 1.116 | 0.24309 | 1.7178 | 0.2711 | 1.3377 | 0.27822 | 1.1521
3 | 2034 | 2034-03-04 | 0.25579 | 1.1387 | 0.21881 | 1.1659 | 0.24275 | 1.2753 | 0.40253 | 2.1289 | 0.3074 | 1.7578 | 0.28388 | 1.8332 | 0.23176 | 1.0457 | 0.21236 | 1.4933 | 0.24744 | 1.2182 | 0.26093 | 1.0805
3 | 2034 | 2034-03-05 | 0.26423 | 1.174 | 0.21747 | 1.1595 | 0.23684 | 1.2445 | 0.39717 | 2.1008 | 0.3044 | 1.743 | 0.27984 | 1.8079 | 0.23053 | 1.0401 | 0.20757 | 1.4606 | 0.24456 | 1.204 | 0.25186 | 1.0428
3 | 2034 | 2034-03-06 | 0.26411 | 1.1748 | 0.22203 | 1.1916 | 0.24118 | 1.2711 | 0.40048 | 2.1283 | 0.30746 | 1.7615 | 0.28003 | 1.8131 | 0.23853 | 1.0797 | 0.23145 | 1.6371 | 0.25231 | 1.2459 | 0.25625 | 1.0614
3 | 2034 | 2034-03-07 | 0.25703 | 1.1462 | 0.21091 | 1.1321 | 0.21966 | 1.1586 | 0.39651 | 2.1067 | 0.30396 | 1.7409 | 0.27712 | 1.7953 | 0.23122 | 1.0472 | 0.22786 | 1.6121 | 0.24558 | 1.213 | 0.24041 | 0.99522
3 | 2034 | 2034-03-08 | 0.25692 | 1.1464 | 0.20238 | 1.0866 | 0.20249 | 1.0688 | 0.38585 | 2.0516 | 0.29657 | 1.6967 | 0.27024 | 1.7518 | 0.22846 | 1.0347 | 0.23019 | 1.6282 | 0.25069 | 1.2388 | 0.24324 | 1.0075
3 | 2034 | 2034-03-09 | 0.27593 | 1.224 | 0.21986 | 1.1793 | 0.23963 | 1.2632 | 0.3933 | 2.0877 | 0.30149 | 1.731 | 0.27361 | 1.7741 | 0.2321 | 1.0514 | 0.23402 | 1.6545 | 0.25584 | 1.265 | 0.26 | 1.0777
3 | 2034 | 2034-03-10 | 0.26458 | 1.1779 | 0.22077 | 1.184 | 0.23352 | 1.2314 | 0.39425 | 2.0911 | 0.30233 | 1.7399 | 0.2732 | 1.7721 | 0.2318 | 1.0507 | 0.2308 | 1.6323 | 0.25292 | 1.2508 | 0.25285 | 1.048
3 | 2034 | 2034-03-11 | 0.24291 | 1.0892 | 0.19787 | 1.0532 | 0.21372 | 1.124 | 0.36236 | 1.9166 | 0.27915 | 1.598 | 0.25526 | 1.6541 | 0.21638 | 0.97813 | 0.20024 | 1.4094 | 0.23387 | 1.1539 | 0.24054 | 0.99704
3 | 2034 | 2034-03-12 | 0.24307 | 1.0904 | 0.20061 | 1.0686 | 0.21267 | 1.1187 | 0.35823 | 1.8943 | 0.27629 | 1.5827 | 0.25202 | 1.6339 | 0.21771 | 0.98405 | 0.20125 | 1.4161 | 0.23458 | 1.1581 | 0.23935 | 0.99263
3 | 2034 | 2034-03-13 | 0.25528 | 1.1411 | 0.20656 | 1.1078 | 0.22099 | 1.1662 | 0.36869 | 1.9578 | 0.28415 | 1.6317 | 0.2562 | 1.6647 | 0.22037 | 0.99948 | 0.21959 | 1.5548 | 0.23846 | 1.1804 | 0.24959 | 1.0346
3 | 2034 | 2034-03-14 | 0.25179 | 1.128 | 0.20636 | 1.107 | 0.21857 | 1.1538 | 0.36117 | 1.9186 | 0.2795 | 1.606 | 0.25091 | 1.6311 | 0.22044 | 0.99994 | 0.2231 | 1.5791 | 0.24628 | 1.2196 | 0.25643 | 1.0639
3 | 2034 | 2034-03-15 | 0.2309 | 1.0433 | 0.19674 | 1.0553 | 0.20682 | 1.0926 | 0.34269 | 1.8242 | 0.26736 | 1.5323 | 0.2394 | 1.5577 | 0.20422 | 0.9272 | 0.21668 | 1.5348 | 0.23928 | 1.1851 | 0.24984 | 1.0367
3 | 2034 | 2034-03-16 | 0.22388 | 1.0149 | 0.18861 | 1.0123 | 0.20596 | 1.0883 | 0.34042 | 1.8112 | 0.26536 | 1.5217 | 0.2373 | 1.5447 | 0.205 | 0.93094 | 0.21253 | 1.5053 | 0.22677 | 1.1242 | 0.23028 | 0.95607
3 | 2034 | 2034-03-17 | 0.23051 | 1.0419 | 0.19312 | 1.0367 | 0.2014 | 1.0647 | 0.34219 | 1.8184 | 0.26586 | 1.5268 | 0.23753 | 1.5468 | 0.20125 | 0.91398 | 0.21507 | 1.5226 | 0.22983 | 1.1401 | 0.23649 | 0.98269
3 | 2034 | 2034-03-18 | 0.22604 | 1.022 | 0.17837 | 0.94891 | 0.2049 | 1.0794 | 0.33258 | 1.756 | 0.25762 | 1.4798 | 0.23221 | 1.5097 | 0.18548 | 0.83995 | 0.19267 | 1.3555 | 0.21892 | 1.0841 | 0.22465 | 0.93489
3 | 2034 | 2034-03-19 | 0.23756 | 1.069 | 0.19219 | 1.0211 | 0.21728 | 1.1445 | 0.33136 | 1.7481 | 0.25595 | 1.4707 | 0.23077 | 1.5009 | 0.19711 | 0.89252 | 0.20147 | 1.4159 | 0.23079 | 1.1439 | 0.23164 | 0.9641
3 | 2034 | 2034-03-20 | 0.25822 | 1.1544 | 0.20766 | 1.1116 | 0.22679 | 1.1985 | 0.35014 | 1.8535 | 0.26951 | 1.5561 | 0.23962 | 1.5615 | 0.21302 | 0.9674 | 0.22413 | 1.5842 | 0.24086 | 1.197 | 0.24587 | 1.0236
3 | 2034 | 2034-03-21 | 0.2506 | 1.1236 | 0.21051 | 1.1271 | 0.2316 | 1.224 | 0.35016 | 1.8517 | 0.26842 | 1.5502 | 0.23895 | 1.5577 | 0.21146 | 0.96053 | 0.22463 | 1.5872 | 0.23869 | 1.1872 | 0.24161 | 1.0065
3 | 2034 | 2034-03-22 | 0.25705 | 1.15 | 0.19399 | 1.0391 | 0.20981 | 1.1104 | 0.33678 | 1.783 | 0.25956 | 1.4971 | 0.23036 | 1.5028 | 0.206 | 0.93621 | 0.21866 | 1.5461 | 0.23356 | 1.162 | 0.24565 | 1.0234
3 | 2034 | 2034-03-23 | 0.24745 | 1.1114 | 0.19473 | 1.043 | 0.21275 | 1.1262 | 0.33386 | 1.7669 | 0.2576 | 1.4876 | 0.22773 | 1.4862 | 0.20451 | 0.92935 | 0.21752 | 1.5379 | 0.23057 | 1.1479 | 0.23471 | 0.97804
3 | 2034 | 2034-03-24 | 0.24168 | 1.0883 | 0.19867 | 1.0639 | 0.21737 | 1.1509 | 0.33103 | 1.7511 | 0.25533 | 1.4755 | 0.22526 | 1.4706 | 0.1987 | 0.90314 | 0.21767 | 1.5385 | 0.22901 | 1.141 | 0.23841 | 0.9945
3 | 2034 | 2034-03-25 | 0.22993 | 1.0391 | 0.18281 | 0.97073 | 0.21829 | 1.1523 | 0.31204 | 1.6415 | 0.24054 | 1.3864 | 0.21466 | 1.3995 | 0.188 | 0.85177 | 0.20031 | 1.4066 | 0.23041 | 1.1458 | 0.2305 | 0.96214
3 | 2034 | 2034-03-26 | 0.21784 | 0.99045 | 0.16983 | 0.90173 | 0.196 | 1.0363 | 0.3055 | 1.607 | 0.23569 | 1.3577 | 0.2101 | 1.3704 | 0.1708 | 0.77457 | 0.1922 | 1.3502 | 0.21744 | 1.0821 | 0.23489 | 0.98142
3 | 2034 | 2034-03-27 | 0.23317 | 1.0543 | 0.17872 | 0.95889 | 0.20862 | 1.1068 | 0.31732 | 1.6776 | 0.24503 | 1.417 | 0.21487 | 1.4045 | 0.18552 | 0.84387 | 0.22241 | 1.5706 | 0.23796 | 1.1873 | 0.24522 | 1.0236
3 | 2034 | 2034-03-28 | 0.24234 | 1.0913 | 0.18652 | 0.99872 | 0.20842 | 1.1063 | 0.32045 | 1.6922 | 0.24744 | 1.4359 | 0.21562 | 1.4094 | 0.20156 | 0.91598 | 0.22335 | 1.5767 | 0.23794 | 1.1881 | 0.24769 | 1.0338
3 | 2034 | 2034-03-29 | 0.24103 | 1.0866 | 0.1856 | 0.99409 | 0.21331 | 1.1326 | 0.31578 | 1.6671 | 0.24345 | 1.4121 | 0.21223 | 1.3879 | 0.1966 | 0.89352 | 0.21969 | 1.5513 | 0.23463 | 1.1721 | 0.244 | 1.0197
3 | 2034 | 2034-03-30 | 0.22714 | 1.0297 | 0.17913 | 0.95989 | 0.20499 | 1.0897 | 0.30743 | 1.6237 | 0.23777 | 1.3788 | 0.20656 | 1.3516 | 0.19621 | 0.89184 | 0.21768 | 1.537 | 0.22998 | 1.1498 | 0.22807 | 0.95374
3 | 2034 | 2034-03-31 | 0.22529 | 1.0224 | 0.17169 | 0.92108 | 0.18842 | 1.0037 | 0.29463 | 1.558 | 0.2291 | 1.3265 | 0.19837 | 1.2991 | 0.1799 | 0.81829 | 0.21525 | 1.5196 | 0.22333 | 1.1178 | 0.2158 | 0.90246
4 | 2034 | 2034-04-01 | 0.19805 | 0.91186 | 0.13959 | 0.73252 | 0.15166 | 0.7943 | 0.22936 | 1.2095 | 0.20671 | 1.1344 | 0.18039 | 1.1495 | 0.14771 | 0.64792 | 0.16097 | 1.1539 | 0.18808 | 0.94882 | 0.19381 | 0.81456
4 | 2034 | 2034-04-02 | 0.2099 | 0.95937 | 0.15198 | 0.79714 | 0.17471 | 0.91265 | 0.23096 | 1.2173 | 0.20979 | 1.1504 | 0.18173 | 1.1553 | 0.15971 | 0.6983 | 0.16907 | 1.2113 | 0.19803 | 1.0003 | 0.2004 | 0.84262
4 | 2034 | 2034-04-03 | 0.21519 | 0.98202 | 0.16228 | 0.8611 | 0.17735 | 0.93242 | 0.24817 | 1.3164 | 0.22495 | 1.238 | 0.19123 | 1.2164 | 0.17471 | 0.76754 | 0.18702 | 1.3474 | 0.20436 | 1.0346 | 0.21062 | 0.88535
4 | 2034 | 2034-04-04 | 0.19914 | 0.91746 | 0.15214 | 0.80793 | 0.17048 | 0.89792 | 0.2364 | 1.2554 | 0.21229 | 1.1704 | 0.18086 | 1.1554 | 0.16627 | 0.73157 | 0.18628 | 1.3411 | 0.20044 | 1.0157 | 0.21082 | 0.88673
4 | 2034 | 2034-04-05 | 0.19852 | 0.9151 | 0.14513 | 0.77129 | 0.16544 | 0.87374 | 0.23412 | 1.2427 | 0.21058 | 1.1614 | 0.17892 | 1.1428 | 0.1582 | 0.69716 | 0.17565 | 1.2662 | 0.18948 | 0.96057 | 0.20824 | 0.87645
4 | 2034 | 2034-04-06 | 0.20165 | 0.92822 | 0.15056 | 0.79966 | 0.16116 | 0.85239 | 0.22642 | 1.2026 | 0.20263 | 1.119 | 0.17217 | 1.1025 | 0.15769 | 0.69463 | 0.17907 | 1.2892 | 0.19029 | 0.96583 | 0.20355 | 0.85707
4 | 2034 | 2034-04-07 | 0.19915 | 0.91857 | 0.14407 | 0.76566 | 0.15482 | 0.82089 | 0.2241 | 1.188 | 0.20015 | 1.107 | 0.17053 | 1.0923 | 0.15376 | 0.67767 | 0.18185 | 1.3086 | 0.19281 | 0.97956 | 0.21537 | 0.90765
4 | 2034 | 2034-04-08 | 0.18921 | 0.87638 | 0.13652 | 0.71698 | 0.15725 | 0.82971 | 0.21005 | 1.1049 | 0.19126 | 1.0516 | 0.16364 | 1.0424 | 0.14996 | 0.655 | 0.15799 | 1.1313 | 0.18234 | 0.92553 | 0.19187 | 0.8096
4 | 2034 | 2034-04-09 | 0.18168 | 0.84567 | 0.13187 | 0.69257 | 0.14775 | 0.78204 | 0.20641 | 1.0857 | 0.18804 | 1.0344 | 0.16048 | 1.0227 | 0.13842 | 0.60594 | 0.16211 | 1.1597 | 0.18487 | 0.93946 | 0.19001 | 0.80234
4 | 2034 | 2034-04-10 | 0.1791 | 0.83722 | 0.1404 | 0.74683 | 0.15511 | 0.82468 | 0.21103 | 1.1189 | 0.18781 | 1.0414 | 0.15927 | 1.0231 | 0.13975 | 0.61743 | 0.17412 | 1.2549 | 0.18782 | 0.95624 | 0.20475 | 0.86455
4 | 2034 | 2034-04-11 | 0.17805 | 0.83204 | 0.14352 | 0.763 | 0.14541 | 0.77618 | 0.20921 | 1.1091 | 0.1867 | 1.0354 | 0.15774 | 1.0128 | 0.14595 | 0.64323 | 0.1762 | 1.2674 | 0.18375 | 0.93696 | 0.19653 | 0.82986
4 | 2034 | 2034-04-12 | 0.1929 | 0.89269 | 0.14424 | 0.76742 | 0.15258 | 0.81402 | 0.20978 | 1.113 | 0.18895 | 1.0463 | 0.15807 | 1.0126 | 0.14809 | 0.65186 | 0.17736 | 1.2768 | 0.18873 | 0.96285 | 0.20996 | 0.88718
4 | 2034 | 2034-04-13 | 0.19475 | 0.90096 | 0.14809 | 0.78773 | 0.1613 | 0.85927 | 0.21082 | 1.1152 | 0.19008 | 1.0541 | 0.15959 | 1.0208 | 0.15723 | 0.69008 | 0.1749 | 1.2602 | 0.18848 | 0.96215 | 0.20361 | 0.86087
4 | 2034 | 2034-04-14 | 0.18844 | 0.87476 | 0.13709 | 0.73021 | 0.15193 | 0.81289 | 0.20316 | 1.0758 | 0.1822 | 1.0121 | 0.15293 | 0.98115 | 0.15103 | 0.66353 | 0.17675 | 1.27 | 0.18101 | 0.92586 | 0.19445 | 0.82264
4 | 2034 | 2034-04-15 | 0.16324 | 0.77055 | 0.12132 | 0.63938 | 0.13281 | 0.71272 | 0.18236 | 0.96092 | 0.16639 | 0.91848 | 0.13974 | 0.89434 | 0.13661 | 0.59605 | 0.14594 | 1.0439 | 0.16327 | 0.83475 | 0.17609 | 0.74616
4 | 2034 | 2034-04-16 | 0.15754 | 0.74774 | 0.11833 | 0.6238 | 0.13674 | 0.73303 | 0.17599 | 0.92651 | 0.15935 | 0.88203 | 0.13454 | 0.86377 | 0.13309 | 0.58091 | 0.1353 | 0.97092 | 0.15806 | 0.80832 | 0.16843 | 0.71449
4 | 2034 | 2034-04-17 | 0.15392 | 0.7346 | 0.11838 | 0.63395 | 0.13229 | 0.71692 | 0.18191 | 0.96738 | 0.16084 | 0.89788 | 0.13445 | 0.87061 | 0.13341 | 0.58809 | 0.16011 | 1.1526 | 0.16307 | 0.83691 | 0.17984 | 0.76219
4 | 2034 | 2034-04-18 | 0.14794 | 0.71023 | 0.11212 | 0.60156 | 0.11768 | 0.64356 | 0.17421 | 0.9284 | 0.15307 | 0.85627 | 0.12776 | 0.83071 | 0.12352 | 0.54596 | 0.15333 | 1.1036 | 0.15219 | 0.78262 | 0.16411 | 0.69599
4 | 2034 | 2034-04-19 | 0.16582 | 0.78306 | 0.11569 | 0.62057 | 0.12174 | 0.66615 | 0.1757 | 0.93557 | 0.15566 | 0.87031 | 0.12931 | 0.83841 | 0.13129 | 0.57837 | 0.15603 | 1.1224 | 0.15459 | 0.79576 | 0.17372 | 0.73717
4 | 2034 | 2034-04-20 | 0.18209 | 0.84842 | 0.13244 | 0.70883 | 0.13955 | 0.75796 | 0.18143 | 0.96364 | 0.16285 | 0.90939 | 0.13478 | 0.86883 | 0.14402 | 0.63182 | 0.16746 | 1.2036 | 0.16853 | 0.86758 | 0.1804 | 0.76581
4 | 2034 | 2034-04-21 | 0.19391 | 0.89682 | 0.13364 | 0.71551 | 0.14209 | 0.77222 | 0.18403 | 0.97575 | 0.16638 | 0.92908 | 0.1375 | 0.88367 | 0.15426 | 0.67468 | 0.17059 | 1.2264 | 0.17409 | 0.89657 | 0.18156 | 0.77116
4 | 2034 | 2034-04-22 | 0.17521 | 0.81989 | 0.11871 | 0.62908 | 0.12749 | 0.69449 | 0.16665 | 0.87583 | 0.15338 | 0.8524 | 0.12795 | 0.81914 | 0.13788 | 0.59893 | 0.14133 | 1.0135 | 0.16443 | 0.84599 | 0.16935 | 0.72126
4 | 2034 | 2034-04-23 | 0.1612 | 0.76358 | 0.11492 | 0.60977 | 0.12245 | 0.66975 | 0.15605 | 0.82149 | 0.14191 | 0.7917 | 0.11891 | 0.76631 | 0.12453 | 0.54232 | 0.137 | 0.98258 | 0.15852 | 0.81684 | 0.16195 | 0.69031
4 | 2034 | 2034-04-24 | 0.15542 | 0.74149 | 0.12349 | 0.66464 | 0.13589 | 0.74461 | 0.16598 | 0.88386 | 0.1483 | 0.83335 | 0.12235 | 0.79342 | 0.13385 | 0.58756 | 0.15326 | 1.1048 | 0.15648 | 0.80923 | 0.1623 | 0.69117
4 | 2034 | 2034-04-25 | 0.15782 | 0.75124 | 0.11838 | 0.63866 | 0.1284 | 0.70796 | 0.16588 | 0.88271 | 0.14881 | 0.83681 | 0.1227 | 0.79472 | 0.13108 | 0.57552 | 0.15619 | 1.1243 | 0.15625 | 0.80931 | 0.16404 | 0.69901
4 | 2034 | 2034-04-26 | 0.15665 | 0.74665 | 0.11858 | 0.64004 | 0.13142 | 0.72393 | 0.16294 | 0.86784 | 0.1463 | 0.82378 | 0.12043 | 0.78077 | 0.12773 | 0.5611 | 0.14986 | 1.0819 | 0.15556 | 0.80602 | 0.16198 | 0.69083
4 | 2034 | 2034-04-27 | 0.15651 | 0.74633 | 0.11895 | 0.64251 | 0.13008 | 0.71844 | 0.15898 | 0.84637 | 0.14204 | 0.80236 | 0.11754 | 0.76387 | 0.13168 | 0.57749 | 0.15065 | 1.0878 | 0.15714 | 0.81484 | 0.15834 | 0.67595
4 | 2034 | 2034-04-28 | 0.15073 | 0.72244 | 0.11345 | 0.61486 | 0.12639 | 0.70141 | 0.15441 | 0.82476 | 0.13822 | 0.78141 | 0.1136 | 0.73991 | 0.12496 | 0.54886 | 0.15694 | 1.1305 | 0.15878 | 0.82465 | 0.15411 | 0.6582
4 | 2034 | 2034-04-29 | 0.14315 | 0.69138 | 0.099138 | 0.53138 | 0.11497 | 0.64009 | 0.13497 | 0.71232 | 0.12187 | 0.68861 | 0.10276 | 0.66927 | 0.11103 | 0.48351 | 0.12875 | 0.92411 | 0.14698 | 0.76352 | 0.14537 | 0.62263
4 | 2034 | 2034-04-30 | 0.13714 | 0.66672 | 0.093786 | 0.50452 | 0.10552 | 0.59321 | 0.12962 | 0.68647 | 0.11699 | 0.66232 | 0.098232 | 0.6422 | 0.10884 | 0.47408 | 0.12324 | 0.88417 | 0.13728 | 0.71536 | 0.14155 | 0.60689
5 | 2034 | 2034-05-01 | 0.12314 | 0.61338 | 0.08147 | 0.4575 | 0.093508 | 0.56717 | 0.11676 | 0.64492 | 0.11207 | 0.65716 | 0.086023 | 0.5885 | 0.089708 | 0.40852 | 0.13535 | 0.96556 | 0.12017 | 0.64786 | 0.12949 | 0.5642
5 | 2034 | 2034-05-02 | 0.12346 | 0.61499 | 0.081276 | 0.45669 | 0.091247 | 0.55551 | 0.11407 | 0.62968 | 0.10802 | 0.63317 | 0.083386 | 0.57073 | 0.090794 | 0.41345 | 0.13068 | 0.93235 | 0.11378 | 0.61422 | 0.11511 | 0.50069
5 | 2034 | 2034-05-03 | 0.12224 | 0.61036 | 0.076843 | 0.43321 | 0.088193 | 0.53908 | 0.11157 | 0.61674 | 0.10523 | 0.61787 | 0.081363 | 0.55799 | 0.087011 | 0.39654 | 0.13148 | 0.93835 | 0.11606 | 0.62763 | 0.11361 | 0.49432
5 | 2034 | 2034-05-04 | 0.12549 | 0.62407 | 0.079462 | 0.44805 | 0.088168 | 0.54038 | 0.11031 | 0.61079 | 0.10664 | 0.62905 | 0.081781 | 0.56176 | 0.085148 | 0.38827 | 0.12964 | 0.92459 | 0.11446 | 0.62003 | 0.12331 | 0.53814
5 | 2034 | 2034-05-05 | 0.12954 | 0.64116 | 0.081438 | 0.461 | 0.093066 | 0.57357 | 0.10848 | 0.60235 | 0.10641 | 0.63028 | 0.081203 | 0.55931 | 0.093357 | 0.42514 | 0.13027 | 0.93044 | 0.11622 | 0.63059 | 0.11458 | 0.49976
5 | 2034 | 2034-05-06 | 0.12527 | 0.6228 | 0.067126 | 0.37846 | 0.080069 | 0.50036 | 0.091049 | 0.5027 | 0.092377 | 0.54781 | 0.071489 | 0.49442 | 0.082152 | 0.37156 | 0.10919 | 0.77536 | 0.11189 | 0.60928 | 0.1059 | 0.46493
5 | 2034 | 2034-05-07 | 0.12988 | 0.64198 | 0.066138 | 0.37432 | 0.078931 | 0.49592 | 0.088561 | 0.49237 | 0.090692 | 0.54116 | 0.069915 | 0.48667 | 0.08124 | 0.36736 | 0.10841 | 0.77125 | 0.11151 | 0.60825 | 0.1059 | 0.46555
5 | 2034 | 2034-05-08 | 0.12378 | 0.61797 | 0.075354 | 0.4295 | 0.083036 | 0.5182 | 0.10073 | 0.56125 | 0.095645 | 0.56871 | 0.074185 | 0.51427 | 0.090831 | 0.41409 | 0.12815 | 0.91808 | 0.11587 | 0.63171 | 0.11411 | 0.49871
5 | 2034 | 2034-05-09 | 0.12081 | 0.60597 | 0.072613 | 0.41583 | 0.084218 | 0.52775 | 0.099148 | 0.55136 | 0.094328 | 0.56121 | 0.073416 | 0.50853 | 0.08497 | 0.38807 | 0.12259 | 0.87946 | 0.10812 | 0.59063 | 0.11273 | 0.4928
5 | 2034 | 2034-05-10 | 0.1201 | 0.60285 | 0.072707 | 0.41962 | 0.082277 | 0.5193 | 0.096619 | 0.54168 | 0.092711 | 0.55553 | 0.071858 | 0.50158 | 0.081844 | 0.37397 | 0.1232 | 0.88503 | 0.11012 | 0.60249 | 0.10683 | 0.46734
5 | 2034 | 2034-05-11 | 0.11728 | 0.59176 | 0.072081 | 0.41765 | 0.082782 | 0.52471 | 0.094863 | 0.53309 | 0.091867 | 0.5525 | 0.07115 | 0.49796 | 0.083831 | 0.38324 | 0.12165 | 0.87334 | 0.10928 | 0.59898 | 0.10572 | 0.46252
5 | 2034 | 2034-05-12 | 0.11549 | 0.58467 | 0.067968 | 0.39515 | 0.075566 | 0.48179 | 0.092383 | 0.52096 | 0.088715 | 0.53533 | 0.069076 | 0.48556 | 0.080957 | 0.37038 | 0.1207 | 0.86655 | 0.1092 | 0.59962 | 0.10295 | 0.45082
5 | 2034 | 2034-05-13 | 0.10739 | 0.55065 | 0.057121 | 0.33097 | 0.070321 | 0.45586 | 0.075677 | 0.42519 | 0.076426 | 0.46358 | 0.060574 | 0.42877 | 0.065356 | 0.29712 | 0.092533 | 0.65959 | 0.094269 | 0.52081 | 0.091786 | 0.40476
5 | 2034 | 2034-05-14 | 0.10684 | 0.54851 | 0.058339 | 0.33971 | 0.067864 | 0.44329 | 0.073149 | 0.41147 | 0.072176 | 0.43859 | 0.05807 | 0.41253 | 0.067472 | 0.30687 | 0.093732 | 0.67002 | 0.097132 | 0.53735 | 0.098696 | 0.43582
5 | 2034 | 2034-05-15 | 0.11298 | 0.57512 | 0.070092 | 0.41109 | 0.075894 | 0.49056 | 0.086652 | 0.49223 | 0.083494 | 0.509 | 0.065663 | 0.46592 | 0.075953 | 0.34873 | 0.11935 | 0.85848 | 0.1111 | 0.61307 | 0.1105 | 0.48384
5 | 2034 | 2034-05-16 | 0.11619 | 0.58878 | 0.072506 | 0.42535 | 0.07876 | 0.51011 | 0.085672 | 0.48704 | 0.084301 | 0.51561 | 0.066134 | 0.46963 | 0.075604 | 0.34756 | 0.11886 | 0.85665 | 0.1114 | 0.61568 | 0.11029 | 0.48367
5 | 2034 | 2034-05-17 | 0.12 | 0.60486 | 0.072681 | 0.42856 | 0.082114 | 0.53325 | 0.084399 | 0.48312 | 0.085606 | 0.52731 | 0.066574 | 0.47531 | 0.079908 | 0.36709 | 0.11562 | 0.83519 | 0.10738 | 0.59488 | 0.10831 | 0.4758
5 | 2034 | 2034-05-18 | 0.10635 | 0.54894 | 0.06768 | 0.40194 | 0.075561 | 0.49453 | 0.081645 | 0.46664 | 0.079338 | 0.4886 | 0.063168 | 0.45198 | 0.073237 | 0.33774 | 0.11132 | 0.8064 | 0.10159 | 0.56443 | 0.10291 | 0.45227
5 | 2034 | 2034-05-19 | 0.099364 | 0.52012 | 0.06402 | 0.38443 | 0.07255 | 0.47899 | 0.079706 | 0.4584 | 0.077805 | 0.48207 | 0.062081 | 0.44701 | 0.070989 | 0.328 | 0.10882 | 0.78994 | 0.098849 | 0.55054 | 0.10108 | 0.44465
5 | 2034 | 2034-05-20 | 0.085963 | 0.46459 | 0.049393 | 0.29902 | 0.059056 | 0.40159 | 0.062942 | 0.361 | 0.063866 | 0.399 | 0.052928 | 0.38504 | 0.057528 | 0.2646 | 0.080741 | 0.58317 | 0.084281 | 0.47375 | 0.087641 | 0.38822
5 | 2034 | 2034-05-21 | 0.082397 | 0.45046 | 0.052171 | 0.31512 | 0.063986 | 0.43356 | 0.061468 | 0.35263 | 0.062206 | 0.38979 | 0.052125 | 0.37998 | 0.055099 | 0.25417 | 0.079231 | 0.57172 | 0.083674 | 0.47157 | 0.085847 | 0.38036
5 | 2034 | 2034-05-22 | 0.086942 | 0.47023 | 0.063748 | 0.38668 | 0.071312 | 0.47636 | 0.074888 | 0.43067 | 0.071241 | 0.44424 | 0.058802 | 0.4257 | 0.066336 | 0.30849 | 0.10393 | 0.75562 | 0.09572 | 0.5368 | 0.095937 | 0.42202
5 | 2034 | 2034-05-23 | 0.085551 | 0.46522 | 0.063843 | 0.3867 | 0.069699 | 0.46805 | 0.073046 | 0.42215 | 0.069148 | 0.43357 | 0.057558 | 0.41915 | 0.063874 | 0.29807 | 0.10366 | 0.75418 | 0.096751 | 0.54349 | 0.097266 | 0.42755
5 | 2034 | 2034-05-24 | 0.089139 | 0.48018 | 0.062339 | 0.38138 | 0.066793 | 0.45208 | 0.071334 | 0.4151 | 0.067806 | 0.42811 | 0.056675 | 0.4156 | 0.064053 | 0.29935 | 0.10106 | 0.73811 | 0.093514 | 0.52692 | 0.099183 | 0.43682
5 | 2034 | 2034-05-25 | 0.093389 | 0.49834 | 0.060803 | 0.37387 | 0.06628 | 0.45106 | 0.069895 | 0.40914 | 0.067046 | 0.42599 | 0.056193 | 0.41444 | 0.066034 | 0.30881 | 0.10022 | 0.73194 | 0.093809 | 0.52965 | 0.098966 | 0.43663
5 | 2034 | 2034-05-26 | 0.093516 | 0.4993 | 0.063368 | 0.38988 | 0.069275 | 0.47132 | 0.068921 | 0.40362 | 0.066576 | 0.4242 | 0.056144 | 0.41461 | 0.068462 | 0.32032 | 0.10131 | 0.74064 | 0.096866 | 0.54736 | 0.10436 | 0.46068
5 | 2034 | 2034-05-27 | 0.083091 | 0.45567 | 0.050228 | 0.31316 | 0.05915 | 0.41476 | 0.051977 | 0.30754 | 0.05252 | 0.34186 | 0.046757 | 0.35296 | 0.059487 | 0.27717 | 0.074279 | 0.54191 | 0.083769 | 0.47858 | 0.08956 | 0.3982
5 | 2034 | 2034-05-28 | 0.076281 | 0.42792 | 0.046836 | 0.29529 | 0.05373 | 0.38269 | 0.05061 | 0.30005 | 0.050595 | 0.33106 | 0.045865 | 0.34767 | 0.0503 | 0.23671 | 0.071288 | 0.52138 | 0.080355 | 0.46115 | 0.08628 | 0.38381
5 | 2034 | 2034-05-29 | 0.078004 | 0.4366 | 0.058585 | 0.36744 | 0.062733 | 0.43587 | 0.064386 | 0.38304 | 0.061696 | 0.40035 | 0.05348 | 0.40203 | 0.057062 | 0.2712 | 0.093355 | 0.68642 | 0.088191 | 0.50356 | 0.097976 | 0.43254
5 | 2034 | 2034-05-30 | 0.07611 | 0.42876 | 0.057245 | 0.36293 | 0.061873 | 0.43297 | 0.062521 | 0.37511 | 0.05913 | 0.3871 | 0.051962 | 0.39433 | 0.059266 | 0.28167 | 0.092654 | 0.68339 | 0.088028 | 0.50377 | 0.096593 | 0.42778
5 | 2034 | 2034-05-31 | 0.076254 | 0.42984 | 0.057471 | 0.36567 | 0.061861 | 0.43427 | 0.061663 | 0.36986 | 0.05827 | 0.3825 | 0.051784 | 0.39344 | 0.057752 | 0.27562 | 0.092138 | 0.68049 | 0.08847 | 0.50731 | 0.098326 | 0.43564
6 | 2034 | 2034-06-01 | 0.071566 | 0.4082 | 0.051776 | 0.34589 | 0.054543 | 0.39942 | 0.061531 | 0.38812 | 0.056381 | 0.38455 | 0.048012 | 0.37749 | 0.044889 | 0.21978 | 0.086982 | 0.65767 | 0.073646 | 0.43295 | 0.080355 | 0.36175
6 | 2034 | 2034-06-02 | 0.075908 | 0.42673 | 0.051794 | 0.34775 | 0.054077 | 0.39836 | 0.061231 | 0.38784 | 0.05574 | 0.38085 | 0.0475 | 0.37424 | 0.045753 | 0.22511 | 0.085645 | 0.64853 | 0.072781 | 0.42882 | 0.079406 | 0.35773
6 | 2034 | 2034-06-03 | 0.064055 | 0.37716 | 0.039464 | 0.27466 | 0.044752 | 0.34543 | 0.044693 | 0.2908 | 0.043098 | 0.3055 | 0.039529 | 0.32096 | 0.033955 | 0.16809 | 0.060759 | 0.46524 | 0.064273 | 0.38553 | 0.068837 | 0.31428
6 | 2034 | 2034-06-04 | 0.06284 | 0.37247 | 0.038695 | 0.27114 | 0.045825 | 0.35422 | 0.043576 | 0.28501 | 0.042028 | 0.30003 | 0.039169 | 0.31979 | 0.033885 | 0.16852 | 0.060312 | 0.46388 | 0.065264 | 0.39324 | 0.070379 | 0.3215
6 | 2034 | 2034-06-05 | 0.071491 | 0.40933 | 0.049331 | 0.33622 | 0.051352 | 0.38402 | 0.057355 | 0.36706 | 0.052254 | 0.36334 | 0.046477 | 0.37175 | 0.043925 | 0.21774 | 0.081508 | 0.62038 | 0.07078 | 0.42038 | 0.078362 | 0.35348
6 | 2034 | 2034-06-06 | 0.067545 | 0.39371 | 0.049091 | 0.3362 | 0.051639 | 0.38778 | 0.056521 | 0.3634 | 0.051594 | 0.36088 | 0.046269 | 0.37182 | 0.042519 | 0.21197 | 0.081138 | 0.61912 | 0.070862 | 0.42222 | 0.077654 | 0.35101
6 | 2034 | 2034-06-07 | 0.068212 | 0.3964 | 0.050975 | 0.35079 | 0.052674 | 0.39652 | 0.056562 | 0.36617 | 0.051837 | 0.36438 | 0.046206 | 0.37269 | 0.043244 | 0.21615 | 0.081169 | 0.62109 | 0.071216 | 0.42575 | 0.077379 | 0.35038
6 | 2034 | 2034-06-08 | 0.059167 | 0.35923 | 0.048129 | 0.33301 | 0.051054 | 0.38668 | 0.055395 | 0.3594 | 0.050624 | 0.35761 | 0.045906 | 0.37182 | 0.041928 | 0.21045 | 0.079301 | 0.60751 | 0.069786 | 0.41816 | 0.078931 | 0.3577
6 | 2034 | 2034-06-09 | 0.059976 | 0.36294 | 0.047983 | 0.33351 | 0.050745 | 0.38589 | 0.055333 | 0.36153 | 0.050933 | 0.36199 | 0.045963 | 0.3739 | 0.041752 | 0.21056 | 0.078328 | 0.60129 | 0.069294 | 0.41647 | 0.076804 | 0.34811
6 | 2034 | 2034-06-10 | 0.052931 | 0.33442 | 0.036662 | 0.26748 | 0.041557 | 0.33403 | 0.039627 | 0.2706 | 0.039481 | 0.2953 | 0.038453 | 0.32434 | 0.030845 | 0.15924 | 0.053655 | 0.41911 | 0.059879 | 0.36737 | 0.066883 | 0.30794
6 | 2034 | 2034-06-11 | 0.05279 | 0.33419 | 0.036942 | 0.27096 | 0.041636 | 0.33575 | 0.038755 | 0.26503 | 0.038209 | 0.28704 | 0.038088 | 0.32225 | 0.030997 | 0.16088 | 0.053697 | 0.42067 | 0.059379 | 0.36544 | 0.064312 | 0.29648
6 | 2034 | 2034-06-12 | 0.058091 | 0.35691 | 0.048459 | 0.34149 | 0.049869 | 0.384 | 0.053146 | 0.35037 | 0.048783 | 0.35171 | 0.045515 | 0.37441 | 0.040641 | 0.20759 | 0.07698 | 0.59477 | 0.068042 | 0.41261 | 0.076052 | 0.34599
6 | 2034 | 2034-06-13 | 0.056363 | 0.34942 | 0.049938 | 0.35258 | 0.050815 | 0.39259 | 0.053136 | 0.35278 | 0.049302 | 0.35781 | 0.045744 | 0.37798 | 0.040486 | 0.20796 | 0.076397 | 0.5912 | 0.066962 | 0.4071 | 0.075885 | 0.34616
6 | 2034 | 2034-06-14 | 0.051783 | 0.33178 | 0.046928 | 0.33436 | 0.049042 | 0.38012 | 0.051964 | 0.34446 | 0.047612 | 0.3464 | 0.045346 | 0.37554 | 0.039211 | 0.20351 | 0.074474 | 0.57789 | 0.066978 | 0.40899 | 0.07553 | 0.34425
6 | 2034 | 2034-06-15 | 0.05567 | 0.34823 | 0.046602 | 0.33388 | 0.048461 | 0.37673 | 0.051376 | 0.34143 | 0.047056 | 0.34398 | 0.045302 | 0.37643 | 0.039501 | 0.20526 | 0.073202 | 0.56871 | 0.065346 | 0.40009 | 0.074568 | 0.34035
6 | 2034 | 2034-06-16 | 0.053609 | 0.34028 | 0.0464 | 0.33384 | 0.048637 | 0.37941 | 0.052273 | 0.35003 | 0.048356 | 0.35478 | 0.045631 | 0.38018 | 0.039884 | 0.20869 | 0.073694 | 0.57406 | 0.065585 | 0.40295 | 0.075833 | 0.34694
6 | 2034 | 2034-06-17 | 0.047711 | 0.31573 | 0.035201 | 0.26793 | 0.039972 | 0.33085 | 0.03692 | 0.26 | 0.036714 | 0.28512 | 0.038033 | 0.32885 | 0.028568 | 0.15478 | 0.050668 | 0.40505 | 0.057263 | 0.3607 | 0.065638 | 0.3052
6 | 2034 | 2034-06-18 | 0.050081 | 0.32642 | 0.03666 | 0.27922 | 0.03977 | 0.33036 | 0.036078 | 0.25483 | 0.035912 | 0.28103 | 0.038008 | 0.32995 | 0.03012 | 0.16401 | 0.049787 | 0.39923 | 0.056373 | 0.35658 | 0.065114 | 0.30325
6 | 2034 | 2034-06-19 | 0.055159 | 0.34811 | 0.047737 | 0.3472 | 0.048431 | 0.38067 | 0.050703 | 0.34152 | 0.046852 | 0.3483 | 0.045643 | 0.3837 | 0.040203 | 0.21411 | 0.072161 | 0.56582 | 0.064187 | 0.39859 | 0.074561 | 0.34207
6 | 2034 | 2034-06-20 | 0.053342 | 0.34155 | 0.04593 | 0.33619 | 0.047643 | 0.37583 | 0.050461 | 0.34033 | 0.04649 | 0.3466 | 0.045636 | 0.38442 | 0.038157 | 0.20384 | 0.07178 | 0.56396 | 0.063526 | 0.39588 | 0.073552 | 0.33802
6 | 2034 | 2034-06-21 | 0.056727 | 0.35694 | 0.045107 | 0.33236 | 0.047302 | 0.37357 | 0.049676 | 0.33525 | 0.045697 | 0.34238 | 0.045628 | 0.38551 | 0.039196 | 0.21112 | 0.070824 | 0.55826 | 0.064045 | 0.40095 | 0.073523 | 0.33839
6 | 2034 | 2034-06-22 | 0.055332 | 0.35143 | 0.04596 | 0.33904 | 0.046979 | 0.37239 | 0.049866 | 0.33786 | 0.046156 | 0.34715 | 0.04588 | 0.38862 | 0.039529 | 0.21399 | 0.072031 | 0.56984 | 0.065793 | 0.41353 | 0.075117 | 0.34634
6 | 2034 | 2034-06-23 | 0.049884 | 0.32867 | 0.045696 | 0.33856 | 0.047028 | 0.37369 | 0.050584 | 0.3429 | 0.046413 | 0.34847 | 0.045847 | 0.38819 | 0.038617 | 0.20953 | 0.071379 | 0.56548 | 0.064381 | 0.40608 | 0.074389 | 0.34327
6 | 2034 | 2034-06-24 | 0.041281 | 0.29328 | 0.033229 | 0.26404 | 0.038035 | 0.32215 | 0.035181 | 0.2519 | 0.034694 | 0.27807 | 0.0383 | 0.33709 | 0.027473 | 0.15741 | 0.046962 | 0.38468 | 0.054071 | 0.3514 | 0.063113 | 0.29674
6 | 2034 | 2034-06-25 | 0.039945 | 0.28849 | 0.032691 | 0.26176 | 0.037534 | 0.31893 | 0.034798 | 0.24931 | 0.034188 | 0.27533 | 0.038311 | 0.33791 | 0.028509 | 0.16392 | 0.046731 | 0.38391 | 0.053371 | 0.3485 | 0.063051 | 0.29705
6 | 2034 | 2034-06-26 | 0.047541 | 0.3211 | 0.044694 | 0.33592 | 0.045884 | 0.36691 | 0.049116 | 0.33265 | 0.044521 | 0.33761 | 0.045814 | 0.39016 | 0.037481 | 0.20843 | 0.070724 | 0.56393 | 0.063161 | 0.40306 | 0.073587 | 0.34119
6 | 2034 | 2034-06-27 | 0.045421 | 0.31221 | 0.043833 | 0.33105 | 0.045843 | 0.36734 | 0.050053 | 0.34014 | 0.045548 | 0.34549 | 0.046091 | 0.3928 | 0.037588 | 0.20988 | 0.069876 | 0.55788 | 0.061413 | 0.39354 | 0.0729 | 0.33852
6 | 2034 | 2034-06-28 | 0.045492 | 0.31329 | 0.044174 | 0.33429 | 0.045738 | 0.36722 | 0.050389 | 0.34288 | 0.045846 | 0.34822 | 0.046234 | 0.39443 | 0.037371 | 0.20908 | 0.070064 | 0.56 | 0.060077 | 0.38648 | 0.071404 | 0.33259
6 | 2034 | 2034-06-29 | 0.043678 | 0.30626 | 0.04378 | 0.33281 | 0.045503 | 0.36602 | 0.050114 | 0.34103 | 0.045522 | 0.3468 | 0.046299 | 0.39565 | 0.037231 | 0.20991 | 0.069918 | 0.56033 | 0.060253 | 0.38929 | 0.071831 | 0.33523
6 | 2034 | 2034-06-30 | 0.042644 | 0.30257 | 0.043345 | 0.33104 | 0.045203 | 0.36427 | 0.049872 | 0.33914 | 0.045105 | 0.34441 | 0.046305 | 0.3962 | 0.03686 | 0.20926 | 0.069875 | 0.5612 | 0.059933 | 0.38888 | 0.071704 | 0.33531
7 | 2034 | 2034-07-01 | 0.032124 | 0.2696 | 0.028659 | 0.25327 | 0.03525 | 0.31319 | 0.041019 | 0.29799 | 0.033627 | 0.28567 | 0.039795 | 0.37593 | 0.024421 | 0.15626 | 0.042382 | 0.35704 | 0.050601 | 0.34763 | 0.058594 | 0.27817
7 | 2034 | 2034-07-02 | 0.032446 | 0.27251 | 0.028445 | 0.25448 | 0.035357 | 0.31724 | 0.042622 | 0.31028 | 0.034277 | 0.29226 | 0.040132 | 0.38236 | 0.023607 | 0.15624 | 0.042167 | 0.35592 | 0.049819 | 0.34334 | 0.059377 | 0.28265
7 | 2034 | 2034-07-03 | 0.037608 | 0.29303 | 0.039876 | 0.32492 | 0.043562 | 0.36351 | 0.058883 | 0.40822 | 0.04584 | 0.36424 | 0.047949 | 0.43975 | 0.034153 | 0.20712 | 0.065659 | 0.53164 | 0.058329 | 0.39033 | 0.068555 | 0.32042
7 | 2034 | 2034-07-04 | 0.037117 | 0.29129 | 0.039663 | 0.32194 | 0.043123 | 0.35866 | 0.05641 | 0.38888 | 0.044796 | 0.35428 | 0.04751 | 0.43014 | 0.034444 | 0.20818 | 0.065499 | 0.53108 | 0.057642 | 0.38623 | 0.067966 | 0.31837
7 | 2034 | 2034-07-05 | 0.03716 | 0.29237 | 0.03944 | 0.32169 | 0.042899 | 0.35732 | 0.056958 | 0.39289 | 0.045013 | 0.35648 | 0.047618 | 0.432 | 0.034433 | 0.20899 | 0.065562 | 0.53264 | 0.057164 | 0.38524 | 0.068385 | 0.32123
7 | 2034 | 2034-07-06 | 0.037409 | 0.29474 | 0.039215 | 0.32125 | 0.042688 | 0.35621 | 0.056571 | 0.38963 | 0.04484 | 0.35486 | 0.047539 | 0.43009 | 0.033986 | 0.21016 | 0.06598 | 0.53797 | 0.057386 | 0.38996 | 0.068466 | 0.32228
7 | 2034 | 2034-07-07 | 0.036132 | 0.28904 | 0.038985 | 0.3209 | 0.042614 | 0.35734 | 0.057303 | 0.39502 | 0.045135 | 0.35773 | 0.047653 | 0.43232 | 0.033895 | 0.21074 | 0.065973 | 0.53868 | 0.056684 | 0.38702 | 0.067583 | 0.31869
7 | 2034 | 2034-07-08 | 0.028934 | 0.25886 | 0.02711 | 0.24817 | 0.033802 | 0.30584 | 0.042299 | 0.30635 | 0.03407 | 0.29076 | 0.040063 | 0.37911 | 0.02385 | 0.16128 | 0.042885 | 0.36947 | 0.048162 | 0.34309 | 0.058072 | 0.28118
7 | 2034 | 2034-07-09 | 0.028812 | 0.25961 | 0.026871 | 0.24904 | 0.033769 | 0.30768 | 0.043206 | 0.31308 | 0.034436 | 0.29426 | 0.04018 | 0.38169 | 0.023371 | 0.16184 | 0.043022 | 0.37163 | 0.047651 | 0.34187 | 0.057024 | 0.27674
7 | 2034 | 2034-07-10 | 0.035066 | 0.28607 | 0.038273 | 0.32046 | 0.042082 | 0.3558 | 0.060182 | 0.41642 | 0.046298 | 0.36884 | 0.048033 | 0.44067 | 0.03378 | 0.21133 | 0.066438 | 0.54632 | 0.055799 | 0.38507 | 0.06732 | 0.31986
7 | 2034 | 2034-07-11 | 0.035548 | 0.28899 | 0.038035 | 0.31745 | 0.041655 | 0.35128 | 0.057777 | 0.39753 | 0.04528 | 0.35888 | 0.047507 | 0.43018 | 0.033682 | 0.21222 | 0.066727 | 0.55014 | 0.055622 | 0.38595 | 0.068015 | 0.32434
7 | 2034 | 2034-07-12 | 0.034817 | 0.28636 | 0.037788 | 0.31679 | 0.041424 | 0.34999 | 0.057056 | 0.39167 | 0.044962 | 0.35569 | 0.047275 | 0.42603 | 0.03306 | 0.21326 | 0.066796 | 0.55146 | 0.05485 | 0.38264 | 0.066507 | 0.31775
7 | 2034 | 2034-07-13 | 0.034038 | 0.28285 | 0.037541 | 0.31525 | 0.041194 | 0.34874 | 0.05851 | 0.40268 | 0.045547 | 0.36126 | 0.047429 | 0.43011 | 0.033456 | 0.21293 | 0.066783 | 0.55206 | 0.05404 | 0.37789 | 0.066097 | 0.31655
7 | 2034 | 2034-07-14 | 0.032997 | 0.27794 | 0.03729 | 0.31358 | 0.040911 | 0.34668 | 0.058479 | 0.40223 | 0.04551 | 0.3608 | 0.047292 | 0.42833 | 0.033199 | 0.21291 | 0.06732 | 0.55837 | 0.054176 | 0.38209 | 0.065668 | 0.31526
7 | 2034 | 2034-07-15 | 0.026209 | 0.25098 | 0.025382 | 0.24596 | 0.032339 | 0.29932 | 0.04523 | 0.32726 | 0.03516 | 0.3007 | 0.039912 | 0.38083 | 0.022367 | 0.16233 | 0.044188 | 0.38822 | 0.045062 | 0.33505 | 0.05543 | 0.27421
7 | 2034 | 2034-07-16 | 0.026805 | 0.25501 | 0.025132 | 0.24174 | 0.032004 | 0.29647 | 0.045665 | 0.3305 | 0.035309 | 0.30207 | 0.039827 | 0.38058 | 0.02232 | 0.16358 | 0.044758 | 0.39502 | 0.045356 | 0.33959 | 0.05691 | 0.28244
7 | 2034 | 2034-07-17 | 0.032607 | 0.2787 | 0.036516 | 0.3129 | 0.04037 | 0.34572 | 0.061365 | 0.42417 | 0.046616 | 0.3713 | 0.047327 | 0.43367 | 0.032595 | 0.21294 | 0.068097 | 0.56831 | 0.052721 | 0.37917 | 0.065116 | 0.31517
7 | 2034 | 2034-07-18 | 0.032873 | 0.28059 | 0.036256 | 0.31198 | 0.040089 | 0.34385 | 0.061468 | 0.42494 | 0.046618 | 0.37129 | 0.047145 | 0.4319 | 0.032698 | 0.21309 | 0.06838 | 0.57236 | 0.052694 | 0.37889 | 0.064141 | 0.31125
7 | 2034 | 2034-07-19 | 0.033597 | 0.28535 | 0.035992 | 0.31192 | 0.039915 | 0.34374 | 0.061087 | 0.42202 | 0.046413 | 0.36931 | 0.046856 | 0.42816 | 0.032591 | 0.21317 | 0.068603 | 0.57511 | 0.051904 | 0.37658 | 0.063601 | 0.3094
7 | 2034 | 2034-07-20 | 0.032185 | 0.27845 | 0.035731 | 0.31022 | 0.039768 | 0.34413 | 0.060852 | 0.4203 | 0.046264 | 0.36791 | 0.046578 | 0.42488 | 0.032257 | 0.21269 | 0.068405 | 0.57355 | 0.050421 | 0.3672 | 0.062869 | 0.3068
7 | 2034 | 2034-07-21 | 0.031775 | 0.27704 | 0.035469 | 0.30895 | 0.039339 | 0.33997 | 0.060446 | 0.41733 | 0.046038 | 0.3658 | 0.046251 | 0.42085 | 0.032204 | 0.2128 | 0.068814 | 0.57904 | 0.050651 | 0.36879 | 0.062735 | 0.30717
7 | 2034 | 2034-07-22 | 0.024012 | 0.24369 | 0.023562 | 0.23693 | 0.030606 | 0.29026 | 0.046493 | 0.33735 | 0.035361 | 0.30275 | 0.038622 | 0.3699 | 0.021477 | 0.16212 | 0.045612 | 0.40825 | 0.041338 | 0.31967 | 0.051704 | 0.26214
7 | 2034 | 2034-07-23 | 0.023986 | 0.24439 | 0.023301 | 0.23505 | 0.030235 | 0.2871 | 0.045898 | 0.33308 | 0.035045 | 0.29986 | 0.038226 | 0.36498 | 0.02126 | 0.16176 | 0.045978 | 0.41285 | 0.041033 | 0.3198 | 0.051932 | 0.26417
7 | 2034 | 2034-07-24 | 0.030637 | 0.27268 | 0.034687 | 0.30404 | 0.038412 | 0.33353 | 0.061031 | 0.42288 | 0.046079 | 0.36674 | 0.045504 | 0.41524 | 0.031673 | 0.21198 | 0.069807 | 0.59178 | 0.049586 | 0.36746 | 0.062281 | 0.30769
7 | 2034 | 2034-07-25 | 0.030798 | 0.27421 | 0.034427 | 0.30317 | 0.0381 | 0.33139 | 0.06119 | 0.42463 | 0.046066 | 0.36691 | 0.045217 | 0.4131 | 0.031292 | 0.21114 | 0.069868 | 0.59348 | 0.048941 | 0.36272 | 0.061226 | 0.30333
7 | 2034 | 2034-07-26 | 0.030359 | 0.27218 | 0.034169 | 0.30216 | 0.037973 | 0.3323 | 0.061804 | 0.43001 | 0.046238 | 0.36893 | 0.044999 | 0.41267 | 0.030951 | 0.21035 | 0.070005 | 0.5957 | 0.048141 | 0.35885 | 0.060633 | 0.30118
7 | 2034 | 2034-07-27 | 0.030015 | 0.27099 | 0.033912 | 0.30189 | 0.037721 | 0.3312 | 0.06303 | 0.44022 | 0.046659 | 0.37343 | 0.04488 | 0.41456 | 0.030624 | 0.20954 | 0.07026 | 0.59933 | 0.047693 | 0.35717 | 0.061085 | 0.3044
7 | 2034 | 2034-07-28 | 0.029699 | 0.26967 | 0.033668 | 0.29739 | 0.037206 | 0.32581 | 0.060438 | 0.42099 | 0.045483 | 0.36252 | 0.044041 | 0.40171 | 0.030643 | 0.20989 | 0.070645 | 0.60464 | 0.047739 | 0.35806 | 0.060724 | 0.30349
7 | 2034 | 2034-07-29 | 0.022515 | 0.23974 | 0.021774 | 0.22611 | 0.02856 | 0.27768 | 0.046506 | 0.34186 | 0.034775 | 0.29961 | 0.036312 | 0.35051 | 0.020247 | 0.15914 | 0.047409 | 0.43357 | 0.038218 | 0.3082 | 0.049635 | 0.25808
7 | 2034 | 2034-07-30 | 0.022522 | 0.24039 | 0.021526 | 0.22719 | 0.028419 | 0.27841 | 0.046715 | 0.34453 | 0.034757 | 0.30005 | 0.035966 | 0.34843 | 0.019846 | 0.15801 | 0.047633 | 0.43685 | 0.037588 | 0.30598 | 0.048603 | 0.25378
7 | 2034 | 2034-07-31 | 0.029324 | 0.2691 | 0.032938 | 0.29451 | 0.036488 | 0.32318 | 0.06138 | 0.43145 | 0.045559 | 0.36514 | 0.043061 | 0.3967 | 0.029811 | 0.20688 | 0.071234 | 0.61388 | 0.045952 | 0.35035 | 0.059115 | 0.29809
8 | 2034 | 2034-08-01 | 0.033165 | 0.29159 | 0.033002 | 0.29051 | 0.035012 | 0.30605 | 0.046631 | 0.31539 | 0.042168 | 0.34847 | 0.030166 | 0.24461 | 0.030527 | 0.21191 | 0.069347 | 0.61168 | 0.0471 | 0.36827 | 0.060738 | 0.31813
8 | 2034 | 2034-08-02 | 0.033295 | 0.29281 | 0.032857 | 0.29136 | 0.034724 | 0.30497 | 0.045971 | 0.31136 | 0.042076 | 0.35006 | 0.0286 | 0.22949 | 0.030146 | 0.21202 | 0.070231 | 0.6177 | 0.046601 | 0.36169 | 0.059964 | 0.313
8 | 2034 | 2034-08-03 | 0.032509 | 0.28852 | 0.032545 | 0.28824 | 0.034523 | 0.30358 | 0.047196 | 0.32304 | 0.04186 | 0.34563 | 0.030457 | 0.25086 | 0.029902 | 0.20994 | 0.07021 | 0.62042 | 0.046233 | 0.3617 | 0.059485 | 0.30936
8 | 2034 | 2034-08-04 | 0.033248 | 0.29332 | 0.032331 | 0.28721 | 0.034262 | 0.3025 | 0.046697 | 0.32061 | 0.041728 | 0.34643 | 0.029247 | 0.23969 | 0.029629 | 0.20816 | 0.070337 | 0.62368 | 0.045854 | 0.36058 | 0.059191 | 0.30981
8 | 2034 | 2034-08-05 | 0.026225 | 0.26408 | 0.020517 | 0.21682 | 0.025545 | 0.25342 | 0.031376 | 0.23133 | 0.030615 | 0.28118 | 0.02051 | 0.17683 | 0.01886 | 0.15757 | 0.047607 | 0.45562 | 0.036769 | 0.31002 | 0.048499 | 0.27032
8 | 2034 | 2034-08-06 | 0.025017 | 0.25715 | 0.020281 | 0.215 | 0.025322 | 0.25232 | 0.031356 | 0.23314 | 0.030426 | 0.28021 | 0.020235 | 0.17574 | 0.018586 | 0.15554 | 0.047891 | 0.45907 | 0.036506 | 0.30816 | 0.047966 | 0.26499
8 | 2034 | 2034-08-07 | 0.032763 | 0.2913 | 0.031771 | 0.28514 | 0.033534 | 0.29948 | 0.046108 | 0.32163 | 0.041192 | 0.34519 | 0.027466 | 0.22629 | 0.028632 | 0.20467 | 0.070974 | 0.63443 | 0.044748 | 0.35503 | 0.058319 | 0.31037
8 | 2034 | 2034-08-08 | 0.032167 | 0.28795 | 0.03161 | 0.28469 | 0.033309 | 0.29856 | 0.046037 | 0.32329 | 0.040979 | 0.34413 | 0.027175 | 0.22517 | 0.028292 | 0.20344 | 0.071258 | 0.63827 | 0.044394 | 0.35257 | 0.057947 | 0.3083
8 | 2034 | 2034-08-09 | 0.032051 | 0.28744 | 0.031419 | 0.28333 | 0.03311 | 0.29765 | 0.045835 | 0.32399 | 0.040761 | 0.34336 | 0.026686 | 0.22203 | 0.028004 | 0.20135 | 0.071689 | 0.64265 | 0.044034 | 0.34899 | 0.057855 | 0.30731
8 | 2034 | 2034-08-10 | 0.032997 | 0.29323 | 0.031285 | 0.2831 | 0.032895 | 0.2969 | 0.045821 | 0.32638 | 0.040522 | 0.34189 | 0.026574 | 0.22296 | 0.027636 | 0.20038 | 0.071564 | 0.64499 | 0.043763 | 0.34946 | 0.05785 | 0.30806
8 | 2034 | 2034-08-11 | 0.033261 | 0.2949 | 0.031157 | 0.28278 | 0.032694 | 0.29621 | 0.045465 | 0.32607 | 0.040291 | 0.34139 | 0.025887 | 0.21784 | 0.027282 | 0.19919 | 0.071429 | 0.64729 | 0.043509 | 0.34997 | 0.057616 | 0.30842
8 | 2034 | 2034-08-12 | 0.0253 | 0.25977 | 0.019358 | 0.21135 | 0.024065 | 0.24745 | 0.030607 | 0.24156 | 0.029067 | 0.27389 | 0.018255 | 0.16719 | 0.016549 | 0.14757 | 0.048067 | 0.47651 | 0.034721 | 0.30432 | 0.046111 | 0.259
8 | 2034 | 2034-08-13 | 0.025292 | 0.2602 | 0.019247 | 0.21093 | 0.023892 | 0.2469 | 0.030311 | 0.242 | 0.028817 | 0.27302 | 0.017758 | 0.16419 | 0.016239 | 0.14572 | 0.048635 | 0.48177 | 0.034289 | 0.29911 | 0.045848 | 0.25813
8 | 2034 | 2034-08-14 | 0.03276 | 0.29193 | 0.030851 | 0.28214 | 0.032162 | 0.29461 | 0.04426 | 0.32477 | 0.039558 | 0.33979 | 0.023825 | 0.20277 | 0.026264 | 0.19491 | 0.072255 | 0.65866 | 0.042681 | 0.34234 | 0.056426 | 0.30175
8 | 2034 | 2034-08-15 | 0.03251 | 0.29035 | 0.030728 | 0.28092 | 0.032039 | 0.29412 | 0.044028 | 0.32598 | 0.039292 | 0.33858 | 0.023524 | 0.20196 | 0.025964 | 0.19297 | 0.072239 | 0.66138 | 0.042481 | 0.34192 | 0.055952 | 0.30053
8 | 2034 | 2034-08-16 | 0.032437 | 0.29026 | 0.0307 | 0.28159 | 0.03191 | 0.29382 | 0.04399 | 0.3289 | 0.03901 | 0.33673 | 0.02361 | 0.2053 | 0.025624 | 0.1917 | 0.072195 | 0.66358 | 0.04242 | 0.34221 | 0.056017 | 0.30105
8 | 2034 | 2034-08-17 | 0.03196 | 0.28817 | 0.030642 | 0.28129 | 0.031797 | 0.29362 | 0.043828 | 0.3309 | 0.038734 | 0.33522 | 0.023513 | 0.20673 | 0.025298 | 0.19029 | 0.072357 | 0.66693 | 0.042235 | 0.34048 | 0.055847 | 0.30098
8 | 2034 | 2034-08-18 | 0.031426 | 0.28618 | 0.030779 | 0.28517 | 0.031692 | 0.29355 | 0.043756 | 0.33374 | 0.038452 | 0.3334 | 0.023616 | 0.21031 | 0.025378 | 0.19423 | 0.072083 | 0.66868 | 0.04213 | 0.34197 | 0.056329 | 0.30522
8 | 2034 | 2034-08-19 | 0.026716 | 0.26876 | 0.019013 | 0.2125 | 0.023145 | 0.24552 | 0.027174 | 0.23575 | 0.027303 | 0.27092 | 0.01316 | 0.12989 | 0.01435 | 0.13849 | 0.048877 | 0.49882 | 0.033341 | 0.29466 | 0.045508 | 0.25884
8 | 2034 | 2034-08-20 | 0.025946 | 0.26478 | 0.019 | 0.21227 | 0.023087 | 0.24561 | 0.027605 | 0.24292 | 0.026996 | 0.26753 | 0.014241 | 0.14392 | 0.014073 | 0.13679 | 0.048804 | 0.50169 | 0.033137 | 0.29421 | 0.045049 | 0.25612
8 | 2034 | 2034-08-21 | 0.032443 | 0.29366 | 0.03075 | 0.28468 | 0.031465 | 0.29406 | 0.040804 | 0.32019 | 0.037778 | 0.33646 | 0.019227 | 0.17119 | 0.024399 | 0.1891 | 0.071865 | 0.6749 | 0.042214 | 0.3437 | 0.054934 | 0.29664
8 | 2034 | 2034-08-22 | 0.03189 | 0.28901 | 0.030714 | 0.28318 | 0.03146 | 0.29432 | 0.042063 | 0.33436 | 0.037435 | 0.33054 | 0.021868 | 0.20182 | 0.024948 | 0.2003 | 0.072308 | 0.68005 | 0.041871 | 0.33903 | 0.054862 | 0.2968
8 | 2034 | 2034-08-23 | 0.03328 | 0.29404 | 0.030848 | 0.28528 | 0.031447 | 0.29482 | 0.041511 | 0.33362 | 0.037206 | 0.33032 | 0.021283 | 0.19812 | 0.023845 | 0.18452 | 0.072534 | 0.684 | 0.041698 | 0.33654 | 0.054725 | 0.29509
8 | 2034 | 2034-08-24 | 0.033624 | 0.29511 | 0.030929 | 0.28573 | 0.031482 | 0.29533 | 0.039467 | 0.32061 | 0.037073 | 0.33479 | 0.018046 | 0.16622 | 0.023421 | 0.18144 | 0.072775 | 0.6876 | 0.041664 | 0.33451 | 0.054909 | 0.29514
8 | 2034 | 2034-08-25 | 0.034178 | 0.29691 | 0.031008 | 0.28578 | 0.031559 | 0.29588 | 0.040286 | 0.33131 | 0.036788 | 0.33045 | 0.019986 | 0.18935 | 0.023467 | 0.18293 | 0.073073 | 0.69181 | 0.041532 | 0.33163 | 0.054443 | 0.29011
8 | 2034 | 2034-08-26 | 0.028074 | 0.27316 | 0.019535 | 0.21727 | 0.023163 | 0.24867 | 0.025352 | 0.24736 | 0.025607 | 0.26319 | 0.012718 | 0.1428 | 0.012869 | 0.13153 | 0.049217 | 0.51955 | 0.033 | 0.28951 | 0.044611 | 0.25311
8 | 2034 | 2034-08-27 | 0.02829 | 0.27378 | 0.019696 | 0.2184 | 0.023231 | 0.24971 | 0.024579 | 0.24496 | 0.025447 | 0.26401 | 0.011847 | 0.13598 | 0.012855 | 0.13235 | 0.049261 | 0.52243 | 0.03307 | 0.28919 | 0.044081 | 0.2508
8 | 2034 | 2034-08-28 | 0.035331 | 0.30227 | 0.031536 | 0.29015 | 0.031798 | 0.29889 | 0.03882 | 0.33114 | 0.036261 | 0.33029 | 0.018905 | 0.18514 | 0.022899 | 0.17972 | 0.072894 | 0.69931 | 0.041785 | 0.33298 | 0.054605 | 0.29255
8 | 2034 | 2034-08-29 | 0.03691 | 0.3114 | 0.031775 | 0.29218 | 0.031929 | 0.30016 | 0.036571 | 0.31656 | 0.036228 | 0.336 | 0.015423 | 0.15045 | 0.022627 | 0.17842 | 0.0722 | 0.6995 | 0.042008 | 0.33832 | 0.055291 | 0.30172
8 | 2034 | 2034-08-30 | 0.036334 | 0.30665 | 0.032146 | 0.29685 | 0.032071 | 0.30163 | 0.037941 | 0.33188 | 0.03601 | 0.33063 | 0.018465 | 0.18508 | 0.022406 | 0.17456 | 0.0727 | 0.70366 | 0.042215 | 0.33553 | 0.054886 | 0.29571
8 | 2034 | 2034-08-31 | 0.035875 | 0.30491 | 0.032393 | 0.2982 | 0.032275 | 0.30309 | 0.0372 | 0.32973 | 0.035942 | 0.33202 | 0.017725 | 0.17941 | 0.02272 | 0.18122 | 0.072131 | 0.70271 | 0.042941 | 0.34227 | 0.05502 | 0.29642
9 | 2034 | 2034-09-01 | 0.036744 | 0.31801 | 0.032604 | 0.31039 | 0.032905 | 0.31676 | 0.044068 | 0.39544 | 0.034969 | 0.34414 | 0.033007 | 0.35165 | 0.026507 | 0.20167 | 0.073777 | 0.72132 | 0.047042 | 0.37089 | 0.062823 | 0.33433
9 | 2034 | 2034-09-02 | 0.032649 | 0.30671 | 0.021271 | 0.24502 | 0.024708 | 0.27091 | 0.029061 | 0.31155 | 0.023849 | 0.28354 | 0.02613 | 0.31002 | 0.015693 | 0.14767 | 0.0498 | 0.54655 | 0.038515 | 0.3254 | 0.049795 | 0.27493
9 | 2034 | 2034-09-03 | 0.033683 | 0.31056 | 0.021448 | 0.2416 | 0.024954 | 0.27037 | 0.028767 | 0.31328 | 0.023801 | 0.28647 | 0.026395 | 0.31529 | 0.016164 | 0.15136 | 0.050281 | 0.55084 | 0.038189 | 0.3193 | 0.048623 | 0.26705
9 | 2034 | 2034-09-04 | 0.039799 | 0.33533 | 0.033288 | 0.31137 | 0.03372 | 0.32027 | 0.042889 | 0.39685 | 0.03475 | 0.34645 | 0.033027 | 0.35774 | 0.026478 | 0.2004 | 0.073383 | 0.72697 | 0.04805 | 0.37539 | 0.061802 | 0.32488
9 | 2034 | 2034-09-05 | 0.039325 | 0.32913 | 0.033694 | 0.31402 | 0.034099 | 0.32493 | 0.042542 | 0.39758 | 0.034845 | 0.34714 | 0.032964 | 0.35861 | 0.025174 | 0.18919 | 0.073501 | 0.72904 | 0.047825 | 0.37056 | 0.060187 | 0.31462
9 | 2034 | 2034-09-06 | 0.039923 | 0.33279 | 0.03413 | 0.31633 | 0.03444 | 0.32505 | 0.042198 | 0.39814 | 0.034998 | 0.34739 | 0.032844 | 0.35858 | 0.025542 | 0.19148 | 0.073735 | 0.7345 | 0.048839 | 0.37792 | 0.061795 | 0.32323
9 | 2034 | 2034-09-07 | 0.041892 | 0.34258 | 0.034577 | 0.32327 | 0.034868 | 0.3291 | 0.041937 | 0.39949 | 0.035157 | 0.3492 | 0.032982 | 0.36151 | 0.025767 | 0.19239 | 0.073859 | 0.7356 | 0.048231 | 0.36892 | 0.0619 | 0.32322
9 | 2034 | 2034-09-08 | 0.042202 | 0.34489 | 0.035058 | 0.32913 | 0.03535 | 0.33487 | 0.041866 | 0.40291 | 0.035253 | 0.35524 | 0.033797 | 0.3725 | 0.026827 | 0.19979 | 0.074049 | 0.74118 | 0.049505 | 0.3787 | 0.064279 | 0.33618
9 | 2034 | 2034-09-09 | 0.03487 | 0.31015 | 0.023944 | 0.25886 | 0.027346 | 0.28846 | 0.026933 | 0.31848 | 0.0245 | 0.29288 | 0.026732 | 0.32714 | 0.016139 | 0.14615 | 0.050533 | 0.57029 | 0.041663 | 0.33843 | 0.0519 | 0.2802
9 | 2034 | 2034-09-10 | 0.040317 | 0.34054 | 0.024492 | 0.26254 | 0.027834 | 0.2905 | 0.027133 | 0.32484 | 0.025128 | 0.30181 | 0.027537 | 0.33792 | 0.017061 | 0.15246 | 0.05109 | 0.57946 | 0.043586 | 0.35396 | 0.054329 | 0.2933
9 | 2034 | 2034-09-11 | 0.050472 | 0.3851 | 0.036909 | 0.33745 | 0.03679 | 0.33917 | 0.042437 | 0.42171 | 0.037447 | 0.37992 | 0.035634 | 0.39793 | 0.028004 | 0.20594 | 0.074496 | 0.75621 | 0.053122 | 0.40538 | 0.063131 | 0.32467
9 | 2034 | 2034-09-12 | 0.052815 | 0.39737 | 0.037898 | 0.34399 | 0.037934 | 0.34968 | 0.04287 | 0.43043 | 0.03865 | 0.39046 | 0.036227 | 0.40596 | 0.028604 | 0.20911 | 0.074288 | 0.76092 | 0.055293 | 0.42432 | 0.064396 | 0.33118
9 | 2034 | 2034-09-13 | 0.050812 | 0.38273 | 0.038345 | 0.34585 | 0.03796 | 0.34597 | 0.042178 | 0.42405 | 0.038159 | 0.38263 | 0.03616 | 0.4038 | 0.02818 | 0.2044 | 0.075425 | 0.76402 | 0.052921 | 0.39528 | 0.065493 | 0.33521
9 | 2034 | 2034-09-14 | 0.054761 | 0.40537 | 0.038825 | 0.34687 | 0.038861 | 0.35165 | 0.041829 | 0.42177 | 0.038379 | 0.37867 | 0.035976 | 0.40051 | 0.029941 | 0.2167 | 0.075753 | 0.76694 | 0.05283 | 0.39036 | 0.066875 | 0.34256
9 | 2034 | 2034-09-15 | 0.060207 | 0.43517 | 0.039691 | 0.35756 | 0.039301 | 0.356 | 0.042081 | 0.42674 | 0.039135 | 0.38523 | 0.036721 | 0.4089 | 0.031895 | 0.23057 | 0.076216 | 0.77552 | 0.054953 | 0.40752 | 0.071691 | 0.36848
9 | 2034 | 2034-09-16 | 0.048215 | 0.37517 | 0.028581 | 0.28907 | 0.031534 | 0.31103 | 0.026806 | 0.33502 | 0.028107 | 0.3122 | 0.029058 | 0.35336 | 0.021464 | 0.17835 | 0.052746 | 0.60319 | 0.046616 | 0.36142 | 0.059127 | 0.31186
9 | 2034 | 2034-09-17 | 0.0469 | 0.36812 | 0.029897 | 0.30012 | 0.032837 | 0.32178 | 0.02696 | 0.33765 | 0.028568 | 0.31636 | 0.029946 | 0.36244 | 0.021171 | 0.17306 | 0.053179 | 0.60763 | 0.047034 | 0.36122 | 0.060438 | 0.31799
9 | 2034 | 2034-09-18 | 0.05778 | 0.4153 | 0.041574 | 0.36545 | 0.041498 | 0.36772 | 0.042734 | 0.43724 | 0.041246 | 0.39862 | 0.038792 | 0.42946 | 0.0326 | 0.22948 | 0.077457 | 0.79539 | 0.059347 | 0.43873 | 0.072058 | 0.36498
9 | 2034 | 2034-09-19 | 0.058662 | 0.41852 | 0.044076 | 0.38968 | 0.043403 | 0.38311 | 0.04374 | 0.44969 | 0.042479 | 0.41683 | 0.040934 | 0.45401 | 0.034918 | 0.24572 | 0.077882 | 0.79462 | 0.057517 | 0.41568 | 0.071199 | 0.35748
9 | 2034 | 2034-09-20 | 0.064236 | 0.44875 | 0.045852 | 0.40571 | 0.045336 | 0.39841 | 0.044405 | 0.45741 | 0.044065 | 0.42478 | 0.041476 | 0.45857 | 0.035197 | 0.24568 | 0.078106 | 0.79941 | 0.05882 | 0.42452 | 0.0737 | 0.37025
9 | 2034 | 2034-09-21 | 0.065088 | 0.44902 | 0.046163 | 0.40143 | 0.045337 | 0.39224 | 0.045221 | 0.4664 | 0.045667 | 0.43508 | 0.0424 | 0.46744 | 0.03672 | 0.25501 | 0.078896 | 0.81223 | 0.062184 | 0.45327 | 0.078452 | 0.39642
9 | 2034 | 2034-09-22 | 0.06819 | 0.46626 | 0.047235 | 0.41111 | 0.047145 | 0.41096 | 0.045881 | 0.47247 | 0.04636 | 0.44495 | 0.044256 | 0.48655 | 0.038733 | 0.26798 | 0.079607 | 0.82519 | 0.065875 | 0.4854 | 0.083224 | 0.42264
9 | 2034 | 2034-09-23 | 0.064116 | 0.44899 | 0.037442 | 0.35872 | 0.040153 | 0.37216 | 0.031957 | 0.39407 | 0.03692 | 0.38878 | 0.037864 | 0.44524 | 0.029155 | 0.22147 | 0.056713 | 0.64861 | 0.054263 | 0.40492 | 0.067803 | 0.34778
9 | 2034 | 2034-09-24 | 0.059998 | 0.42318 | 0.037079 | 0.34698 | 0.039409 | 0.3573 | 0.032981 | 0.40377 | 0.038757 | 0.39951 | 0.038897 | 0.45426 | 0.029455 | 0.22003 | 0.057292 | 0.64759 | 0.052091 | 0.37795 | 0.069364 | 0.35418
9 | 2034 | 2034-09-25 | 0.071182 | 0.47568 | 0.048946 | 0.41397 | 0.04913 | 0.41312 | 0.047986 | 0.48874 | 0.049979 | 0.46376 | 0.047469 | 0.5132 | 0.039887 | 0.26674 | 0.081063 | 0.8308 | 0.064094 | 0.45271 | 0.076674 | 0.37688
9 | 2034 | 2034-09-26 | 0.076282 | 0.50132 | 0.052013 | 0.44365 | 0.050983 | 0.42692 | 0.049531 | 0.50358 | 0.052007 | 0.48305 | 0.04963 | 0.53543 | 0.043265 | 0.29069 | 0.081785 | 0.84114 | 0.066745 | 0.47419 | 0.080184 | 0.39475
9 | 2034 | 2034-09-27 | 0.074466 | 0.49267 | 0.051528 | 0.43297 | 0.051209 | 0.42433 | 0.05031 | 0.50761 | 0.052709 | 0.48976 | 0.051548 | 0.55285 | 0.044147 | 0.29376 | 0.082421 | 0.84724 | 0.067762 | 0.47926 | 0.079142 | 0.38616
9 | 2034 | 2034-09-28 | 0.075454 | 0.49565 | 0.052955 | 0.44265 | 0.05201 | 0.42688 | 0.051537 | 0.51685 | 0.054379 | 0.50094 | 0.053199 | 0.56736 | 0.04445 | 0.29159 | 0.082904 | 0.85127 | 0.068328 | 0.48 | 0.08567 | 0.42323
9 | 2034 | 2034-09-29 | 0.077559 | 0.50639 | 0.05363 | 0.45006 | 0.053722 | 0.44169 | 0.053182 | 0.53059 | 0.056185 | 0.51967 | 0.055803 | 0.59332 | 0.045083 | 0.29209 | 0.084213 | 0.85907 | 0.068271 | 0.47323 | 0.090827 | 0.45065
9 | 2034 | 2034-09-30 | 0.066934 | 0.45583 | 0.043651 | 0.39092 | 0.045513 | 0.38707 | 0.039367 | 0.44846 | 0.047059 | 0.45582 | 0.048788 | 0.54098 | 0.035424 | 0.24305 | 0.061425 | 0.69035 | 0.060213 | 0.42838 | 0.074169 | 0.36799
10 | 2034 | 2034-10-01 | 0.07601 | 0.44526 | 0.051279 | 0.41602 | 0.047745 | 0.38648 | 0.039773 | 0.48257 | 0.051935 | 0.45128 | 0.046181 | 0.52707 | 0.052432 | 0.28612 | 0.069743 | 0.74395 | 0.078029 | 0.4975 | 0.08709 | 0.39577
10 | 2034 | 2034-10-02 | 0.090416 | 0.50391 | 0.066859 | 0.51247 | 0.064331 | 0.48423 | 0.057539 | 0.5923 | 0.066894 | 0.545 | 0.057823 | 0.617 | 0.071764 | 0.37408 | 0.095288 | 0.9357 | 0.091042 | 0.56756 | 0.10223 | 0.45735
10 | 2034 | 2034-10-03 | 0.086225 | 0.48669 | 0.068002 | 0.51862 | 0.063604 | 0.47723 | 0.058268 | 0.59029 | 0.06748 | 0.54392 | 0.058516 | 0.6169 | 0.071489 | 0.37448 | 0.096107 | 0.94253 | 0.093577 | 0.58192 | 0.10706 | 0.4768
10 | 2034 | 2034-10-04 | 0.098432 | 0.53498 | 0.069314 | 0.52627 | 0.065332 | 0.48651 | 0.061089 | 0.6155 | 0.071274 | 0.57113 | 0.062147 | 0.65285 | 0.075872 | 0.39414 | 0.098943 | 0.96498 | 0.095563 | 0.5898 | 0.11307 | 0.50009
10 | 2034 | 2034-10-05 | 0.10019 | 0.54116 | 0.072864 | 0.54936 | 0.074402 | 0.54156 | 0.064553 | 0.64127 | 0.075784 | 0.60215 | 0.066803 | 0.69544 | 0.079656 | 0.41309 | 0.10032 | 0.97616 | 0.098655 | 0.60713 | 0.11474 | 0.50527
10 | 2034 | 2034-10-06 | 0.10996 | 0.58004 | 0.074406 | 0.55899 | 0.071065 | 0.51902 | 0.068002 | 0.68106 | 0.080653 | 0.64078 | 0.071003 | 0.74381 | 0.084158 | 0.43112 | 0.1036 | 1.0051 | 0.10856 | 0.6666 | 0.12279 | 0.53908
10 | 2034 | 2034-10-07 | 0.10256 | 0.54874 | 0.066814 | 0.51639 | 0.0654 | 0.48759 | 0.053941 | 0.59639 | 0.070209 | 0.57423 | 0.063716 | 0.69046 | 0.074184 | 0.38349 | 0.082841 | 0.8527 | 0.10352 | 0.63992 | 0.12093 | 0.53058
10 | 2034 | 2034-10-08 | 0.11434 | 0.59459 | 0.068398 | 0.5242 | 0.071753 | 0.52363 | 0.056712 | 0.61004 | 0.073396 | 0.59244 | 0.067152 | 0.71644 | 0.08308 | 0.42435 | 0.083693 | 0.85742 | 0.10202 | 0.62803 | 0.12476 | 0.54532
10 | 2034 | 2034-10-09 | 0.11951 | 0.61642 | 0.081388 | 0.60089 | 0.078389 | 0.55692 | 0.074079 | 0.70021 | 0.086954 | 0.6689 | 0.077896 | 0.7858 | 0.093307 | 0.47088 | 0.10839 | 1.0391 | 0.10929 | 0.662 | 0.13186 | 0.57275
10 | 2034 | 2034-10-10 | 0.1212 | 0.62208 | 0.082872 | 0.60951 | 0.073569 | 0.52502 | 0.075595 | 0.71079 | 0.088483 | 0.67656 | 0.078995 | 0.79414 | 0.093196 | 0.47136 | 0.10832 | 1.0371 | 0.11008 | 0.66662 | 0.12726 | 0.55253
10 | 2034 | 2034-10-11 | 0.12699 | 0.64492 | 0.086887 | 0.63639 | 0.085306 | 0.59704 | 0.07965 | 0.74517 | 0.093628 | 0.71321 | 0.083887 | 0.84178 | 0.099962 | 0.50363 | 0.11257 | 1.0718 | 0.11702 | 0.70554 | 0.12762 | 0.55218
10 | 2034 | 2034-10-12 | 0.12467 | 0.63454 | 0.088043 | 0.64067 | 0.085619 | 0.5956 | 0.082605 | 0.75392 | 0.096664 | 0.7276 | 0.087353 | 0.86342 | 0.10095 | 0.50768 | 0.11396 | 1.0814 | 0.11858 | 0.71326 | 0.13714 | 0.59109
10 | 2034 | 2034-10-13 | 0.12588 | 0.6393 | 0.08712 | 0.6318 | 0.088846 | 0.61384 | 0.084085 | 0.7672 | 0.098065 | 0.73504 | 0.088009 | 0.8696 | 0.10977 | 0.54408 | 0.11706 | 1.1075 | 0.12775 | 0.76861 | 0.1461 | 0.62795
10 | 2034 | 2034-10-14 | 0.12452 | 0.63175 | 0.078912 | 0.58354 | 0.081319 | 0.56834 | 0.07248 | 0.70063 | 0.090642 | 0.69051 | 0.083888 | 0.8458 | 0.09586 | 0.48028 | 0.094012 | 0.93269 | 0.11466 | 0.69286 | 0.13261 | 0.57069
10 | 2034 | 2034-10-15 | 0.12932 | 0.651 | 0.082276 | 0.60477 | 0.088836 | 0.6135 | 0.077419 | 0.74391 | 0.096857 | 0.73565 | 0.089698 | 0.90362 | 0.10403 | 0.51683 | 0.096582 | 0.9528 | 0.12007 | 0.72446 | 0.14403 | 0.61767
10 | 2034 | 2034-10-16 | 0.1342 | 0.67102 | 0.093864 | 0.67226 | 0.099241 | 0.67133 | 0.094763 | 0.84089 | 0.1102 | 0.81222 | 0.099501 | 0.96886 | 0.11214 | 0.55574 | 0.1219 | 1.1393 | 0.12974 | 0.77383 | 0.15494 | 0.66127
10 | 2034 | 2034-10-17 | 0.13313 | 0.66529 | 0.095608 | 0.68172 | 0.10144 | 0.68211 | 0.099328 | 0.87424 | 0.11557 | 0.84818 | 0.10467 | 1.0155 | 0.1136 | 0.56368 | 0.12551 | 1.1681 | 0.13687 | 0.81535 | 0.15854 | 0.67489
10 | 2034 | 2034-10-18 | 0.15192 | 0.73988 | 0.10322 | 0.73263 | 0.1135 | 0.75518 | 0.10389 | 0.91 | 0.12095 | 0.88501 | 0.10969 | 1.0623 | 0.11627 | 0.57563 | 0.12608 | 1.1689 | 0.13476 | 0.8006 | 0.16156 | 0.68653
10 | 2034 | 2034-10-19 | 0.15756 | 0.76256 | 0.10242 | 0.7254 | 0.10066 | 0.6713 | 0.10556 | 0.90042 | 0.12153 | 0.87701 | 0.11058 | 1.0531 | 0.12756 | 0.62569 | 0.13051 | 1.2045 | 0.14355 | 0.85197 | 0.16405 | 0.69573
10 | 2034 | 2034-10-20 | 0.15457 | 0.74925 | 0.10832 | 0.76368 | 0.11909 | 0.78601 | 0.11261 | 0.95778 | 0.13033 | 0.94062 | 0.11922 | 1.1363 | 0.1295 | 0.63424 | 0.13347 | 1.2268 | 0.14856 | 0.88076 | 0.16386 | 0.6934
10 | 2034 | 2034-10-21 | 0.15389 | 0.74416 | 0.10454 | 0.7465 | 0.12226 | 0.80911 | 0.10234 | 0.89777 | 0.12425 | 0.90434 | 0.11654 | 1.1234 | 0.1281 | 0.62596 | 0.11348 | 1.0806 | 0.1484 | 0.88611 | 0.17873 | 0.7567
10 | 2034 | 2034-10-22 | 0.15624 | 0.75285 | 0.10845 | 0.77142 | 0.1223 | 0.8061 | 0.10757 | 0.94627 | 0.13054 | 0.95052 | 0.12198 | 1.1797 | 0.13296 | 0.64745 | 0.1177 | 1.1114 | 0.15032 | 0.89286 | 0.1675 | 0.70682
10 | 2034 | 2034-10-23 | 0.17979 | 0.84757 | 0.12279 | 0.85694 | 0.13911 | 0.90249 | 0.12708 | 1.0606 | 0.14652 | 1.0467 | 0.13443 | 1.2705 | 0.15045 | 0.73001 | 0.14401 | 1.3055 | 0.16182 | 0.95336 | 0.17891 | 0.75295
10 | 2034 | 2034-10-24 | 0.18422 | 0.86455 | 0.12095 | 0.8404 | 0.13783 | 0.89089 | 0.12934 | 1.0615 | 0.14782 | 1.0459 | 0.13559 | 1.2679 | 0.15326 | 0.74231 | 0.14304 | 1.2917 | 0.15584 | 0.91584 | 0.18512 | 0.77865
10 | 2034 | 2034-10-25 | 0.18007 | 0.84762 | 0.12173 | 0.84401 | 0.1373 | 0.88539 | 0.13401 | 1.0942 | 0.15281 | 1.0778 | 0.14012 | 1.3071 | 0.15716 | 0.75839 | 0.14502 | 1.3056 | 0.16052 | 0.94422 | 0.18272 | 0.76727
10 | 2034 | 2034-10-26 | 0.18854 | 0.88064 | 0.12769 | 0.88252 | 0.14034 | 0.90083 | 0.13809 | 1.1074 | 0.15647 | 1.0942 | 0.14396 | 1.3289 | 0.15677 | 0.75726 | 0.15048 | 1.3498 | 0.17261 | 1.0164 | 0.18875 | 0.79089
10 | 2034 | 2034-10-27 | 0.18959 | 0.88406 | 0.12909 | 0.88904 | 0.13434 | 0.85878 | 0.14228 | 1.1315 | 0.16053 | 1.1171 | 0.14764 | 1.3565 | 0.16546 | 0.79445 | 0.15249 | 1.3613 | 0.17177 | 1.0085 | 0.19334 | 0.80953
10 | 2034 | 2034-10-28 | 0.18707 | 0.87174 | 0.12164 | 0.8451 | 0.14054 | 0.9018 | 0.13479 | 1.1084 | 0.15839 | 1.1158 | 0.14825 | 1.3859 | 0.16028 | 0.76888 | 0.13024 | 1.1922 | 0.16161 | 0.95191 | 0.17817 | 0.74558
10 | 2034 | 2034-10-29 | 0.18526 | 0.86267 | 0.12295 | 0.85069 | 0.1377 | 0.87892 | 0.13632 | 1.095 | 0.15812 | 1.0996 | 0.14796 | 1.3631 | 0.15979 | 0.7682 | 0.13046 | 1.1869 | 0.15478 | 0.90742 | 0.17526 | 0.73136
10 | 2034 | 2034-10-30 | 0.20353 | 0.93729 | 0.13867 | 0.94719 | 0.15402 | 0.97449 | 0.15593 | 1.2098 | 0.17384 | 1.1933 | 0.15989 | 1.4485 | 0.17319 | 0.8298 | 0.15854 | 1.3987 | 0.17714 | 1.0373 | 0.184 | 0.76622
10 | 2034 | 2034-10-31 | 0.19978 | 0.92144 | 0.14052 | 0.95694 | 0.15803 | 0.99677 | 0.16051 | 1.2389 | 0.17829 | 1.2196 | 0.16377 | 1.4792 | 0.17744 | 0.84809 | 0.1611 | 1.4147 | 0.1773 | 1.0354 | 0.18868 | 0.78509
11 | 2034 | 2034-11-01 | 0.24465 | 1.0282 | 0.16635 | 0.99196 | 0.21644 | 1.1399 | 0.21218 | 1.2752 | 0.21575 | 1.3084 | 0.17088 | 1.3517 | 0.23697 | 0.97552 | 0.20442 | 1.6683 | 0.20909 | 1.0288 | 0.22605 | 0.86807
11 | 2034 | 2034-11-02 | 0.26376 | 1.0974 | 0.18177 | 1.0716 | 0.24395 | 1.2651 | 0.22368 | 1.3317 | 0.22639 | 1.3655 | 0.17888 | 1.4069 | 0.25331 | 1.0326 | 0.21317 | 1.7293 | 0.2195 | 1.077 | 0.23865 | 0.91374
11 | 2034 | 2034-11-03 | 0.27168 | 1.13 | 0.17723 | 1.049 | 0.23527 | 1.2276 | 0.23771 | 1.4068 | 0.23902 | 1.4338 | 0.18999 | 1.4873 | 0.25642 | 1.0508 | 0.21357 | 1.7295 | 0.21614 | 1.0629 | 0.24462 | 0.93516
11 | 2034 | 2034-11-04 | 0.2548 | 1.062 | 0.1585 | 0.94005 | 0.22143 | 1.1527 | 0.22448 | 1.3299 | 0.22897 | 1.3708 | 0.18487 | 1.4508 | 0.23454 | 0.96248 | 0.18906 | 1.5451 | 0.20193 | 0.99278 | 0.22937 | 0.87372
11 | 2034 | 2034-11-05 | 0.2464 | 1.033 | 0.16498 | 0.97343 | 0.22433 | 1.1687 | 0.22414 | 1.3316 | 0.22796 | 1.363 | 0.18641 | 1.4601 | 0.23792 | 0.97703 | 0.1922 | 1.5646 | 0.20448 | 1.004 | 0.21834 | 0.8327
11 | 2034 | 2034-11-06 | 0.26135 | 1.0909 | 0.17801 | 1.0501 | 0.2378 | 1.2381 | 0.24554 | 1.4504 | 0.24476 | 1.4591 | 0.1988 | 1.5435 | 0.25196 | 1.0422 | 0.22291 | 1.7874 | 0.22451 | 1.0989 | 0.24388 | 0.93058
11 | 2034 | 2034-11-07 | 0.27795 | 1.1511 | 0.19014 | 1.1134 | 0.25935 | 1.3351 | 0.26411 | 1.536 | 0.26234 | 1.5542 | 0.20971 | 1.6168 | 0.26281 | 1.0784 | 0.23181 | 1.849 | 0.23525 | 1.1484 | 0.25209 | 0.96034
11 | 2034 | 2034-11-08 | 0.28348 | 1.172 | 0.18817 | 1.1024 | 0.24625 | 1.276 | 0.27293 | 1.5801 | 0.27016 | 1.5953 | 0.21621 | 1.6607 | 0.2713 | 1.114 | 0.23073 | 1.8379 | 0.22983 | 1.1245 | 0.26018 | 0.98956
11 | 2034 | 2034-11-09 | 0.26892 | 1.1186 | 0.18208 | 1.0681 | 0.25239 | 1.3023 | 0.26369 | 1.532 | 0.26087 | 1.541 | 0.21072 | 1.6157 | 0.27021 | 1.1098 | 0.22996 | 1.8291 | 0.2245 | 1.1015 | 0.24854 | 0.94633
11 | 2034 | 2034-11-10 | 0.2548 | 1.0679 | 0.17394 | 1.0251 | 0.23381 | 1.2158 | 0.26419 | 1.5394 | 0.2604 | 1.5361 | 0.21311 | 1.6312 | 0.259 | 1.0731 | 0.23037 | 1.8276 | 0.22572 | 1.1035 | 0.22838 | 0.87151
11 | 2034 | 2034-11-11 | 0.25209 | 1.0506 | 0.16842 | 0.98355 | 0.23162 | 1.1944 | 0.2608 | 1.5006 | 0.26019 | 1.5269 | 0.21146 | 1.6145 | 0.25334 | 1.0391 | 0.20694 | 1.6504 | 0.21399 | 1.0438 | 0.23692 | 0.89761
11 | 2034 | 2034-11-12 | 0.27129 | 1.1208 | 0.17866 | 1.0356 | 0.23901 | 1.2239 | 0.264 | 1.515 | 0.26264 | 1.5378 | 0.21394 | 1.6277 | 0.27031 | 1.1025 | 0.21912 | 1.7346 | 0.23339 | 1.1291 | 0.2561 | 0.96755
11 | 2034 | 2034-11-13 | 0.28269 | 1.1668 | 0.19228 | 1.1163 | 0.25543 | 1.308 | 0.28245 | 1.6019 | 0.27748 | 1.6219 | 0.22006 | 1.6571 | 0.28775 | 1.1818 | 0.24483 | 1.9212 | 0.2431 | 1.1795 | 0.25879 | 0.98179
11 | 2034 | 2034-11-14 | 0.29603 | 1.212 | 0.20069 | 1.1576 | 0.2695 | 1.3714 | 0.2978 | 1.6889 | 0.2907 | 1.6932 | 0.23324 | 1.7535 | 0.30361 | 1.2375 | 0.25443 | 1.9877 | 0.25434 | 1.2318 | 0.27673 | 1.0475
11 | 2034 | 2034-11-15 | 0.30218 | 1.2339 | 0.19981 | 1.1478 | 0.27605 | 1.3956 | 0.30192 | 1.7054 | 0.29409 | 1.7091 | 0.23563 | 1.7647 | 0.29839 | 1.2202 | 0.25183 | 1.9646 | 0.24891 | 1.2055 | 0.27155 | 1.0281
11 | 2034 | 2034-11-16 | 0.29647 | 1.2121 | 0.203 | 1.1657 | 0.26345 | 1.3379 | 0.30551 | 1.7267 | 0.2965 | 1.7199 | 0.23952 | 1.7899 | 0.29736 | 1.2179 | 0.25621 | 1.992 | 0.25564 | 1.2335 | 0.27439 | 1.0379
11 | 2034 | 2034-11-17 | 0.29494 | 1.2055 | 0.19971 | 1.147 | 0.25626 | 1.3018 | 0.30523 | 1.7091 | 0.29641 | 1.7158 | 0.23605 | 1.7528 | 0.29255 | 1.2034 | 0.259 | 2.0085 | 0.25736 | 1.2412 | 0.27122 | 1.026
11 | 2034 | 2034-11-18 | 0.30255 | 1.2297 | 0.19904 | 1.1349 | 0.27574 | 1.3865 | 0.30557 | 1.7123 | 0.29809 | 1.718 | 0.24251 | 1.8047 | 0.29673 | 1.2061 | 0.2373 | 1.8442 | 0.24593 | 1.1855 | 0.26953 | 1.0148
11 | 2034 | 2034-11-19 | 0.31695 | 1.2808 | 0.20307 | 1.1551 | 0.27687 | 1.3923 | 0.30866 | 1.7234 | 0.30042 | 1.7279 | 0.24412 | 1.8098 | 0.30619 | 1.2387 | 0.23478 | 1.822 | 0.23919 | 1.1547 | 0.26399 | 0.99402
11 | 2034 | 2034-11-20 | 0.32168 | 1.3055 | 0.21598 | 1.2316 | 0.27984 | 1.4158 | 0.33318 | 1.8618 | 0.31956 | 1.8366 | 0.2593 | 1.9137 | 0.3118 | 1.2741 | 0.26518 | 2.0422 | 0.25783 | 1.2444 | 0.28886 | 1.09
11 | 2034 | 2034-11-21 | 0.33319 | 1.3456 | 0.21911 | 1.2445 | 0.29894 | 1.4991 | 0.34381 | 1.9237 | 0.3282 | 1.8821 | 0.26897 | 1.9833 | 0.32271 | 1.3169 | 0.27601 | 2.1169 | 0.27354 | 1.3147 | 0.30676 | 1.1555
11 | 2034 | 2034-11-22 | 0.33433 | 1.3463 | 0.22513 | 1.2733 | 0.30789 | 1.5383 | 0.3542 | 1.9737 | 0.33727 | 1.9296 | 0.27578 | 2.0271 | 0.34278 | 1.3859 | 0.27495 | 2.1051 | 0.26987 | 1.2973 | 0.30546 | 1.1504
11 | 2034 | 2034-11-23 | 0.3277 | 1.3234 | 0.22343 | 1.2631 | 0.29683 | 1.4838 | 0.35608 | 1.9695 | 0.33894 | 1.9353 | 0.27423 | 2.0047 | 0.32956 | 1.3451 | 0.27565 | 2.1064 | 0.26827 | 1.2901 | 0.30377 | 1.1442
11 | 2034 | 2034-11-24 | 0.3417 | 1.3748 | 0.23126 | 1.3029 | 0.31608 | 1.572 | 0.36888 | 2.0376 | 0.34989 | 1.9935 | 0.28405 | 2.073 | 0.34877 | 1.4162 | 0.27592 | 2.1047 | 0.2654 | 1.2778 | 0.31371 | 1.1804
11 | 2034 | 2034-11-25 | 0.35382 | 1.4164 | 0.23875 | 1.3324 | 0.32913 | 1.629 | 0.3699 | 2.0334 | 0.35275 | 2.0017 | 0.28811 | 2.1023 | 0.35682 | 1.4293 | 0.26174 | 1.9946 | 0.26855 | 1.2861 | 0.29682 | 1.1137
11 | 2034 | 2034-11-26 | 0.34608 | 1.3861 | 0.23862 | 1.3301 | 0.33528 | 1.6548 | 0.37166 | 2.0435 | 0.35333 | 2.002 | 0.29015 | 2.1123 | 0.35589 | 1.424 | 0.26616 | 2.022 | 0.27638 | 1.3183 | 0.3074 | 1.152
11 | 2034 | 2034-11-27 | 0.36187 | 1.4469 | 0.24891 | 1.391 | 0.34399 | 1.7008 | 0.39032 | 2.1296 | 0.36821 | 2.0859 | 0.2957 | 2.1355 | 0.36754 | 1.4868 | 0.29055 | 2.199 | 0.28411 | 1.36 | 0.31531 | 1.1859
11 | 2034 | 2034-11-28 | 0.38965 | 1.5493 | 0.27429 | 1.5247 | 0.36395 | 1.7948 | 0.3983 | 2.1805 | 0.37407 | 2.1161 | 0.30411 | 2.1963 | 0.38136 | 1.5379 | 0.29354 | 2.2179 | 0.28306 | 1.3588 | 0.32633 | 1.2268
11 | 2034 | 2034-11-29 | 0.38618 | 1.5394 | 0.26856 | 1.4938 | 0.36981 | 1.825 | 0.41192 | 2.2602 | 0.38525 | 2.1758 | 0.31623 | 2.2845 | 0.38707 | 1.5596 | 0.29651 | 2.2349 | 0.28856 | 1.3807 | 0.33553 | 1.2602
11 | 2034 | 2034-11-30 | 0.39361 | 1.5631 | 0.26655 | 1.4806 | 0.37586 | 1.847 | 0.41613 | 2.2762 | 0.38852 | 2.1909 | 0.31817 | 2.2909 | 0.38597 | 1.5544 | 0.29948 | 2.2522 | 0.29333 | 1.4 | 0.32208 | 1.2107
12 | 2034 | 2034-12-01 | 0.34472 | 1.4592 | 0.28844 | 1.5789 | 0.36771 | 1.8637 | 0.45861 | 2.4443 | 0.39329 | 2.2231 | 0.32282 | 2.1132 | 0.34225 | 1.5261 | 0.33227 | 2.4124 | 0.31044 | 1.5217 | 0.3292 | 1.2817
12 | 2034 | 2034-12-02 | 0.34796 | 1.4693 | 0.28153 | 1.5301 | 0.36553 | 1.8445 | 0.44785 | 2.3724 | 0.38614 | 2.1762 | 0.31599 | 2.059 | 0.332 | 1.4764 | 0.30876 | 2.2348 | 0.30059 | 1.4694 | 0.31663 | 1.2302
12 | 2034 | 2034-12-03 | 0.33312 | 1.4105 | 0.2833 | 1.5382 | 0.36647 | 1.8456 | 0.4557 | 2.4124 | 0.3911 | 2.2003 | 0.32238 | 2.0966 | 0.33591 | 1.4927 | 0.3031 | 2.1925 | 0.29293 | 1.4314 | 0.32837 | 1.2762
12 | 2034 | 2034-12-04 | 0.34017 | 1.4397 | 0.29602 | 1.613 | 0.37459 | 1.8921 | 0.4765 | 2.528 | 0.4062 | 2.2862 | 0.33402 | 2.1703 | 0.34977 | 1.5571 | 0.32781 | 2.3724 | 0.30103 | 1.4748 | 0.32244 | 1.2553
12 | 2034 | 2034-12-05 | 0.33382 | 1.4143 | 0.27856 | 1.5224 | 0.35712 | 1.8062 | 0.48246 | 2.5552 | 0.41063 | 2.3081 | 0.33732 | 2.1857 | 0.33941 | 1.5125 | 0.32349 | 2.3403 | 0.29331 | 1.4381 | 0.32743 | 1.2747
12 | 2034 | 2034-12-06 | 0.33621 | 1.4232 | 0.29087 | 1.5839 | 0.35074 | 1.774 | 0.46707 | 2.4774 | 0.39998 | 2.2462 | 0.3275 | 2.1283 | 0.34023 | 1.5157 | 0.31461 | 2.2764 | 0.28106 | 1.3785 | 0.31707 | 1.2348
12 | 2034 | 2034-12-07 | 0.33514 | 1.4186 | 0.28597 | 1.5563 | 0.34851 | 1.7614 | 0.46504 | 2.471 | 0.39736 | 2.2278 | 0.32889 | 2.1406 | 0.34651 | 1.5422 | 0.31432 | 2.2731 | 0.27642 | 1.3583 | 0.29495 | 1.1483
12 | 2034 | 2034-12-08 | 0.33613 | 1.422 | 0.27632 | 1.5066 | 0.32939 | 1.6679 | 0.47649 | 2.5308 | 0.40428 | 2.2625 | 0.33843 | 2.1977 | 0.33619 | 1.4979 | 0.31354 | 2.2639 | 0.27613 | 1.3551 | 0.29815 | 1.1609
12 | 2034 | 2034-12-09 | 0.32658 | 1.3819 | 0.26492 | 1.4348 | 0.33229 | 1.6737 | 0.45776 | 2.4233 | 0.39052 | 2.1783 | 0.32844 | 2.13 | 0.32252 | 1.4333 | 0.29407 | 2.1136 | 0.27263 | 1.3327 | 0.27949 | 1.0857
12 | 2034 | 2034-12-10 | 0.33149 | 1.4008 | 0.26662 | 1.4425 | 0.32481 | 1.6354 | 0.46697 | 2.4663 | 0.3972 | 2.213 | 0.33351 | 2.1544 | 0.31824 | 1.4142 | 0.29895 | 2.1429 | 0.28022 | 1.3669 | 0.29291 | 1.1382
12 | 2034 | 2034-12-11 | 0.34041 | 1.4376 | 0.27904 | 1.5125 | 0.33459 | 1.6862 | 0.49046 | 2.5958 | 0.41391 | 2.3081 | 0.34696 | 2.2382 | 0.34027 | 1.5141 | 0.32061 | 2.3018 | 0.28551 | 1.3963 | 0.3062 | 1.1923
12 | 2034 | 2034-12-12 | 0.35554 | 1.4966 | 0.29092 | 1.573 | 0.34962 | 1.7585 | 0.48929 | 2.584 | 0.41413 | 2.3077 | 0.34367 | 2.2111 | 0.33499 | 1.4901 | 0.31653 | 2.2705 | 0.28064 | 1.3715 | 0.30483 | 1.1872
12 | 2034 | 2034-12-13 | 0.35158 | 1.4807 | 0.28997 | 1.5677 | 0.35325 | 1.7766 | 0.5004 | 2.6363 | 0.42212 | 2.3499 | 0.3498 | 2.2409 | 0.35145 | 1.5594 | 0.32121 | 2.3008 | 0.28411 | 1.3892 | 0.31279 | 1.218
12 | 2034 | 2034-12-14 | 0.34435 | 1.452 | 0.28389 | 1.5362 | 0.36307 | 1.8234 | 0.49634 | 2.6158 | 0.41897 | 2.3297 | 0.34755 | 2.2266 | 0.3496 | 1.5513 | 0.31576 | 2.261 | 0.27606 | 1.3504 | 0.305 | 1.1877
12 | 2034 | 2034-12-15 | 0.34946 | 1.4718 | 0.28997 | 1.5662 | 0.33384 | 1.6811 | 0.50455 | 2.6593 | 0.42359 | 2.3521 | 0.35471 | 2.2693 | 0.34597 | 1.5354 | 0.32147 | 2.2977 | 0.28233 | 1.3805 | 0.31972 | 1.2452
12 | 2034 | 2034-12-16 | 0.35165 | 1.478 | 0.29168 | 1.5621 | 0.36738 | 1.8367 | 0.4981 | 2.6062 | 0.41982 | 2.3251 | 0.34894 | 2.2163 | 0.34757 | 1.5363 | 0.30766 | 2.1868 | 0.28607 | 1.3933 | 0.31677 | 1.2312
12 | 2034 | 2034-12-17 | 0.35554 | 1.493 | 0.2914 | 1.5585 | 0.35429 | 1.7722 | 0.50946 | 2.6627 | 0.42721 | 2.3635 | 0.35671 | 2.2589 | 0.3515 | 1.5525 | 0.30896 | 2.1913 | 0.29077 | 1.4126 | 0.31051 | 1.2073
12 | 2034 | 2034-12-18 | 0.36437 | 1.5295 | 0.30726 | 1.6497 | 0.37573 | 1.8818 | 0.52748 | 2.7637 | 0.4404 | 2.4398 | 0.36573 | 2.3152 | 0.3609 | 1.5972 | 0.33256 | 2.3633 | 0.29996 | 1.46 | 0.31928 | 1.2441
12 | 2034 | 2034-12-19 | 0.36476 | 1.5309 | 0.31082 | 1.6645 | 0.39443 | 1.9667 | 0.53049 | 2.7813 | 0.44139 | 2.4423 | 0.36944 | 2.338 | 0.3663 | 1.6203 | 0.34152 | 2.4213 | 0.31279 | 1.5199 | 0.34101 | 1.3291
12 | 2034 | 2034-12-20 | 0.36205 | 1.52 | 0.30368 | 1.6227 | 0.37693 | 1.8783 | 0.52313 | 2.7315 | 0.43896 | 2.4293 | 0.35815 | 2.2556 | 0.36218 | 1.6024 | 0.34374 | 2.4338 | 0.316 | 1.5344 | 0.34744 | 1.3539
12 | 2034 | 2034-12-21 | 0.63893 | 2.6073 | 0.55142 | 2.908 | 0.78851 | 3.8924 | 0.75317 | 3.8531 | 0.60312 | 3.3425 | 0.49436 | 2.9953 | 0.57445 | 2.4994 | 0.49558 | 3.4634 | 0.52145 | 2.5116 | 0.57171 | 2.2235
12 | 2034 | 2034-12-22 | 0.37535 | 1.5719 | 0.30642 | 1.6414 | 0.38038 | 1.9018 | 0.542 | 2.8358 | 0.44854 | 2.4758 | 0.37646 | 2.3691 | 0.37065 | 1.6357 | 0.33588 | 2.3764 | 0.3045 | 1.4793 | 0.32944 | 1.2843
12 | 2034 | 2034-12-23 | 0.3542 | 1.4866 | 0.29208 | 1.5537 | 0.37048 | 1.8437 | 0.51932 | 2.7042 | 0.43295 | 2.3833 | 0.36123 | 2.2648 | 0.35832 | 1.5769 | 0.30576 | 2.1551 | 0.28679 | 1.39 | 0.30788 | 1.1979
12 | 2034 | 2034-12-24 | 0.35241 | 1.4794 | 0.28828 | 1.5345 | 0.36761 | 1.8338 | 0.52235 | 2.7217 | 0.43395 | 2.3863 | 0.36477 | 2.2861 | 0.35109 | 1.5451 | 0.30578 | 2.1548 | 0.28391 | 1.3781 | 0.31228 | 1.2149
12 | 2034 | 2034-12-25 | 0.3749 | 1.5698 | 0.30884 | 1.6519 | 0.37572 | 1.8797 | 0.54586 | 2.8519 | 0.45041 | 2.4808 | 0.37817 | 2.3692 | 0.36976 | 1.6294 | 0.32795 | 2.318 | 0.29107 | 1.4164 | 0.31152 | 1.2147
12 | 2034 | 2034-12-26 | 0.3845 | 1.6074 | 0.31333 | 1.6747 | 0.39352 | 1.9653 | 0.55037 | 2.8709 | 0.45382 | 2.4986 | 0.37953 | 2.3707 | 0.36972 | 1.6282 | 0.33096 | 2.3344 | 0.29916 | 1.4516 | 0.32937 | 1.2847
12 | 2034 | 2034-12-27 | 0.39292 | 1.6405 | 0.32004 | 1.7036 | 0.39396 | 1.963 | 0.54584 | 2.8507 | 0.44963 | 2.4731 | 0.37803 | 2.363 | 0.37231 | 1.6388 | 0.3312 | 2.334 | 0.30001 | 1.455 | 0.34207 | 1.334
12 | 2034 | 2034-12-28 | 0.38034 | 1.591 | 0.31954 | 1.7017 | 0.37859 | 1.8903 | 0.55409 | 2.8901 | 0.45519 | 2.5025 | 0.3827 | 2.3854 | 0.36867 | 1.6223 | 0.33335 | 2.346 | 0.30504 | 1.4772 | 0.34058 | 1.3285
12 | 2034 | 2034-12-29 | 0.37382 | 1.5654 | 0.32169 | 1.7092 | 0.38317 | 1.9109 | 0.55116 | 2.8613 | 0.45604 | 2.5087 | 0.37348 | 2.3129 | 0.36946 | 1.6252 | 0.33344 | 2.3448 | 0.30572 | 1.48 | 0.35345 | 1.3789
12 | 2034 | 2034-12-30 | 0.36531 | 1.5298 | 0.29998 | 1.5883 | 0.36773 | 1.8303 | 0.54066 | 2.7964 | 0.44741 | 2.454 | 0.36913 | 2.2776 | 0.359 | 1.574 | 0.31521 | 2.2047 | 0.3048 | 1.4705 | 0.3322 | 1.2938
12 | 2034 | 2034-12-31 | 0.36707 | 1.5368 | 0.29389 | 1.5567 | 0.35076 | 1.7469 | 0.53224 | 2.761 | 0.43949 | 2.4073 | 0.3673 | 2.2735 | 0.34911 | 1.5309 | 0.30863 | 2.1584 | 0.29642 | 1.4302 | 0.32122 | 1.2514
1 | 2035 | 2035-01-01 | 0.36383 | 1.521 | 0.32519 | 1.7131 | 0.38243 | 1.9004 | 0.56348 | 2.9208 | 0.45988 | 2.557 | 0.39559 | 2.4645 | 0.38694 | 1.737 | 0.35077 | 2.4686 | 0.30452 | 1.4864 | 0.32986 | 1.2896
1 | 2035 | 2035-01-02 | 0.37852 | 1.5784 | 0.33128 | 1.743 | 0.41069 | 2.0357 | 0.58322 | 3.0196 | 0.47354 | 2.6316 | 0.40875 | 2.5415 | 0.39101 | 1.7543 | 0.3605 | 2.5314 | 0.31692 | 1.5442 | 0.36347 | 1.4211
1 | 2035 | 2035-01-03 | 0.38954 | 1.6214 | 0.33193 | 1.7454 | 0.42361 | 2.0971 | 0.58349 | 3.0184 | 0.47349 | 2.6315 | 0.40805 | 2.5319 | 0.40039 | 1.7948 | 0.36031 | 2.5277 | 0.31752 | 1.546 | 0.36161 | 1.4142
1 | 2035 | 2035-01-04 | 0.38707 | 1.6119 | 0.33113 | 1.7406 | 0.40723 | 2.0181 | 0.58328 | 3.0206 | 0.47256 | 2.623 | 0.40896 | 2.5391 | 0.39627 | 1.776 | 0.36599 | 2.5643 | 0.32554 | 1.5833 | 0.35513 | 1.389
1 | 2035 | 2035-01-05 | 0.39083 | 1.6267 | 0.3413 | 1.791 | 0.42417 | 2.0995 | 0.59302 | 3.0674 | 0.47923 | 2.6601 | 0.41479 | 2.5696 | 0.39411 | 1.766 | 0.37173 | 2.6037 | 0.33473 | 1.6274 | 0.36376 | 1.4226
1 | 2035 | 2035-01-06 | 0.37093 | 1.547 | 0.32706 | 1.7071 | 0.41082 | 2.0278 | 0.58089 | 2.9955 | 0.46954 | 2.5992 | 0.4095 | 2.5311 | 0.39118 | 1.7485 | 0.34539 | 2.4089 | 0.3238 | 1.5701 | 0.33989 | 1.3273
1 | 2035 | 2035-01-07 | 0.35461 | 1.4834 | 0.32418 | 1.6917 | 0.39139 | 1.9332 | 0.55876 | 2.8846 | 0.45322 | 2.5073 | 0.39464 | 2.4391 | 0.37217 | 1.6637 | 0.33157 | 2.3122 | 0.30753 | 1.4909 | 0.32081 | 1.2535
1 | 2035 | 2035-01-08 | 0.36251 | 1.5165 | 0.33091 | 1.736 | 0.40715 | 2.0163 | 0.5783 | 2.9954 | 0.46708 | 2.5882 | 0.40537 | 2.5084 | 0.3867 | 1.731 | 0.34779 | 2.4373 | 0.30962 | 1.5053 | 0.33529 | 1.3127
1 | 2035 | 2035-01-09 | 0.36341 | 1.5203 | 0.32665 | 1.7137 | 0.39819 | 1.9726 | 0.58298 | 3.0184 | 0.46998 | 2.6038 | 0.40831 | 2.5235 | 0.38895 | 1.7404 | 0.34573 | 2.4221 | 0.30861 | 1.4998 | 0.34834 | 1.3641
1 | 2035 | 2035-01-10 | 0.37622 | 1.5705 | 0.32663 | 1.7128 | 0.39544 | 1.959 | 0.57872 | 2.9934 | 0.46679 | 2.5875 | 0.4042 | 2.4923 | 0.38851 | 1.7378 | 0.34492 | 2.4134 | 0.30825 | 1.4965 | 0.34915 | 1.3678
1 | 2035 | 2035-01-11 | 0.37699 | 1.5737 | 0.32011 | 1.6789 | 0.37497 | 1.8599 | 0.56586 | 2.9292 | 0.4571 | 2.5327 | 0.39561 | 2.4387 | 0.3887 | 1.7378 | 0.33931 | 2.3741 | 0.30291 | 1.4703 | 0.33657 | 1.3185
1 | 2035 | 2035-01-12 | 0.37414 | 1.5628 | 0.31424 | 1.6487 | 0.37619 | 1.8658 | 0.56471 | 2.9269 | 0.45547 | 2.5209 | 0.39592 | 2.4429 | 0.38213 | 1.7086 | 0.3375 | 2.3611 | 0.30247 | 1.4676 | 0.33213 | 1.3014
1 | 2035 | 2035-01-13 | 0.35923 | 1.5028 | 0.30714 | 1.601 | 0.36836 | 1.8213 | 0.55167 | 2.852 | 0.445 | 2.4553 | 0.39054 | 2.4061 | 0.36058 | 1.6092 | 0.318 | 2.2139 | 0.30057 | 1.4538 | 0.32958 | 1.2894
1 | 2035 | 2035-01-14 | 0.35894 | 1.5019 | 0.3095 | 1.6129 | 0.38027 | 1.8797 | 0.54459 | 2.8149 | 0.43961 | 2.4258 | 0.38522 | 2.3703 | 0.37614 | 1.6775 | 0.31752 | 2.2114 | 0.30237 | 1.4625 | 0.32903 | 1.2873
1 | 2035 | 2035-01-15 | 0.36178 | 1.5156 | 0.3158 | 1.6554 | 0.38228 | 1.8958 | 0.56548 | 2.9346 | 0.45424 | 2.5103 | 0.39753 | 2.4521 | 0.38482 | 1.7191 | 0.3376 | 2.3625 | 0.30919 | 1.4993 | 0.34137 | 1.3381
1 | 2035 | 2035-01-16 | 0.35193 | 1.4774 | 0.30563 | 1.603 | 0.35877 | 1.7822 | 0.5597 | 2.9037 | 0.44982 | 2.4866 | 0.39298 | 2.4206 | 0.37116 | 1.6584 | 0.3356 | 2.3432 | 0.30632 | 1.4827 | 0.33071 | 1.297
1 | 2035 | 2035-01-17 | 0.36626 | 1.5333 | 0.31056 | 1.6273 | 0.36721 | 1.8228 | 0.56192 | 2.9156 | 0.45087 | 2.4917 | 0.39466 | 2.4302 | 0.37894 | 1.6915 | 0.32765 | 2.289 | 0.29857 | 1.4453 | 0.33938 | 1.3316
1 | 2035 | 2035-01-18 | 0.36178 | 1.5163 | 0.3174 | 1.6617 | 0.38722 | 1.9194 | 0.55656 | 2.8892 | 0.44653 | 2.4671 | 0.39116 | 2.4081 | 0.36994 | 1.6518 | 0.33279 | 2.3233 | 0.30672 | 1.4837 | 0.35519 | 1.3935
1 | 2035 | 2035-01-19 | 0.37373 | 1.5634 | 0.33118 | 1.7311 | 0.40151 | 1.9895 | 0.56792 | 2.9411 | 0.45469 | 2.5155 | 0.39705 | 2.4361 | 0.37708 | 1.6837 | 0.32967 | 2.3053 | 0.30639 | 1.4833 | 0.34005 | 1.3342
1 | 2035 | 2035-01-20 | 0.36206 | 1.516 | 0.32487 | 1.6876 | 0.40077 | 1.9787 | 0.55189 | 2.8515 | 0.44207 | 2.4383 | 0.38975 | 2.3885 | 0.38783 | 1.7268 | 0.32107 | 2.2312 | 0.31745 | 1.5309 | 0.3341 | 1.3088
1 | 2035 | 2035-01-21 | 0.35514 | 1.4892 | 0.31655 | 1.6446 | 0.38711 | 1.9112 | 0.5508 | 2.8453 | 0.44091 | 2.4322 | 0.38875 | 2.3804 | 0.37723 | 1.6794 | 0.31133 | 2.1636 | 0.3069 | 1.4795 | 0.33292 | 1.3046
1 | 2035 | 2035-01-22 | 0.3604 | 1.5125 | 0.32234 | 1.6849 | 0.3858 | 1.9118 | 0.56593 | 2.9328 | 0.45177 | 2.4983 | 0.39611 | 2.4287 | 0.37793 | 1.6866 | 0.32831 | 2.2917 | 0.309 | 1.4928 | 0.32755 | 1.2863
1 | 2035 | 2035-01-23 | 0.35134 | 1.4775 | 0.3111 | 1.628 | 0.37313 | 1.8518 | 0.55619 | 2.8868 | 0.4441 | 2.454 | 0.39047 | 2.3971 | 0.36955 | 1.6489 | 0.32668 | 2.2799 | 0.3087 | 1.4907 | 0.33151 | 1.3019
1 | 2035 | 2035-01-24 | 0.35736 | 1.5014 | 0.31821 | 1.6635 | 0.38803 | 1.9233 | 0.55485 | 2.879 | 0.44281 | 2.4476 | 0.38918 | 2.3871 | 0.37182 | 1.659 | 0.32992 | 2.3025 | 0.31498 | 1.5207 | 0.3404 | 1.3366
1 | 2035 | 2035-01-25 | 0.35631 | 1.4978 | 0.32914 | 1.7184 | 0.39554 | 1.9611 | 0.55255 | 2.8684 | 0.44065 | 2.4352 | 0.38792 | 2.3798 | 0.3687 | 1.6455 | 0.32353 | 2.2604 | 0.30968 | 1.4957 | 0.33952 | 1.3331
1 | 2035 | 2035-01-26 | 0.36012 | 1.513 | 0.3309 | 1.727 | 0.39944 | 1.9801 | 0.55806 | 2.8905 | 0.44469 | 2.4614 | 0.38973 | 2.383 | 0.37263 | 1.6626 | 0.32875 | 2.2951 | 0.31772 | 1.5334 | 0.33186 | 1.3036
1 | 2035 | 2035-01-27 | 0.34528 | 1.4532 | 0.31322 | 1.626 | 0.3999 | 1.9741 | 0.54372 | 2.8083 | 0.43341 | 2.3925 | 0.38326 | 2.3399 | 0.36359 | 1.6184 | 0.30122 | 2.0924 | 0.30536 | 1.4691 | 0.32815 | 1.2873
1 | 2035 | 2035-01-28 | 0.34577 | 1.4554 | 0.31102 | 1.6139 | 0.37612 | 1.8595 | 0.54047 | 2.7924 | 0.43064 | 2.3772 | 0.38118 | 2.3272 | 0.35188 | 1.5664 | 0.31179 | 2.1636 | 0.32001 | 1.5385 | 0.34775 | 1.3636
1 | 2035 | 2035-01-29 | 0.36856 | 1.547 | 0.34055 | 1.7739 | 0.41389 | 2.048 | 0.5657 | 2.9274 | 0.44904 | 2.4874 | 0.39433 | 2.4074 | 0.37104 | 1.6548 | 0.33192 | 2.3132 | 0.32586 | 1.5698 | 0.35915 | 1.4111
1 | 2035 | 2035-01-30 | 0.35714 | 1.5031 | 0.33563 | 1.749 | 0.42085 | 2.0816 | 0.55092 | 2.8557 | 0.43784 | 2.424 | 0.38519 | 2.3547 | 0.3578 | 1.5964 | 0.32753 | 2.2834 | 0.32231 | 1.5526 | 0.34873 | 1.3708
1 | 2035 | 2035-01-31 | 0.35639 | 1.5004 | 0.32773 | 1.7093 | 0.40706 | 2.0162 | 0.55309 | 2.8603 | 0.4396 | 2.4381 | 0.38452 | 2.3425 | 0.36018 | 1.6065 | 0.32398 | 2.2583 | 0.31936 | 1.5378 | 0.35319 | 1.3884
2 | 2035 | 2035-02-01 | 0.36949 | 1.5673 | 0.31604 | 1.6716 | 0.37678 | 1.8888 | 0.50994 | 2.6857 | 0.41671 | 2.3765 | 0.37935 | 2.3525 | 0.36452 | 1.6297 | 0.29639 | 2.1083 | 0.29333 | 1.4113 | 0.31514 | 1.2701
2 | 2035 | 2035-02-02 | 0.36398 | 1.5457 | 0.30476 | 1.613 | 0.34401 | 1.7282 | 0.50187 | 2.6459 | 0.41008 | 2.3361 | 0.37363 | 2.3188 | 0.3554 | 1.5889 | 0.28109 | 2.0002 | 0.27537 | 1.3253 | 0.30393 | 1.2238
2 | 2035 | 2035-02-03 | 0.34927 | 1.4862 | 0.29178 | 1.5356 | 0.32929 | 1.6502 | 0.4842 | 2.5453 | 0.39679 | 2.2566 | 0.36382 | 2.2533 | 0.33064 | 1.4753 | 0.26451 | 1.8756 | 0.27823 | 1.3338 | 0.3088 | 1.2412
2 | 2035 | 2035-02-04 | 0.35596 | 1.5136 | 0.29846 | 1.5699 | 0.3508 | 1.756 | 0.48935 | 2.5653 | 0.40016 | 2.2846 | 0.3681 | 2.2747 | 0.33381 | 1.4895 | 0.27584 | 1.9562 | 0.29452 | 1.4112 | 0.31929 | 1.2839
2 | 2035 | 2035-02-05 | 0.36488 | 1.5517 | 0.31221 | 1.6509 | 0.34901 | 1.7549 | 0.49729 | 2.6188 | 0.40561 | 2.3169 | 0.37058 | 2.297 | 0.34382 | 1.5382 | 0.29563 | 2.1043 | 0.30015 | 1.4423 | 0.33256 | 1.3388
2 | 2035 | 2035-02-06 | 0.34719 | 1.4816 | 0.2969 | 1.5715 | 0.34619 | 1.7408 | 0.49358 | 2.5984 | 0.40229 | 2.2994 | 0.36818 | 2.2816 | 0.33324 | 1.491 | 0.28492 | 2.0287 | 0.28776 | 1.3831 | 0.32574 | 1.312
2 | 2035 | 2035-02-07 | 0.35172 | 1.4998 | 0.30261 | 1.6007 | 0.3463 | 1.7411 | 0.49045 | 2.5816 | 0.39957 | 2.2852 | 0.36601 | 2.268 | 0.34021 | 1.5219 | 0.29165 | 2.0767 | 0.29802 | 1.4318 | 0.32236 | 1.2991
2 | 2035 | 2035-02-08 | 0.3476 | 1.4841 | 0.30733 | 1.6249 | 0.34226 | 1.7205 | 0.48436 | 2.5515 | 0.39466 | 2.2557 | 0.36155 | 2.2419 | 0.33922 | 1.5182 | 0.28554 | 2.0332 | 0.29038 | 1.3958 | 0.32733 | 1.3191
2 | 2035 | 2035-02-09 | 0.33574 | 1.4373 | 0.29372 | 1.5542 | 0.34267 | 1.7226 | 0.4745 | 2.5029 | 0.38669 | 2.207 | 0.35454 | 2.2011 | 0.32135 | 1.4383 | 0.27988 | 1.9936 | 0.28471 | 1.3686 | 0.30963 | 1.2481
2 | 2035 | 2035-02-10 | 0.32343 | 1.3868 | 0.27448 | 1.4444 | 0.31608 | 1.5862 | 0.4523 | 2.3803 | 0.36988 | 2.1051 | 0.34151 | 2.1177 | 0.30356 | 1.355 | 0.25851 | 1.8347 | 0.27991 | 1.3411 | 0.30168 | 1.2155
2 | 2035 | 2035-02-11 | 0.32418 | 1.391 | 0.27326 | 1.4379 | 0.3092 | 1.5533 | 0.44097 | 2.3245 | 0.36077 | 2.049 | 0.33344 | 2.0711 | 0.29561 | 1.3198 | 0.25097 | 1.7819 | 0.27219 | 1.3039 | 0.29817 | 1.2003
2 | 2035 | 2035-02-12 | 0.33877 | 1.4512 | 0.28705 | 1.519 | 0.3207 | 1.6173 | 0.45272 | 2.3943 | 0.36908 | 2.1016 | 0.33889 | 2.1096 | 0.30611 | 1.3706 | 0.26931 | 1.9209 | 0.27831 | 1.3363 | 0.29365 | 1.1841
2 | 2035 | 2035-02-13 | 0.34356 | 1.4702 | 0.28721 | 1.5196 | 0.3118 | 1.5731 | 0.45647 | 2.4108 | 0.37196 | 2.1233 | 0.34141 | 2.1228 | 0.31487 | 1.4101 | 0.27153 | 1.9362 | 0.28067 | 1.3484 | 0.30198 | 1.2177
2 | 2035 | 2035-02-14 | 0.34181 | 1.4641 | 0.28736 | 1.5201 | 0.32073 | 1.6169 | 0.45602 | 2.4079 | 0.37164 | 2.1235 | 0.3408 | 2.1188 | 0.31743 | 1.4218 | 0.27793 | 1.982 | 0.29048 | 1.395 | 0.31277 | 1.2617
2 | 2035 | 2035-02-15 | 0.34197 | 1.4649 | 0.28853 | 1.5259 | 0.34382 | 1.729 | 0.45789 | 2.4173 | 0.37336 | 2.1356 | 0.34156 | 2.123 | 0.32625 | 1.4611 | 0.28318 | 2.0198 | 0.29918 | 1.4362 | 0.32068 | 1.2933
2 | 2035 | 2035-02-16 | 0.3549 | 1.5169 | 0.30441 | 1.6078 | 0.36066 | 1.812 | 0.46258 | 2.4361 | 0.37671 | 2.1623 | 0.34512 | 2.1413 | 0.3165 | 1.4177 | 0.28593 | 2.0394 | 0.30348 | 1.4568 | 0.32786 | 1.3236
2 | 2035 | 2035-02-17 | 0.34275 | 1.4674 | 0.28536 | 1.4989 | 0.34718 | 1.739 | 0.43624 | 2.2915 | 0.35638 | 2.0396 | 0.3295 | 2.0425 | 0.31156 | 1.3924 | 0.26645 | 1.8937 | 0.3 | 1.4362 | 0.31517 | 1.272
2 | 2035 | 2035-02-18 | 0.34617 | 1.4815 | 0.28286 | 1.4857 | 0.33704 | 1.6893 | 0.43504 | 2.284 | 0.35537 | 2.0361 | 0.3285 | 2.0359 | 0.30832 | 1.3783 | 0.26455 | 1.8807 | 0.29908 | 1.4317 | 0.31672 | 1.277
2 | 2035 | 2035-02-19 | 0.34669 | 1.4855 | 0.28295 | 1.496 | 0.33736 | 1.6974 | 0.44492 | 2.3456 | 0.36241 | 2.0796 | 0.33233 | 2.0659 | 0.31225 | 1.3999 | 0.27526 | 1.9642 | 0.29132 | 1.3997 | 0.31726 | 1.2809
2 | 2035 | 2035-02-20 | 0.32225 | 1.3889 | 0.27453 | 1.4521 | 0.31916 | 1.6083 | 0.4267 | 2.2546 | 0.3476 | 1.9886 | 0.31973 | 1.9929 | 0.29064 | 1.3035 | 0.26581 | 1.8975 | 0.27991 | 1.3454 | 0.30166 | 1.2194
2 | 2035 | 2035-02-21 | 0.31689 | 1.368 | 0.27467 | 1.4525 | 0.33672 | 1.695 | 0.42413 | 2.2403 | 0.3455 | 1.9782 | 0.31775 | 1.9808 | 0.29045 | 1.303 | 0.26991 | 1.9275 | 0.28795 | 1.3831 | 0.29804 | 1.2036
2 | 2035 | 2035-02-22 | 0.33548 | 1.4426 | 0.27933 | 1.4765 | 0.34407 | 1.7309 | 0.42636 | 2.2466 | 0.34686 | 1.9925 | 0.31962 | 1.9893 | 0.29356 | 1.3175 | 0.27169 | 1.9401 | 0.29023 | 1.3944 | 0.30041 | 1.2142
2 | 2035 | 2035-02-23 | 0.31515 | 1.362 | 0.27246 | 1.4406 | 0.32588 | 1.6419 | 0.42236 | 2.2285 | 0.34411 | 1.9748 | 0.31596 | 1.969 | 0.28172 | 1.2646 | 0.27046 | 1.9316 | 0.28956 | 1.3913 | 0.31491 | 1.2716
2 | 2035 | 2035-02-24 | 0.29572 | 1.2836 | 0.24565 | 1.2914 | 0.28897 | 1.4547 | 0.40193 | 2.113 | 0.32867 | 1.8828 | 0.30422 | 1.8926 | 0.26195 | 1.1729 | 0.24685 | 1.7567 | 0.28074 | 1.3452 | 0.31113 | 1.2548
2 | 2035 | 2035-02-25 | 0.30717 | 1.3296 | 0.24823 | 1.3045 | 0.29384 | 1.4785 | 0.40535 | 2.125 | 0.33101 | 1.9033 | 0.30686 | 1.9055 | 0.2665 | 1.1935 | 0.24326 | 1.7315 | 0.27684 | 1.3268 | 0.29013 | 1.1719
2 | 2035 | 2035-02-26 | 0.3056 | 1.3248 | 0.25185 | 1.3328 | 0.291 | 1.4697 | 0.40577 | 2.1447 | 0.33113 | 1.8983 | 0.30323 | 1.8948 | 0.26521 | 1.1917 | 0.26266 | 1.8767 | 0.28061 | 1.3496 | 0.30927 | 1.2496
2 | 2035 | 2035-02-27 | 0.29649 | 1.2894 | 0.25156 | 1.331 | 0.28492 | 1.4414 | 0.40128 | 2.1183 | 0.32712 | 1.8781 | 0.30037 | 1.8765 | 0.27025 | 1.2144 | 0.25296 | 1.8082 | 0.26881 | 1.2935 | 0.2918 | 1.1801
2 | 2035 | 2035-02-28 | 0.30757 | 1.3341 | 0.24468 | 1.2951 | 0.29188 | 1.476 | 0.40428 | 2.1311 | 0.32956 | 1.8965 | 0.3021 | 1.8854 | 0.2829 | 1.2718 | 0.25754 | 1.8416 | 0.27738 | 1.3336 | 0.29989 | 1.2108
3 | 2035 | 2035-03-01 | 0.28756 | 1.2675 | 0.24171 | 1.297 | 0.27192 | 1.4317 | 0.44566 | 2.3625 | 0.33778 | 1.9374 | 0.31007 | 2.0022 | 0.26487 | 1.197 | 0.25129 | 1.774 | 0.2784 | 1.3736 | 0.2954 | 1.2234
3 | 2035 | 2035-03-02 | 0.29097 | 1.2819 | 0.2524 | 1.3536 | 0.27571 | 1.4515 | 0.44361 | 2.351 | 0.33645 | 1.9323 | 0.30808 | 1.9902 | 0.27035 | 1.222 | 0.25631 | 1.809 | 0.29015 | 1.432 | 0.30689 | 1.2713
3 | 2035 | 2035-03-03 | 0.28429 | 1.2813 | 0.23927 | 1.2747 | 0.27024 | 1.4191 | 0.41944 | 2.216 | 0.31998 | 1.836 | 0.29422 | 1.8984 | 0.24504 | 1.1053 | 0.23248 | 1.6323 | 0.27859 | 1.3724 | 0.30217 | 1.2539
3 | 2035 | 2035-03-04 | 0.28525 | 1.2852 | 0.2354 | 1.2536 | 0.2701 | 1.4184 | 0.41069 | 2.1702 | 0.3127 | 1.7903 | 0.28878 | 1.8644 | 0.25677 | 1.1584 | 0.23242 | 1.6313 | 0.27288 | 1.345 | 0.29069 | 1.2059
3 | 2035 | 2035-03-05 | 0.2916 | 1.3134 | 0.25139 | 1.3476 | 0.27869 | 1.4672 | 0.42427 | 2.2497 | 0.32329 | 1.858 | 0.29465 | 1.9062 | 0.2587 | 1.1703 | 0.24832 | 1.7534 | 0.27527 | 1.3596 | 0.29028 | 1.2038
3 | 2035 | 2035-03-06 | 0.27522 | 1.2471 | 0.23933 | 1.2831 | 0.26753 | 1.4089 | 0.41939 | 2.2237 | 0.31958 | 1.8368 | 0.29113 | 1.8844 | 0.26414 | 1.1951 | 0.23886 | 1.6881 | 0.2617 | 1.2926 | 0.27362 | 1.1345
3 | 2035 | 2035-03-07 | 0.26814 | 1.2185 | 0.23247 | 1.2462 | 0.25907 | 1.3647 | 0.40881 | 2.1689 | 0.31188 | 1.7899 | 0.28441 | 1.842 | 0.2514 | 1.1382 | 0.23525 | 1.663 | 0.25497 | 1.2598 | 0.26446 | 1.0965
3 | 2035 | 2035-03-08 | 0.27185 | 1.2342 | 0.23176 | 1.242 | 0.24091 | 1.2698 | 0.40228 | 2.1345 | 0.30712 | 1.7622 | 0.27992 | 1.8139 | 0.24803 | 1.1229 | 0.23425 | 1.6562 | 0.25587 | 1.2645 | 0.27301 | 1.1329
3 | 2035 | 2035-03-09 | 0.2771 | 1.2562 | 0.23006 | 1.2332 | 0.25393 | 1.338 | 0.40725 | 2.1581 | 0.31047 | 1.7866 | 0.28186 | 1.827 | 0.24263 | 1.0989 | 0.24074 | 1.7008 | 0.2644 | 1.3075 | 0.28024 | 1.1629
3 | 2035 | 2035-03-10 | 0.26555 | 1.208 | 0.21861 | 1.1639 | 0.25344 | 1.3317 | 0.39092 | 2.0623 | 0.29876 | 1.7196 | 0.27251 | 1.7641 | 0.22831 | 1.0318 | 0.21483 | 1.51 | 0.25368 | 1.2519 | 0.25967 | 1.0775
3 | 2035 | 2035-03-11 | 0.25784 | 1.177 | 0.2102 | 1.1184 | 0.23707 | 1.2462 | 0.38044 | 2.0078 | 0.29075 | 1.67 | 0.2659 | 1.7224 | 0.22931 | 1.0364 | 0.20829 | 1.4648 | 0.24413 | 1.2049 | 0.25983 | 1.0782
3 | 2035 | 2035-03-12 | 0.26737 | 1.2173 | 0.22814 | 1.223 | 0.24649 | 1.2994 | 0.38284 | 2.0308 | 0.2936 | 1.6879 | 0.26541 | 1.7232 | 0.24404 | 1.106 | 0.23131 | 1.6354 | 0.25181 | 1.2464 | 0.27017 | 1.1215
3 | 2035 | 2035-03-13 | 0.26867 | 1.2227 | 0.22174 | 1.1881 | 0.24032 | 1.2674 | 0.37768 | 2.0033 | 0.28997 | 1.6676 | 0.2616 | 1.6993 | 0.23691 | 1.074 | 0.22896 | 1.6193 | 0.25042 | 1.2399 | 0.27557 | 1.144
3 | 2035 | 2035-03-14 | 0.26136 | 1.1942 | 0.22083 | 1.1836 | 0.23992 | 1.2654 | 0.37512 | 1.9891 | 0.28848 | 1.6616 | 0.25916 | 1.6841 | 0.23396 | 1.0609 | 0.23247 | 1.6436 | 0.25825 | 1.2791 | 0.2662 | 1.1049
3 | 2035 | 2035-03-15 | 0.26187 | 1.196 | 0.21405 | 1.1469 | 0.23119 | 1.22 | 0.36903 | 1.9569 | 0.28421 | 1.6372 | 0.25482 | 1.6567 | 0.23039 | 1.0452 | 0.23203 | 1.6405 | 0.25886 | 1.2826 | 0.26819 | 1.1139
3 | 2035 | 2035-03-16 | 0.24797 | 1.1397 | 0.21161 | 1.134 | 0.2233 | 1.1789 | 0.36677 | 1.9439 | 0.2822 | 1.6267 | 0.25272 | 1.6438 | 0.22514 | 1.0217 | 0.22787 | 1.611 | 0.24635 | 1.2217 | 0.2534 | 1.0534
3 | 2035 | 2035-03-17 | 0.23146 | 1.0719 | 0.19737 | 1.0505 | 0.2133 | 1.123 | 0.35374 | 1.8643 | 0.27174 | 1.5657 | 0.24543 | 1.5941 | 0.2146 | 0.97095 | 0.20108 | 1.4139 | 0.23316 | 1.1539 | 0.24714 | 1.0284
3 | 2035 | 2035-03-18 | 0.22336 | 1.0386 | 0.19284 | 1.0255 | 0.21018 | 1.107 | 0.34156 | 1.8015 | 0.26344 | 1.5157 | 0.2376 | 1.5443 | 0.20441 | 0.92529 | 0.1987 | 1.397 | 0.22667 | 1.1226 | 0.23538 | 0.97991
3 | 2035 | 2035-03-19 | 0.22438 | 1.0444 | 0.19911 | 1.0665 | 0.21395 | 1.1308 | 0.34273 | 1.8181 | 0.26486 | 1.5233 | 0.23652 | 1.5411 | 0.20957 | 0.9519 | 0.21355 | 1.5116 | 0.22522 | 1.1185 | 0.24054 | 1.0004
3 | 2035 | 2035-03-20 | 0.23185 | 1.0751 | 0.20151 | 1.0792 | 0.22304 | 1.1787 | 0.35416 | 1.874 | 0.27218 | 1.5723 | 0.24215 | 1.5777 | 0.21266 | 0.96579 | 0.21352 | 1.5113 | 0.22749 | 1.1301 | 0.24039 | 1.0002
3 | 2035 | 2035-03-21 | 0.23187 | 1.0753 | 0.19299 | 1.0346 | 0.22183 | 1.1728 | 0.34343 | 1.8183 | 0.26426 | 1.5236 | 0.23527 | 1.5339 | 0.20749 | 0.94261 | 0.21535 | 1.5234 | 0.22702 | 1.1288 | 0.23422 | 0.97504
3 | 2035 | 2035-03-22 | 0.2406 | 1.1109 | 0.19353 | 1.0367 | 0.21913 | 1.1591 | 0.34328 | 1.816 | 0.2638 | 1.5231 | 0.23432 | 1.5281 | 0.19961 | 0.90741 | 0.21537 | 1.5235 | 0.2295 | 1.1415 | 0.2354 | 0.97985
3 | 2035 | 2035-03-23 | 0.25317 | 1.162 | 0.20281 | 1.0857 | 0.21906 | 1.1591 | 0.34614 | 1.8289 | 0.26552 | 1.5367 | 0.23503 | 1.533 | 0.20535 | 0.93313 | 0.21357 | 1.5108 | 0.22567 | 1.1232 | 0.23304 | 0.97076
3 | 2035 | 2035-03-24 | 0.24873 | 1.143 | 0.18514 | 0.98369 | 0.21723 | 1.1462 | 0.32273 | 1.6973 | 0.24861 | 1.4356 | 0.2217 | 1.4443 | 0.19577 | 0.88668 | 0.19568 | 1.3748 | 0.22222 | 1.1043 | 0.22713 | 0.94764
3 | 2035 | 2035-03-25 | 0.23718 | 1.0958 | 0.18023 | 0.9571 | 0.20953 | 1.1064 | 0.32515 | 1.7077 | 0.24898 | 1.4387 | 0.22243 | 1.4494 | 0.19064 | 0.86368 | 0.20435 | 1.4344 | 0.23565 | 1.1717 | 0.22979 | 0.95888
3 | 2035 | 2035-03-26 | 0.24898 | 1.1451 | 0.19098 | 1.0223 | 0.2158 | 1.1436 | 0.33505 | 1.7683 | 0.25615 | 1.4826 | 0.22634 | 1.4781 | 0.19769 | 0.89907 | 0.22757 | 1.6062 | 0.24148 | 1.2044 | 0.24379 | 1.0177
3 | 2035 | 2035-03-27 | 0.24194 | 1.1172 | 0.18821 | 1.0091 | 0.21796 | 1.1554 | 0.33042 | 1.7438 | 0.25347 | 1.4693 | 0.22264 | 1.4545 | 0.20201 | 0.91824 | 0.2198 | 1.5527 | 0.23475 | 1.1711 | 0.24355 | 1.0163
3 | 2035 | 2035-03-28 | 0.22435 | 1.0459 | 0.18109 | 0.97004 | 0.20169 | 1.0709 | 0.31454 | 1.6628 | 0.2438 | 1.4126 | 0.21241 | 1.3887 | 0.19817 | 0.9007 | 0.21874 | 1.545 | 0.2322 | 1.1592 | 0.23935 | 0.99838
3 | 2035 | 2035-03-29 | 0.23604 | 1.0938 | 0.1752 | 0.93911 | 0.19553 | 1.0394 | 0.30656 | 1.6211 | 0.23772 | 1.3756 | 0.20711 | 1.3549 | 0.19382 | 0.88095 | 0.21907 | 1.5472 | 0.23397 | 1.1686 | 0.22708 | 0.94806
3 | 2035 | 2035-03-30 | 0.24278 | 1.1205 | 0.18223 | 0.97629 | 0.21233 | 1.1279 | 0.30977 | 1.6358 | 0.23938 | 1.3883 | 0.20812 | 1.3616 | 0.19402 | 0.88198 | 0.22439 | 1.5833 | 0.23861 | 1.1927 | 0.23212 | 0.97059
3 | 2035 | 2035-03-31 | 0.23537 | 1.0894 | 0.17451 | 0.92727 | 0.2094 | 1.1095 | 0.30119 | 1.5788 | 0.23182 | 1.3456 | 0.20339 | 1.328 | 0.19381 | 0.87783 | 0.20459 | 1.434 | 0.23093 | 1.1529 | 0.22073 | 0.924
4 | 2035 | 2035-04-01 | 0.19465 | 0.92555 | 0.15756 | 0.82676 | 0.17716 | 0.92436 | 0.23551 | 1.2409 | 0.21351 | 1.1707 | 0.18586 | 1.1813 | 0.16971 | 0.74094 | 0.16479 | 1.1813 | 0.19337 | 0.97551 | 0.21385 | 0.89884
4 | 2035 | 2035-04-02 | 0.19163 | 0.9142 | 0.16159 | 0.85678 | 0.16805 | 0.88328 | 0.24462 | 1.2986 | 0.21924 | 1.2082 | 0.18822 | 1.2015 | 0.1666 | 0.73368 | 0.18497 | 1.3313 | 0.19665 | 0.99484 | 0.20776 | 0.87242
4 | 2035 | 2035-04-03 | 0.19486 | 0.92722 | 0.14939 | 0.79349 | 0.1606 | 0.84669 | 0.23794 | 1.2649 | 0.21304 | 1.1742 | 0.18209 | 1.1642 | 0.16057 | 0.7079 | 0.18279 | 1.3172 | 0.19871 | 1.0057 | 0.20483 | 0.86065
4 | 2035 | 2035-04-04 | 0.18695 | 0.89561 | 0.14725 | 0.78225 | 0.16023 | 0.84539 | 0.23389 | 1.243 | 0.20921 | 1.1539 | 0.17861 | 1.1428 | 0.15744 | 0.69437 | 0.17937 | 1.2917 | 0.19114 | 0.96829 | 0.21191 | 0.89107
4 | 2035 | 2035-04-05 | 0.19323 | 0.92113 | 0.14595 | 0.77557 | 0.15764 | 0.83367 | 0.23207 | 1.2327 | 0.20802 | 1.1477 | 0.17707 | 1.1325 | 0.15947 | 0.7026 | 0.18003 | 1.2975 | 0.1955 | 0.99097 | 0.21019 | 0.88442
4 | 2035 | 2035-04-06 | 0.19259 | 0.91903 | 0.14281 | 0.75897 | 0.15823 | 0.83722 | 0.22755 | 1.2086 | 0.2037 | 1.1247 | 0.17316 | 1.1085 | 0.15789 | 0.69558 | 0.17754 | 1.2784 | 0.18829 | 0.95546 | 0.20636 | 0.86867
4 | 2035 | 2035-04-07 | 0.18614 | 0.89214 | 0.14181 | 0.74456 | 0.16213 | 0.85311 | 0.21271 | 1.1187 | 0.19286 | 1.0606 | 0.16602 | 1.0583 | 0.151 | 0.65992 | 0.15483 | 1.1092 | 0.17924 | 0.90864 | 0.19383 | 0.81752
4 | 2035 | 2035-04-08 | 0.19331 | 0.92042 | 0.14705 | 0.77216 | 0.15758 | 0.83115 | 0.21209 | 1.1154 | 0.19337 | 1.0629 | 0.16543 | 1.053 | 0.15759 | 0.68736 | 0.15432 | 1.1051 | 0.17742 | 0.90033 | 0.19209 | 0.81028
4 | 2035 | 2035-04-09 | 0.19474 | 0.92722 | 0.15119 | 0.80304 | 0.15735 | 0.83569 | 0.22097 | 1.1715 | 0.19852 | 1.0978 | 0.16775 | 1.0733 | 0.15965 | 0.70187 | 0.17643 | 1.2683 | 0.1813 | 0.92292 | 0.20252 | 0.85387
4 | 2035 | 2035-04-10 | 0.18946 | 0.9066 | 0.14864 | 0.78998 | 0.16113 | 0.85517 | 0.21944 | 1.1617 | 0.1972 | 1.0915 | 0.16672 | 1.0663 | 0.1527 | 0.67222 | 0.17852 | 1.2863 | 0.19385 | 0.98664 | 0.21358 | 0.90153
4 | 2035 | 2035-04-11 | 0.17963 | 0.86589 | 0.14547 | 0.77316 | 0.16119 | 0.85647 | 0.21397 | 1.1334 | 0.19193 | 1.0633 | 0.16194 | 1.0373 | 0.15518 | 0.6823 | 0.179 | 1.2874 | 0.18758 | 0.95624 | 0.19589 | 0.82687
4 | 2035 | 2035-04-12 | 0.18821 | 0.90118 | 0.1399 | 0.74459 | 0.15617 | 0.83206 | 0.20817 | 1.1051 | 0.1869 | 1.0353 | 0.15659 | 1.0044 | 0.15785 | 0.69317 | 0.17855 | 1.2853 | 0.19038 | 0.97101 | 0.20157 | 0.85148
4 | 2035 | 2035-04-13 | 0.1888 | 0.90437 | 0.13632 | 0.72593 | 0.16407 | 0.87316 | 0.20921 | 1.1072 | 0.18802 | 1.043 | 0.1581 | 1.0126 | 0.15476 | 0.67975 | 0.17556 | 1.2649 | 0.1894 | 0.96659 | 0.2064 | 0.87238
4 | 2035 | 2035-04-14 | 0.17415 | 0.84317 | 0.1251 | 0.65803 | 0.13894 | 0.74136 | 0.18493 | 0.97182 | 0.1671 | 0.92395 | 0.1423 | 0.91192 | 0.13922 | 0.60757 | 0.15138 | 1.0824 | 0.16962 | 0.86604 | 0.19269 | 0.81595
4 | 2035 | 2035-04-15 | 0.16669 | 0.81196 | 0.12383 | 0.65245 | 0.14209 | 0.75981 | 0.18438 | 0.9713 | 0.16849 | 0.92964 | 0.14148 | 0.90471 | 0.13892 | 0.60591 | 0.14769 | 1.0564 | 0.16564 | 0.84659 | 0.17887 | 0.75763
4 | 2035 | 2035-04-16 | 0.16932 | 0.82413 | 0.1302 | 0.69516 | 0.14636 | 0.78668 | 0.19507 | 1.0351 | 0.17501 | 0.97307 | 0.14583 | 0.93741 | 0.14792 | 0.64985 | 0.16686 | 1.2026 | 0.17783 | 0.91036 | 0.18178 | 0.76954
4 | 2035 | 2035-04-17 | 0.16927 | 0.82418 | 0.13002 | 0.69492 | 0.13832 | 0.7474 | 0.19666 | 1.0421 | 0.17748 | 0.98685 | 0.14754 | 0.94617 | 0.13891 | 0.6114 | 0.171 | 1.2304 | 0.17785 | 0.91175 | 0.17745 | 0.75184
4 | 2035 | 2035-04-18 | 0.16016 | 0.78712 | 0.1272 | 0.68049 | 0.14403 | 0.77779 | 0.19078 | 1.0123 | 0.17179 | 0.95633 | 0.14246 | 0.91555 | 0.13858 | 0.60967 | 0.16799 | 1.2083 | 0.17207 | 0.8834 | 0.17807 | 0.75463
4 | 2035 | 2035-04-19 | 0.1517 | 0.75343 | 0.12791 | 0.68449 | 0.13915 | 0.75473 | 0.18362 | 0.97574 | 0.1645 | 0.91753 | 0.13631 | 0.87889 | 0.13625 | 0.59942 | 0.168 | 1.208 | 0.17081 | 0.87799 | 0.17562 | 0.74494
4 | 2035 | 2035-04-20 | 0.15606 | 0.77059 | 0.12179 | 0.65285 | 0.13014 | 0.70957 | 0.17797 | 0.94627 | 0.1587 | 0.88709 | 0.13162 | 0.85097 | 0.12878 | 0.56755 | 0.1687 | 1.2124 | 0.17016 | 0.87567 | 0.17025 | 0.72272
4 | 2035 | 2035-04-21 | 0.15014 | 0.74596 | 0.10791 | 0.57122 | 0.1161 | 0.63426 | 0.1594 | 0.83938 | 0.14399 | 0.80184 | 0.12114 | 0.78144 | 0.11853 | 0.51764 | 0.14204 | 1.0161 | 0.15831 | 0.81444 | 0.16084 | 0.68445
4 | 2035 | 2035-04-22 | 0.14479 | 0.72429 | 0.10577 | 0.56105 | 0.11808 | 0.64609 | 0.15818 | 0.8331 | 0.14351 | 0.79947 | 0.12032 | 0.77551 | 0.12211 | 0.5324 | 0.14044 | 1.007 | 0.16314 | 0.83923 | 0.16694 | 0.71082
4 | 2035 | 2035-04-23 | 0.1598 | 0.78664 | 0.1222 | 0.65697 | 0.13288 | 0.72752 | 0.17238 | 0.91609 | 0.15443 | 0.8659 | 0.1277 | 0.82558 | 0.13776 | 0.60447 | 0.15947 | 1.1493 | 0.16587 | 0.85578 | 0.16751 | 0.71255
4 | 2035 | 2035-04-24 | 0.16888 | 0.82338 | 0.12769 | 0.68647 | 0.13867 | 0.75846 | 0.16978 | 0.90316 | 0.15245 | 0.85542 | 0.12565 | 0.81263 | 0.14093 | 0.61753 | 0.16044 | 1.156 | 0.16613 | 0.85804 | 0.1659 | 0.70611
4 | 2035 | 2035-04-25 | 0.16626 | 0.81283 | 0.12086 | 0.65147 | 0.13281 | 0.73009 | 0.16194 | 0.86287 | 0.14412 | 0.81159 | 0.1191 | 0.77422 | 0.14188 | 0.62119 | 0.15692 | 1.1295 | 0.15714 | 0.81362 | 0.16849 | 0.71757
4 | 2035 | 2035-04-26 | 0.15256 | 0.75752 | 0.1182 | 0.63783 | 0.12607 | 0.69626 | 0.15945 | 0.85026 | 0.14213 | 0.80132 | 0.11723 | 0.76253 | 0.1364 | 0.59779 | 0.14846 | 1.0717 | 0.15353 | 0.79549 | 0.16298 | 0.69484
4 | 2035 | 2035-04-27 | 0.14301 | 0.71914 | 0.11056 | 0.59832 | 0.1223 | 0.67831 | 0.15094 | 0.80575 | 0.13267 | 0.75207 | 0.11027 | 0.72226 | 0.12228 | 0.53784 | 0.1428 | 1.0316 | 0.14634 | 0.75981 | 0.15504 | 0.66177
4 | 2035 | 2035-04-28 | 0.13014 | 0.66533 | 0.093988 | 0.50334 | 0.10852 | 0.6049 | 0.13385 | 0.70884 | 0.12047 | 0.67899 | 0.10083 | 0.65823 | 0.10675 | 0.46582 | 0.12252 | 0.87825 | 0.13495 | 0.70164 | 0.13938 | 0.59677
4 | 2035 | 2035-04-29 | 0.13654 | 0.69207 | 0.094743 | 0.50811 | 0.10312 | 0.57919 | 0.13055 | 0.69003 | 0.11664 | 0.66049 | 0.09871 | 0.64617 | 0.10959 | 0.47751 | 0.11984 | 0.86035 | 0.13472 | 0.70105 | 0.14377 | 0.61568
4 | 2035 | 2035-04-30 | 0.13698 | 0.69477 | 0.099319 | 0.54253 | 0.11025 | 0.62187 | 0.13955 | 0.7486 | 0.1222 | 0.69737 | 0.10129 | 0.66836 | 0.11301 | 0.49797 | 0.14628 | 1.055 | 0.14535 | 0.75789 | 0.14449 | 0.61809
5 | 2035 | 2035-05-01 | 0.11769 | 0.61885 | 0.080142 | 0.44949 | 0.09434 | 0.5716 | 0.11713 | 0.64563 | 0.11124 | 0.65067 | 0.085788 | 0.58589 | 0.088806 | 0.40451 | 0.1342 | 0.95727 | 0.11815 | 0.63661 | 0.11747 | 0.51059
5 | 2035 | 2035-05-02 | 0.11333 | 0.60123 | 0.079345 | 0.44518 | 0.09059 | 0.55064 | 0.11443 | 0.63034 | 0.10718 | 0.62664 | 0.083141 | 0.56806 | 0.081076 | 0.37006 | 0.13091 | 0.9339 | 0.11392 | 0.6147 | 0.1138 | 0.49461
5 | 2035 | 2035-05-03 | 0.11503 | 0.60861 | 0.076107 | 0.4286 | 0.086543 | 0.528 | 0.1118 | 0.61602 | 0.1036 | 0.60598 | 0.080728 | 0.55224 | 0.081875 | 0.3736 | 0.12897 | 0.92027 | 0.11187 | 0.6046 | 0.11943 | 0.51992
5 | 2035 | 2035-05-04 | 0.12296 | 0.64154 | 0.07962 | 0.44861 | 0.089987 | 0.55096 | 0.11078 | 0.61269 | 0.10658 | 0.62777 | 0.081896 | 0.56195 | 0.091996 | 0.41885 | 0.12954 | 0.92374 | 0.11405 | 0.61753 | 0.11484 | 0.50032
5 | 2035 | 2035-05-05 | 0.10883 | 0.58303 | 0.064853 | 0.36179 | 0.08097 | 0.50202 | 0.093596 | 0.51166 | 0.09198 | 0.53988 | 0.072146 | 0.49473 | 0.074997 | 0.33946 | 0.10578 | 0.74909 | 0.10554 | 0.57354 | 0.1034 | 0.45318
5 | 2035 | 2035-05-06 | 0.10288 | 0.55851 | 0.061584 | 0.34605 | 0.072956 | 0.4552 | 0.090736 | 0.49651 | 0.087601 | 0.51448 | 0.069306 | 0.4764 | 0.073835 | 0.3344 | 0.10326 | 0.73278 | 0.10228 | 0.55683 | 0.10386 | 0.45559
5 | 2035 | 2035-05-07 | 0.10755 | 0.57874 | 0.071339 | 0.40698 | 0.078289 | 0.48643 | 0.10299 | 0.57246 | 0.096616 | 0.572 | 0.075112 | 0.51923 | 0.078383 | 0.35826 | 0.1255 | 0.89936 | 0.11001 | 0.59857 | 0.11156 | 0.48712
5 | 2035 | 2035-05-08 | 0.10371 | 0.56328 | 0.071602 | 0.40742 | 0.079886 | 0.49778 | 0.10075 | 0.55852 | 0.092944 | 0.5495 | 0.072993 | 0.50413 | 0.077926 | 0.35643 | 0.12394 | 0.88781 | 0.10896 | 0.5939 | 0.11063 | 0.483
5 | 2035 | 2035-05-09 | 0.10541 | 0.5705 | 0.070355 | 0.40239 | 0.079578 | 0.49803 | 0.099325 | 0.55036 | 0.092664 | 0.54905 | 0.07272 | 0.50232 | 0.079114 | 0.36188 | 0.1249 | 0.89588 | 0.11148 | 0.60859 | 0.10781 | 0.47073
5 | 2035 | 2035-05-10 | 0.10997 | 0.58902 | 0.069246 | 0.39922 | 0.077634 | 0.48957 | 0.097088 | 0.54374 | 0.092866 | 0.55577 | 0.072038 | 0.50231 | 0.078453 | 0.35879 | 0.12036 | 0.8646 | 0.10536 | 0.57639 | 0.10548 | 0.4611
5 | 2035 | 2035-05-11 | 0.10598 | 0.57311 | 0.070414 | 0.40762 | 0.079128 | 0.50115 | 0.095066 | 0.53243 | 0.090448 | 0.54203 | 0.070559 | 0.49259 | 0.079732 | 0.36489 | 0.11711 | 0.84063 | 0.10181 | 0.55818 | 0.10436 | 0.45626
5 | 2035 | 2035-05-12 | 0.09477 | 0.52648 | 0.056748 | 0.32693 | 0.068412 | 0.4411 | 0.077694 | 0.43259 | 0.0758 | 0.45527 | 0.060706 | 0.42645 | 0.06681 | 0.30347 | 0.092113 | 0.65579 | 0.092001 | 0.5072 | 0.095311 | 0.41997
5 | 2035 | 2035-05-13 | 0.097245 | 0.53678 | 0.056045 | 0.32435 | 0.068149 | 0.44156 | 0.075433 | 0.41998 | 0.072381 | 0.43526 | 0.058697 | 0.41323 | 0.065483 | 0.29763 | 0.088677 | 0.63181 | 0.087879 | 0.48584 | 0.085423 | 0.37628
5 | 2035 | 2035-05-14 | 0.096186 | 0.53329 | 0.068906 | 0.40336 | 0.076625 | 0.49252 | 0.088292 | 0.49919 | 0.082744 | 0.50107 | 0.065471 | 0.46261 | 0.073411 | 0.33701 | 0.1122 | 0.80801 | 0.097766 | 0.53927 | 0.10075 | 0.44142
5 | 2035 | 2035-05-15 | 0.091151 | 0.51317 | 0.067212 | 0.39403 | 0.074707 | 0.48243 | 0.086816 | 0.49135 | 0.082042 | 0.49833 | 0.06503 | 0.46025 | 0.07149 | 0.32873 | 0.11172 | 0.80366 | 0.098758 | 0.54577 | 0.10198 | 0.44582
5 | 2035 | 2035-05-16 | 0.094951 | 0.52922 | 0.068424 | 0.40133 | 0.078563 | 0.50816 | 0.085741 | 0.48522 | 0.082319 | 0.50134 | 0.065238 | 0.46187 | 0.071844 | 0.33069 | 0.11397 | 0.82148 | 0.10337 | 0.57185 | 0.099633 | 0.43612
5 | 2035 | 2035-05-17 | 0.10051 | 0.5525 | 0.069793 | 0.41145 | 0.078441 | 0.50962 | 0.084157 | 0.47813 | 0.081788 | 0.50056 | 0.064781 | 0.46046 | 0.075088 | 0.34547 | 0.11451 | 0.82704 | 0.1053 | 0.58332 | 0.09908 | 0.43458
5 | 2035 | 2035-05-18 | 0.10497 | 0.5711 | 0.07048 | 0.41773 | 0.077836 | 0.50803 | 0.082079 | 0.4687 | 0.079687 | 0.49021 | 0.063389 | 0.45311 | 0.078991 | 0.36334 | 0.11261 | 0.81544 | 0.1033 | 0.57341 | 0.098667 | 0.43323
5 | 2035 | 2035-05-19 | 0.086227 | 0.49313 | 0.05547 | 0.33162 | 0.064877 | 0.43512 | 0.065332 | 0.37363 | 0.067177 | 0.41764 | 0.054776 | 0.3964 | 0.066694 | 0.30504 | 0.086759 | 0.62582 | 0.091898 | 0.51378 | 0.090558 | 0.40101
5 | 2035 | 2035-05-20 | 0.08341 | 0.48192 | 0.051288 | 0.30956 | 0.062316 | 0.42126 | 0.063654 | 0.36605 | 0.066023 | 0.41293 | 0.054014 | 0.39304 | 0.060807 | 0.27914 | 0.08512 | 0.6143 | 0.090841 | 0.50912 | 0.086965 | 0.385
5 | 2035 | 2035-05-21 | 0.092764 | 0.52174 | 0.065708 | 0.39594 | 0.072724 | 0.4827 | 0.076666 | 0.44128 | 0.073494 | 0.45723 | 0.059831 | 0.43254 | 0.068773 | 0.3188 | 0.10456 | 0.75877 | 0.095097 | 0.5321 | 0.093592 | 0.41122
5 | 2035 | 2035-05-22 | 0.088476 | 0.50438 | 0.062041 | 0.3764 | 0.068118 | 0.45576 | 0.075106 | 0.43072 | 0.070508 | 0.43853 | 0.058476 | 0.42252 | 0.065731 | 0.30566 | 0.1011 | 0.73512 | 0.090924 | 0.51048 | 0.095256 | 0.41878
5 | 2035 | 2035-05-23 | 0.085915 | 0.49456 | 0.063331 | 0.38333 | 0.067493 | 0.45362 | 0.073252 | 0.42214 | 0.068405 | 0.42781 | 0.057222 | 0.4159 | 0.064324 | 0.29995 | 0.1046 | 0.76067 | 0.097898 | 0.54946 | 0.095868 | 0.42112
5 | 2035 | 2035-05-24 | 0.087749 | 0.5023 | 0.062424 | 0.38145 | 0.067559 | 0.45622 | 0.072043 | 0.42036 | 0.070186 | 0.44361 | 0.057847 | 0.42432 | 0.064147 | 0.29963 | 0.10302 | 0.75195 | 0.09628 | 0.54167 | 0.097782 | 0.43039
5 | 2035 | 2035-05-25 | 0.087326 | 0.50122 | 0.06418 | 0.39298 | 0.067538 | 0.45829 | 0.070592 | 0.41434 | 0.069416 | 0.44143 | 0.057356 | 0.42309 | 0.067887 | 0.31695 | 0.10115 | 0.73838 | 0.094952 | 0.53559 | 0.098278 | 0.43335
5 | 2035 | 2035-05-26 | 0.07862 | 0.46506 | 0.050902 | 0.31443 | 0.057609 | 0.40261 | 0.054552 | 0.31932 | 0.056403 | 0.36293 | 0.049022 | 0.36552 | 0.057094 | 0.26572 | 0.074082 | 0.53951 | 0.081791 | 0.46645 | 0.08882 | 0.39478
5 | 2035 | 2035-05-27 | 0.072936 | 0.44171 | 0.048207 | 0.30106 | 0.055937 | 0.3941 | 0.052049 | 0.30639 | 0.051216 | 0.33232 | 0.046129 | 0.34744 | 0.055692 | 0.26007 | 0.072802 | 0.5311 | 0.081125 | 0.46394 | 0.083869 | 0.37272
5 | 2035 | 2035-05-28 | 0.074957 | 0.45108 | 0.059454 | 0.3708 | 0.063931 | 0.44104 | 0.065723 | 0.38827 | 0.061814 | 0.39812 | 0.053504 | 0.39977 | 0.062189 | 0.29332 | 0.094534 | 0.6935 | 0.08852 | 0.50396 | 0.094724 | 0.41777
5 | 2035 | 2035-05-29 | 0.077779 | 0.4635 | 0.059255 | 0.37091 | 0.061994 | 0.43067 | 0.064476 | 0.3822 | 0.060632 | 0.39249 | 0.05296 | 0.39739 | 0.058198 | 0.2761 | 0.096332 | 0.70747 | 0.092569 | 0.52707 | 0.10299 | 0.45459
5 | 2035 | 2035-05-30 | 0.075884 | 0.45566 | 0.058212 | 0.36812 | 0.062619 | 0.43705 | 0.062813 | 0.37644 | 0.059362 | 0.38806 | 0.052066 | 0.39465 | 0.059693 | 0.2834 | 0.095625 | 0.7044 | 0.092405 | 0.52726 | 0.10161 | 0.44982
5 | 2035 | 2035-05-31 | 0.07077 | 0.4351 | 0.058736 | 0.37258 | 0.065083 | 0.45382 | 0.061943 | 0.37112 | 0.058491 | 0.38341 | 0.05188 | 0.3937 | 0.060644 | 0.28835 | 0.092015 | 0.67936 | 0.087981 | 0.50437 | 0.092631 | 0.41014
6 | 2035 | 2035-06-01 | 0.069244 | 0.42691 | 0.05283 | 0.3528 | 0.056993 | 0.4153 | 0.061769 | 0.38999 | 0.05702 | 0.38953 | 0.048317 | 0.38009 | 0.047421 | 0.23287 | 0.087559 | 0.66212 | 0.074425 | 0.43756 | 0.083431 | 0.37552
6 | 2035 | 2035-06-02 | 0.06434 | 0.40639 | 0.042189 | 0.29128 | 0.048067 | 0.36617 | 0.046652 | 0.30305 | 0.045509 | 0.32081 | 0.040336 | 0.32574 | 0.036515 | 0.18086 | 0.065219 | 0.50034 | 0.069639 | 0.4178 | 0.073446 | 0.33485
6 | 2035 | 2035-06-03 | 0.062597 | 0.39951 | 0.040762 | 0.28328 | 0.047196 | 0.36129 | 0.044898 | 0.29271 | 0.043825 | 0.3114 | 0.039873 | 0.32407 | 0.035249 | 0.17465 | 0.062412 | 0.47909 | 0.067233 | 0.40402 | 0.075482 | 0.34428
6 | 2035 | 2035-06-04 | 0.070627 | 0.43386 | 0.052131 | 0.35353 | 0.054883 | 0.40572 | 0.058522 | 0.37463 | 0.054355 | 0.37805 | 0.047348 | 0.3781 | 0.046259 | 0.22879 | 0.084588 | 0.6445 | 0.075416 | 0.44819 | 0.08402 | 0.37886
6 | 2035 | 2035-06-05 | 0.064834 | 0.40975 | 0.051119 | 0.3483 | 0.05379 | 0.39988 | 0.05752 | 0.36918 | 0.053175 | 0.3712 | 0.046915 | 0.37596 | 0.045898 | 0.22787 | 0.082787 | 0.63097 | 0.073011 | 0.43423 | 0.079907 | 0.36028
6 | 2035 | 2035-06-06 | 0.059155 | 0.38682 | 0.049889 | 0.34134 | 0.05297 | 0.39617 | 0.056703 | 0.36479 | 0.052077 | 0.36456 | 0.046482 | 0.37359 | 0.045447 | 0.22713 | 0.080959 | 0.61701 | 0.070182 | 0.41755 | 0.076139 | 0.34389
6 | 2035 | 2035-06-07 | 0.057655 | 0.38037 | 0.050533 | 0.34726 | 0.053266 | 0.39994 | 0.056739 | 0.36733 | 0.052202 | 0.36699 | 0.046357 | 0.37382 | 0.04439 | 0.22192 | 0.080621 | 0.61576 | 0.069808 | 0.41645 | 0.076885 | 0.3479
6 | 2035 | 2035-06-08 | 0.057705 | 0.38155 | 0.049419 | 0.34161 | 0.05238 | 0.39506 | 0.055574 | 0.36018 | 0.050766 | 0.35812 | 0.045942 | 0.3717 | 0.044166 | 0.22197 | 0.078384 | 0.59897 | 0.06765 | 0.40423 | 0.076908 | 0.34826
6 | 2035 | 2035-06-09 | 0.051001 | 0.35353 | 0.036883 | 0.26661 | 0.042875 | 0.34123 | 0.040732 | 0.2748 | 0.03967 | 0.29234 | 0.038259 | 0.3197 | 0.032494 | 0.16618 | 0.054231 | 0.42114 | 0.058873 | 0.35912 | 0.064726 | 0.29739
6 | 2035 | 2035-06-10 | 0.048869 | 0.34578 | 0.036465 | 0.26567 | 0.041773 | 0.33495 | 0.039803 | 0.27076 | 0.039283 | 0.29262 | 0.038314 | 0.32236 | 0.031573 | 0.16279 | 0.055079 | 0.43103 | 0.062474 | 0.38353 | 0.067412 | 0.3101
6 | 2035 | 2035-06-11 | 0.056239 | 0.37728 | 0.04839 | 0.33946 | 0.050675 | 0.38722 | 0.053701 | 0.35222 | 0.049183 | 0.35237 | 0.045568 | 0.3731 | 0.041162 | 0.20948 | 0.078649 | 0.60726 | 0.070987 | 0.42964 | 0.081018 | 0.36777
6 | 2035 | 2035-06-12 | 0.054027 | 0.36826 | 0.048755 | 0.34316 | 0.050449 | 0.3874 | 0.053269 | 0.35108 | 0.048996 | 0.35306 | 0.045583 | 0.37477 | 0.042184 | 0.21545 | 0.07839 | 0.60658 | 0.070639 | 0.42877 | 0.082704 | 0.376
6 | 2035 | 2035-06-13 | 0.054464 | 0.36989 | 0.049986 | 0.35252 | 0.050656 | 0.39102 | 0.053269 | 0.35293 | 0.049184 | 0.35603 | 0.045643 | 0.37651 | 0.042028 | 0.2158 | 0.077436 | 0.5998 | 0.068832 | 0.41863 | 0.079479 | 0.36225
6 | 2035 | 2035-06-14 | 0.052915 | 0.36504 | 0.048212 | 0.34297 | 0.049618 | 0.38352 | 0.052035 | 0.34572 | 0.048235 | 0.35179 | 0.045622 | 0.37826 | 0.041846 | 0.2171 | 0.075688 | 0.588 | 0.069212 | 0.42284 | 0.077085 | 0.35107
6 | 2035 | 2035-06-15 | 0.04987 | 0.35226 | 0.047639 | 0.34075 | 0.049402 | 0.38262 | 0.051435 | 0.34264 | 0.047671 | 0.34933 | 0.045574 | 0.37913 | 0.041312 | 0.21451 | 0.074045 | 0.57561 | 0.066853 | 0.40932 | 0.076635 | 0.34949
6 | 2035 | 2035-06-16 | 0.043761 | 0.32718 | 0.03579 | 0.27042 | 0.04112 | 0.33723 | 0.037568 | 0.26341 | 0.037353 | 0.28792 | 0.038056 | 0.3276 | 0.030885 | 0.16566 | 0.051718 | 0.4125 | 0.059537 | 0.3734 | 0.064787 | 0.30089
6 | 2035 | 2035-06-17 | 0.042342 | 0.32157 | 0.036484 | 0.27655 | 0.041646 | 0.34171 | 0.036994 | 0.26027 | 0.036779 | 0.28524 | 0.038025 | 0.32852 | 0.02928 | 0.15825 | 0.051315 | 0.41025 | 0.058409 | 0.36762 | 0.065159 | 0.30276
6 | 2035 | 2035-06-18 | 0.048759 | 0.34937 | 0.048105 | 0.34774 | 0.049164 | 0.38432 | 0.050931 | 0.34198 | 0.047043 | 0.34814 | 0.045568 | 0.38187 | 0.040134 | 0.21181 | 0.075229 | 0.59018 | 0.069081 | 0.42775 | 0.076224 | 0.34906
6 | 2035 | 2035-06-19 | 0.053687 | 0.37038 | 0.047783 | 0.34717 | 0.049366 | 0.38656 | 0.050705 | 0.34286 | 0.047651 | 0.35557 | 0.046011 | 0.38755 | 0.041597 | 0.22116 | 0.073154 | 0.57407 | 0.066065 | 0.41015 | 0.076638 | 0.35125
6 | 2035 | 2035-06-20 | 0.052735 | 0.36748 | 0.046471 | 0.33963 | 0.047841 | 0.37675 | 0.050475 | 0.34111 | 0.04696 | 0.35075 | 0.045838 | 0.38647 | 0.039823 | 0.21232 | 0.07349 | 0.57848 | 0.06686 | 0.41671 | 0.077162 | 0.35417
6 | 2035 | 2035-06-21 | 0.048755 | 0.3518 | 0.045648 | 0.33581 | 0.047131 | 0.37201 | 0.04968 | 0.33599 | 0.046161 | 0.34649 | 0.045828 | 0.38755 | 0.040587 | 0.21816 | 0.072708 | 0.57431 | 0.067745 | 0.4241 | 0.076625 | 0.35222
6 | 2035 | 2035-06-22 | 0.049958 | 0.35725 | 0.046007 | 0.33903 | 0.047175 | 0.37332 | 0.049868 | 0.33838 | 0.046507 | 0.3502 | 0.046023 | 0.39006 | 0.039687 | 0.21453 | 0.072639 | 0.57476 | 0.066948 | 0.42048 | 0.076692 | 0.35323
6 | 2035 | 2035-06-23 | 0.040029 | 0.31554 | 0.033849 | 0.26653 | 0.038766 | 0.32655 | 0.035781 | 0.25661 | 0.035791 | 0.28551 | 0.038473 | 0.33797 | 0.028239 | 0.15923 | 0.0479 | 0.39087 | 0.055434 | 0.35806 | 0.065911 | 0.30888
6 | 2035 | 2035-06-24 | 0.036771 | 0.30274 | 0.033276 | 0.26405 | 0.03823 | 0.32309 | 0.035166 | 0.25234 | 0.035034 | 0.28108 | 0.038441 | 0.33854 | 0.028587 | 0.16299 | 0.047918 | 0.39266 | 0.055958 | 0.36301 | 0.066224 | 0.3106
6 | 2035 | 2035-06-25 | 0.040347 | 0.31872 | 0.044385 | 0.33208 | 0.046185 | 0.36794 | 0.049578 | 0.33631 | 0.045382 | 0.34327 | 0.045914 | 0.39042 | 0.038515 | 0.21168 | 0.070852 | 0.5634 | 0.063545 | 0.40352 | 0.07469 | 0.34524
6 | 2035 | 2035-06-26 | 0.040862 | 0.32142 | 0.044 | 0.33075 | 0.046078 | 0.36786 | 0.049107 | 0.33252 | 0.044529 | 0.33748 | 0.045791 | 0.38983 | 0.037774 | 0.20968 | 0.070215 | 0.55915 | 0.062141 | 0.39617 | 0.073644 | 0.34116
6 | 2035 | 2035-06-27 | 0.04004 | 0.31801 | 0.043883 | 0.3311 | 0.046037 | 0.3683 | 0.050036 | 0.33997 | 0.045551 | 0.34535 | 0.046068 | 0.39247 | 0.037196 | 0.20753 | 0.070267 | 0.56095 | 0.062214 | 0.39824 | 0.07296 | 0.3385
6 | 2035 | 2035-06-28 | 0.038811 | 0.3136 | 0.044224 | 0.33435 | 0.045932 | 0.36818 | 0.050358 | 0.34284 | 0.045952 | 0.34908 | 0.046266 | 0.39472 | 0.037389 | 0.20888 | 0.07081 | 0.56619 | 0.061608 | 0.39582 | 0.071978 | 0.3349
6 | 2035 | 2035-06-29 | 0.037861 | 0.31022 | 0.044078 | 0.33461 | 0.045696 | 0.36699 | 0.050077 | 0.34096 | 0.045623 | 0.34765 | 0.046332 | 0.39596 | 0.037386 | 0.21044 | 0.070295 | 0.56331 | 0.061059 | 0.39401 | 0.073428 | 0.34219
6 | 2035 | 2035-06-30 | 0.030613 | 0.28026 | 0.03175 | 0.26082 | 0.036939 | 0.31718 | 0.035039 | 0.2521 | 0.034129 | 0.27823 | 0.038768 | 0.34427 | 0.027165 | 0.16256 | 0.046529 | 0.38782 | 0.051365 | 0.34326 | 0.063249 | 0.301
7 | 2035 | 2035-07-01 | 0.025966 | 0.2727 | 0.028712 | 0.25336 | 0.035443 | 0.31416 | 0.040977 | 0.29769 | 0.033614 | 0.28546 | 0.039775 | 0.37568 | 0.024024 | 0.15695 | 0.042161 | 0.35435 | 0.050212 | 0.34391 | 0.05811 | 0.27546
7 | 2035 | 2035-07-02 | 0.032046 | 0.2985 | 0.040144 | 0.32488 | 0.044007 | 0.36629 | 0.057372 | 0.39672 | 0.045229 | 0.35804 | 0.04763 | 0.43379 | 0.03392 | 0.20639 | 0.065741 | 0.53115 | 0.059026 | 0.39304 | 0.068905 | 0.32081
7 | 2035 | 2035-07-03 | 0.032238 | 0.30031 | 0.03993 | 0.32504 | 0.043756 | 0.3645 | 0.058832 | 0.40787 | 0.045822 | 0.36402 | 0.047933 | 0.43954 | 0.033965 | 0.20738 | 0.065874 | 0.53368 | 0.058889 | 0.39432 | 0.069192 | 0.3232
7 | 2035 | 2035-07-04 | 0.031745 | 0.29856 | 0.039718 | 0.32207 | 0.043317 | 0.35965 | 0.056355 | 0.3885 | 0.044776 | 0.35405 | 0.047497 | 0.42996 | 0.03436 | 0.20822 | 0.06582 | 0.53428 | 0.05844 | 0.39215 | 0.069164 | 0.32389
7 | 2035 | 2035-07-05 | 0.031787 | 0.29964 | 0.039496 | 0.32183 | 0.043094 | 0.35832 | 0.056899 | 0.39249 | 0.044991 | 0.35625 | 0.047606 | 0.43185 | 0.034038 | 0.2097 | 0.065989 | 0.537 | 0.0582 | 0.3931 | 0.069586 | 0.32677
7 | 2035 | 2035-07-06 | 0.030978 | 0.2964 | 0.039272 | 0.3214 | 0.042883 | 0.35721 | 0.056508 | 0.38921 | 0.044817 | 0.35463 | 0.04753 | 0.42997 | 0.0338 | 0.21044 | 0.065843 | 0.53627 | 0.057244 | 0.38823 | 0.070227 | 0.33056
7 | 2035 | 2035-07-07 | 0.023412 | 0.26499 | 0.027397 | 0.25077 | 0.034353 | 0.31029 | 0.042441 | 0.30781 | 0.034143 | 0.2915 | 0.040131 | 0.38057 | 0.023832 | 0.15983 | 0.042813 | 0.36741 | 0.048603 | 0.34534 | 0.058224 | 0.28065
7 | 2035 | 2035-07-08 | 0.022236 | 0.25911 | 0.027169 | 0.24834 | 0.033999 | 0.30686 | 0.042231 | 0.3059 | 0.034044 | 0.29053 | 0.040061 | 0.37905 | 0.023667 | 0.16158 | 0.042962 | 0.37011 | 0.048496 | 0.34523 | 0.058168 | 0.28128
7 | 2035 | 2035-07-09 | 0.0284 | 0.28556 | 0.038576 | 0.31953 | 0.042424 | 0.35678 | 0.057933 | 0.39939 | 0.045377 | 0.36001 | 0.047698 | 0.43332 | 0.034003 | 0.2114 | 0.066002 | 0.54056 | 0.055692 | 0.38207 | 0.067132 | 0.31772
7 | 2035 | 2035-07-10 | 0.029419 | 0.29191 | 0.038333 | 0.32066 | 0.04228 | 0.35684 | 0.060111 | 0.41595 | 0.046272 | 0.36861 | 0.048038 | 0.44068 | 0.033703 | 0.21144 | 0.066285 | 0.54448 | 0.055665 | 0.38339 | 0.066865 | 0.31725
7 | 2035 | 2035-07-11 | 0.028316 | 0.28642 | 0.038096 | 0.31766 | 0.041854 | 0.35232 | 0.057706 | 0.39704 | 0.045255 | 0.35866 | 0.047516 | 0.43023 | 0.033711 | 0.21213 | 0.06657 | 0.54827 | 0.05549 | 0.3843 | 0.067005 | 0.31901
7 | 2035 | 2035-07-12 | 0.028111 | 0.28658 | 0.03785 | 0.31701 | 0.041624 | 0.35103 | 0.056984 | 0.39118 | 0.044937 | 0.35547 | 0.047288 | 0.42611 | 0.033507 | 0.21231 | 0.066747 | 0.55077 | 0.054956 | 0.38292 | 0.066614 | 0.3179
7 | 2035 | 2035-07-13 | 0.027329 | 0.28307 | 0.037603 | 0.31548 | 0.041395 | 0.34979 | 0.058438 | 0.40218 | 0.045523 | 0.36105 | 0.047446 | 0.43022 | 0.033593 | 0.21265 | 0.066843 | 0.55254 | 0.054384 | 0.3801 | 0.06565 | 0.31397
7 | 2035 | 2035-07-14 | 0.019471 | 0.24964 | 0.025707 | 0.24352 | 0.032656 | 0.29967 | 0.043611 | 0.31496 | 0.034519 | 0.29461 | 0.039797 | 0.37682 | 0.02294 | 0.16252 | 0.043688 | 0.38207 | 0.045163 | 0.33283 | 0.055214 | 0.27183
7 | 2035 | 2035-07-15 | 0.020552 | 0.25678 | 0.025446 | 0.24621 | 0.032542 | 0.30038 | 0.04516 | 0.32676 | 0.035138 | 0.30051 | 0.039938 | 0.38102 | 0.022403 | 0.16229 | 0.043907 | 0.38504 | 0.044699 | 0.33153 | 0.054988 | 0.27165
7 | 2035 | 2035-07-16 | 0.026905 | 0.28372 | 0.036843 | 0.31229 | 0.040664 | 0.3456 | 0.060393 | 0.41676 | 0.046256 | 0.36788 | 0.047374 | 0.43247 | 0.033069 | 0.21302 | 0.067494 | 0.56135 | 0.052936 | 0.37604 | 0.064807 | 0.31255
7 | 2035 | 2035-07-17 | 0.026417 | 0.28169 | 0.036581 | 0.31316 | 0.040574 | 0.34678 | 0.061298 | 0.42367 | 0.046598 | 0.37114 | 0.047362 | 0.43393 | 0.03274 | 0.21271 | 0.067813 | 0.56508 | 0.052361 | 0.37567 | 0.06412 | 0.30989
7 | 2035 | 2035-07-18 | 0.025889 | 0.27937 | 0.036321 | 0.31225 | 0.040295 | 0.34492 | 0.061404 | 0.42444 | 0.046602 | 0.37114 | 0.047185 | 0.4322 | 0.032741 | 0.2131 | 0.067983 | 0.56792 | 0.052099 | 0.37348 | 0.063705 | 0.30872
7 | 2035 | 2035-07-19 | 0.025291 | 0.27712 | 0.036058 | 0.31219 | 0.04012 | 0.34482 | 0.061025 | 0.42153 | 0.0464 | 0.36917 | 0.046901 | 0.4285 | 0.032636 | 0.21319 | 0.068204 | 0.57064 | 0.051309 | 0.37118 | 0.063166 | 0.30687
7 | 2035 | 2035-07-20 | 0.024932 | 0.27581 | 0.035797 | 0.3105 | 0.039974 | 0.34521 | 0.060793 | 0.41981 | 0.046253 | 0.36778 | 0.046627 | 0.42526 | 0.032305 | 0.21274 | 0.068452 | 0.57389 | 0.050771 | 0.3695 | 0.062993 | 0.30702
7 | 2035 | 2035-07-21 | 0.017704 | 0.24588 | 0.023889 | 0.23894 | 0.031089 | 0.29298 | 0.045594 | 0.33008 | 0.035062 | 0.2997 | 0.038789 | 0.36961 | 0.021752 | 0.16296 | 0.045283 | 0.40381 | 0.04188 | 0.32153 | 0.052294 | 0.2638
7 | 2035 | 2035-07-22 | 0.017018 | 0.24244 | 0.023627 | 0.23721 | 0.030814 | 0.29134 | 0.046442 | 0.33688 | 0.035355 | 0.30266 | 0.038681 | 0.37034 | 0.02153 | 0.1622 | 0.045658 | 0.40857 | 0.041688 | 0.32198 | 0.052388 | 0.26511
7 | 2035 | 2035-07-23 | 0.024332 | 0.27443 | 0.035013 | 0.30563 | 0.0389 | 0.33624 | 0.060647 | 0.41939 | 0.04601 | 0.36578 | 0.045807 | 0.41712 | 0.031713 | 0.21197 | 0.069266 | 0.5851 | 0.049796 | 0.36592 | 0.063183 | 0.31075
7 | 2035 | 2035-07-24 | 0.023901 | 0.27281 | 0.034752 | 0.30433 | 0.038621 | 0.3346 | 0.060988 | 0.42243 | 0.04608 | 0.36668 | 0.045573 | 0.41575 | 0.031627 | 0.21231 | 0.069407 | 0.58727 | 0.048992 | 0.3621 | 0.06241 | 0.30793
7 | 2035 | 2035-07-25 | 0.024323 | 0.27573 | 0.034491 | 0.30346 | 0.038309 | 0.33246 | 0.061152 | 0.4242 | 0.046071 | 0.36687 | 0.04529 | 0.41365 | 0.031352 | 0.21128 | 0.069803 | 0.59258 | 0.049055 | 0.36313 | 0.061355 | 0.30358
7 | 2035 | 2035-07-26 | 0.023881 | 0.2737 | 0.034233 | 0.30245 | 0.038182 | 0.33337 | 0.061771 | 0.42959 | 0.046246 | 0.36891 | 0.045077 | 0.41325 | 0.031013 | 0.2105 | 0.069941 | 0.59479 | 0.048254 | 0.35926 | 0.06132 | 0.30416
7 | 2035 | 2035-07-27 | 0.02327 | 0.2711 | 0.033976 | 0.30217 | 0.037931 | 0.33226 | 0.063002 | 0.43982 | 0.04667 | 0.37343 | 0.044962 | 0.41516 | 0.030688 | 0.2097 | 0.070197 | 0.59842 | 0.047805 | 0.35759 | 0.060657 | 0.30192
7 | 2035 | 2035-07-28 | 0.015872 | 0.23985 | 0.022084 | 0.22737 | 0.028958 | 0.2788 | 0.045619 | 0.33383 | 0.034531 | 0.29655 | 0.036612 | 0.35069 | 0.020416 | 0.15975 | 0.047117 | 0.42938 | 0.038964 | 0.31084 | 0.04973 | 0.25741
7 | 2035 | 2035-07-29 | 0.015764 | 0.23982 | 0.021835 | 0.22639 | 0.028769 | 0.27874 | 0.04649 | 0.34148 | 0.034794 | 0.29964 | 0.036403 | 0.35117 | 0.020316 | 0.15935 | 0.047348 | 0.43266 | 0.038327 | 0.30863 | 0.049207 | 0.25561
7 | 2035 | 2035-07-30 | 0.022848 | 0.27037 | 0.033232 | 0.29777 | 0.037084 | 0.32753 | 0.061501 | 0.43094 | 0.045747 | 0.3661 | 0.043577 | 0.40077 | 0.030315 | 0.20835 | 0.070928 | 0.60909 | 0.046345 | 0.35213 | 0.059297 | 0.29765
7 | 2035 | 2035-07-31 | 0.022566 | 0.26916 | 0.032997 | 0.29478 | 0.036696 | 0.32422 | 0.061376 | 0.43111 | 0.045585 | 0.36522 | 0.043161 | 0.3974 | 0.029884 | 0.20712 | 0.071176 | 0.61297 | 0.046058 | 0.35078 | 0.059243 | 0.29836
8 | 2035 | 2035-08-01 | 0.026404 | 0.29164 | 0.033059 | 0.29077 | 0.035219 | 0.30709 | 0.046633 | 0.31507 | 0.042198 | 0.34856 | 0.030269 | 0.24533 | 0.030601 | 0.21216 | 0.069291 | 0.61078 | 0.047204 | 0.3687 | 0.060557 | 0.31648
8 | 2035 | 2035-08-02 | 0.026531 | 0.29285 | 0.032912 | 0.29161 | 0.03493 | 0.306 | 0.045979 | 0.31106 | 0.04211 | 0.35016 | 0.028706 | 0.23023 | 0.030222 | 0.21229 | 0.070177 | 0.6168 | 0.046703 | 0.36211 | 0.06009 | 0.31326
8 | 2035 | 2035-08-03 | 0.025742 | 0.28855 | 0.032599 | 0.28848 | 0.034729 | 0.30459 | 0.047211 | 0.32276 | 0.041897 | 0.34575 | 0.030566 | 0.25161 | 0.02998 | 0.21023 | 0.070158 | 0.61953 | 0.046332 | 0.36213 | 0.060225 | 0.31347
8 | 2035 | 2035-08-04 | 0.019398 | 0.26342 | 0.020737 | 0.21714 | 0.02601 | 0.25544 | 0.031922 | 0.23358 | 0.030801 | 0.28057 | 0.021844 | 0.1888 | 0.01931 | 0.15834 | 0.046932 | 0.44965 | 0.037302 | 0.31528 | 0.048748 | 0.26647
8 | 2035 | 2035-08-05 | 0.01945 | 0.26408 | 0.020567 | 0.21704 | 0.025748 | 0.25441 | 0.031403 | 0.23109 | 0.030659 | 0.28133 | 0.020626 | 0.1776 | 0.01894 | 0.15788 | 0.047559 | 0.45475 | 0.036863 | 0.31044 | 0.04862 | 0.27058
8 | 2035 | 2035-08-06 | 0.025318 | 0.28705 | 0.031975 | 0.2855 | 0.033981 | 0.30137 | 0.046187 | 0.31968 | 0.04144 | 0.34637 | 0.027869 | 0.22818 | 0.029066 | 0.20598 | 0.071336 | 0.63224 | 0.045112 | 0.35278 | 0.058651 | 0.30885
8 | 2035 | 2035-08-07 | 0.025981 | 0.29128 | 0.031816 | 0.28533 | 0.033733 | 0.30044 | 0.046148 | 0.32143 | 0.041242 | 0.34536 | 0.027586 | 0.22707 | 0.028715 | 0.205 | 0.07093 | 0.63357 | 0.044835 | 0.35544 | 0.058743 | 0.31255
8 | 2035 | 2035-08-08 | 0.025381 | 0.28792 | 0.031652 | 0.28486 | 0.033507 | 0.29951 | 0.046084 | 0.3231 | 0.041032 | 0.34431 | 0.027296 | 0.22596 | 0.028375 | 0.20378 | 0.071217 | 0.63742 | 0.044477 | 0.35297 | 0.05806 | 0.30855
8 | 2035 | 2035-08-09 | 0.025261 | 0.28739 | 0.031458 | 0.28348 | 0.033305 | 0.29858 | 0.045888 | 0.32382 | 0.040817 | 0.34355 | 0.026808 | 0.22281 | 0.028088 | 0.2017 | 0.071651 | 0.64181 | 0.044113 | 0.34938 | 0.057658 | 0.30563
8 | 2035 | 2035-08-10 | 0.026203 | 0.29316 | 0.031321 | 0.28324 | 0.033088 | 0.29782 | 0.04588 | 0.32623 | 0.040579 | 0.3421 | 0.026698 | 0.22374 | 0.02772 | 0.20075 | 0.071528 | 0.64416 | 0.043838 | 0.34984 | 0.057342 | 0.30445
8 | 2035 | 2035-08-11 | 0.019384 | 0.26492 | 0.019544 | 0.2126 | 0.024427 | 0.24904 | 0.030733 | 0.23917 | 0.029384 | 0.27561 | 0.018495 | 0.16695 | 0.016968 | 0.14944 | 0.048042 | 0.47333 | 0.034931 | 0.30462 | 0.046847 | 0.26313
8 | 2035 | 2035-08-12 | 0.018498 | 0.25968 | 0.019388 | 0.21145 | 0.024253 | 0.24833 | 0.030678 | 0.24144 | 0.029129 | 0.2741 | 0.01838 | 0.16795 | 0.016633 | 0.14795 | 0.047899 | 0.4748 | 0.034922 | 0.3062 | 0.04652 | 0.26115
8 | 2035 | 2035-08-13 | 0.025755 | 0.29067 | 0.030919 | 0.2813 | 0.032533 | 0.29582 | 0.045184 | 0.32866 | 0.039847 | 0.33923 | 0.025399 | 0.21659 | 0.02672 | 0.19621 | 0.071824 | 0.65321 | 0.043135 | 0.3467 | 0.056819 | 0.30387
8 | 2035 | 2035-08-14 | 0.025759 | 0.29114 | 0.030872 | 0.28219 | 0.032343 | 0.29545 | 0.044341 | 0.32468 | 0.039623 | 0.34001 | 0.023948 | 0.2035 | 0.026347 | 0.1953 | 0.072092 | 0.65697 | 0.042873 | 0.34419 | 0.05652 | 0.30195
8 | 2035 | 2035-08-15 | 0.025505 | 0.28955 | 0.030746 | 0.28095 | 0.032217 | 0.29494 | 0.044115 | 0.3259 | 0.039357 | 0.3388 | 0.023646 | 0.20266 | 0.026046 | 0.19335 | 0.072215 | 0.66059 | 0.042533 | 0.34223 | 0.056042 | 0.30073
8 | 2035 | 2035-08-16 | 0.025808 | 0.29078 | 0.030713 | 0.28159 | 0.032084 | 0.29461 | 0.044081 | 0.32883 | 0.039076 | 0.33694 | 0.023731 | 0.20598 | 0.025704 | 0.19208 | 0.072309 | 0.66371 | 0.042332 | 0.34099 | 0.055794 | 0.29931
8 | 2035 | 2035-08-17 | 0.025706 | 0.29001 | 0.030651 | 0.28126 | 0.031967 | 0.29438 | 0.043923 | 0.33084 | 0.0388 | 0.33543 | 0.023632 | 0.20737 | 0.025376 | 0.19068 | 0.072474 | 0.66707 | 0.042142 | 0.33924 | 0.05562 | 0.29923
8 | 2035 | 2035-08-18 | 0.018279 | 0.25875 | 0.018969 | 0.21092 | 0.023401 | 0.24622 | 0.029059 | 0.24692 | 0.027551 | 0.26762 | 0.016216 | 0.15927 | 0.01476 | 0.13991 | 0.048574 | 0.49388 | 0.033651 | 0.29803 | 0.045225 | 0.25794
8 | 2035 | 2035-08-19 | 0.020454 | 0.27056 | 0.019012 | 0.21242 | 0.023307 | 0.24624 | 0.027277 | 0.2357 | 0.027368 | 0.27111 | 0.013273 | 0.13047 | 0.014499 | 0.14001 | 0.048997 | 0.49897 | 0.033237 | 0.29339 | 0.044657 | 0.25323
8 | 2035 | 2035-08-20 | 0.026948 | 0.29714 | 0.030641 | 0.28246 | 0.031701 | 0.29437 | 0.042507 | 0.32965 | 0.038027 | 0.3337 | 0.021868 | 0.19611 | 0.024468 | 0.18613 | 0.072006 | 0.6732 | 0.041945 | 0.34167 | 0.055066 | 0.29602
8 | 2035 | 2035-08-21 | 0.026931 | 0.2981 | 0.03074 | 0.28454 | 0.031617 | 0.29472 | 0.040913 | 0.32015 | 0.037841 | 0.33663 | 0.019333 | 0.17169 | 0.024172 | 0.18486 | 0.072261 | 0.67687 | 0.04183 | 0.33936 | 0.055304 | 0.29869
8 | 2035 | 2035-08-22 | 0.025043 | 0.28876 | 0.030782 | 0.28496 | 0.031607 | 0.29495 | 0.042174 | 0.33433 | 0.037496 | 0.33069 | 0.02197 | 0.20226 | 0.024494 | 0.19262 | 0.072159 | 0.67842 | 0.042018 | 0.34074 | 0.056149 | 0.30461
8 | 2035 | 2035-08-23 | 0.026238 | 0.29311 | 0.031081 | 0.29092 | 0.031588 | 0.29542 | 0.041623 | 0.33359 | 0.037264 | 0.33045 | 0.021379 | 0.19852 | 0.024278 | 0.19061 | 0.072658 | 0.68417 | 0.04157 | 0.33519 | 0.055084 | 0.29711
8 | 2035 | 2035-08-24 | 0.026766 | 0.29482 | 0.030902 | 0.2855 | 0.031618 | 0.2959 | 0.03958 | 0.32057 | 0.037128 | 0.3349 | 0.018137 | 0.16656 | 0.023776 | 0.18636 | 0.072764 | 0.68688 | 0.041664 | 0.33465 | 0.054647 | 0.2933
8 | 2035 | 2035-08-25 | 0.019855 | 0.26537 | 0.019329 | 0.21521 | 0.023232 | 0.24836 | 0.025603 | 0.24449 | 0.025872 | 0.26454 | 0.012555 | 0.13798 | 0.012826 | 0.12853 | 0.049708 | 0.51795 | 0.032876 | 0.28602 | 0.043917 | 0.24658
8 | 2035 | 2035-08-26 | 0.021206 | 0.27285 | 0.019496 | 0.21697 | 0.023286 | 0.24918 | 0.025466 | 0.24731 | 0.025654 | 0.26325 | 0.012796 | 0.14302 | 0.012622 | 0.12724 | 0.048932 | 0.51703 | 0.033255 | 0.29263 | 0.04403 | 0.24933
8 | 2035 | 2035-08-27 | 0.028115 | 0.30202 | 0.031298 | 0.28836 | 0.031806 | 0.29826 | 0.039489 | 0.33167 | 0.036457 | 0.33003 | 0.019435 | 0.18779 | 0.023075 | 0.1793 | 0.072467 | 0.69395 | 0.041833 | 0.3365 | 0.054983 | 0.29636
8 | 2035 | 2035-08-28 | 0.027882 | 0.29991 | 0.031486 | 0.28977 | 0.03191 | 0.29934 | 0.038932 | 0.33106 | 0.036299 | 0.33029 | 0.018969 | 0.18523 | 0.022938 | 0.17998 | 0.072609 | 0.69679 | 0.042026 | 0.33606 | 0.055551 | 0.29835
8 | 2035 | 2035-08-29 | 0.030026 | 0.31103 | 0.031717 | 0.29177 | 0.032034 | 0.30057 | 0.036682 | 0.31647 | 0.03626 | 0.33597 | 0.015479 | 0.15047 | 0.022735 | 0.17981 | 0.072188 | 0.69878 | 0.041975 | 0.33834 | 0.056231 | 0.30749
8 | 2035 | 2035-08-30 | 0.028684 | 0.3036 | 0.031998 | 0.29445 | 0.032169 | 0.302 | 0.038049 | 0.33177 | 0.036036 | 0.33056 | 0.018512 | 0.18502 | 0.022359 | 0.17363 | 0.072823 | 0.70382 | 0.04204 | 0.33401 | 0.055204 | 0.29763
8 | 2035 | 2035-08-31 | 0.02822 | 0.30183 | 0.032239 | 0.29577 | 0.032366 | 0.30343 | 0.037305 | 0.3296 | 0.035961 | 0.33191 | 0.017763 | 0.17928 | 0.022593 | 0.17911 | 0.072663 | 0.70557 | 0.042357 | 0.33617 | 0.055947 | 0.30216
9 | 2035 | 2035-09-01 | 0.026001 | 0.30543 | 0.020506 | 0.23502 | 0.024532 | 0.269 | 0.029667 | 0.31235 | 0.024379 | 0.28303 | 0.025818 | 0.30384 | 0.016123 | 0.15171 | 0.050407 | 0.54743 | 0.038338 | 0.32511 | 0.052256 | 0.29069
9 | 2035 | 2035-09-02 | 0.02528 | 0.30372 | 0.020813 | 0.23991 | 0.024784 | 0.27118 | 0.029304 | 0.31329 | 0.024036 | 0.28586 | 0.026299 | 0.31175 | 0.016208 | 0.15207 | 0.049901 | 0.54803 | 0.039125 | 0.33191 | 0.050912 | 0.28132
9 | 2035 | 2035-09-03 | 0.03385 | 0.34 | 0.032816 | 0.30902 | 0.03348 | 0.31867 | 0.043802 | 0.40176 | 0.034946 | 0.35473 | 0.034069 | 0.36859 | 0.026054 | 0.19729 | 0.073733 | 0.72546 | 0.047441 | 0.3715 | 0.059737 | 0.31381
9 | 2035 | 2035-09-04 | 0.034731 | 0.34498 | 0.03319 | 0.31073 | 0.033782 | 0.32047 | 0.043564 | 0.40426 | 0.035467 | 0.35621 | 0.033622 | 0.3654 | 0.025962 | 0.19618 | 0.073538 | 0.72954 | 0.048981 | 0.38514 | 0.060657 | 0.31833
9 | 2035 | 2035-09-05 | 0.032864 | 0.33116 | 0.03359 | 0.31334 | 0.034153 | 0.3251 | 0.042767 | 0.39922 | 0.035004 | 0.3493 | 0.033099 | 0.36007 | 0.025285 | 0.19029 | 0.073653 | 0.7316 | 0.04875 | 0.38028 | 0.059598 | 0.31128
9 | 2035 | 2035-09-06 | 0.036231 | 0.35002 | 0.034019 | 0.31561 | 0.034486 | 0.32517 | 0.042268 | 0.39783 | 0.034964 | 0.34697 | 0.032817 | 0.35791 | 0.025771 | 0.1936 | 0.074003 | 0.73927 | 0.050428 | 0.39422 | 0.062325 | 0.32633
9 | 2035 | 2035-09-07 | 0.036344 | 0.34964 | 0.034459 | 0.32252 | 0.034906 | 0.32919 | 0.042442 | 0.40488 | 0.035661 | 0.35627 | 0.033392 | 0.36684 | 0.026242 | 0.19662 | 0.074004 | 0.73812 | 0.049143 | 0.37859 | 0.062985 | 0.32953
9 | 2035 | 2035-09-08 | 0.03188 | 0.3347 | 0.023287 | 0.25803 | 0.026923 | 0.28685 | 0.027417 | 0.31957 | 0.024596 | 0.29374 | 0.026528 | 0.32405 | 0.016895 | 0.15386 | 0.050716 | 0.5683 | 0.04109 | 0.33602 | 0.054792 | 0.29887
9 | 2035 | 2035-09-09 | 0.031622 | 0.32985 | 0.023812 | 0.25803 | 0.027368 | 0.28848 | 0.027272 | 0.32186 | 0.024798 | 0.29731 | 0.026966 | 0.33023 | 0.017483 | 0.15778 | 0.050789 | 0.575 | 0.043231 | 0.35464 | 0.052411 | 0.28325
9 | 2035 | 2035-09-10 | 0.043679 | 0.38759 | 0.035999 | 0.33197 | 0.036586 | 0.34163 | 0.041963 | 0.41111 | 0.036016 | 0.36714 | 0.034974 | 0.3885 | 0.028667 | 0.21309 | 0.074277 | 0.74947 | 0.051449 | 0.39277 | 0.065962 | 0.34317
9 | 2035 | 2035-09-11 | 0.043049 | 0.38193 | 0.036949 | 0.33881 | 0.037076 | 0.34221 | 0.041721 | 0.41159 | 0.036441 | 0.3666 | 0.034792 | 0.38657 | 0.028186 | 0.20786 | 0.074562 | 0.75752 | 0.053671 | 0.41164 | 0.065317 | 0.33737
9 | 2035 | 2035-09-12 | 0.046311 | 0.39925 | 0.037368 | 0.33849 | 0.037371 | 0.34342 | 0.042436 | 0.42409 | 0.037997 | 0.3821 | 0.03567 | 0.39856 | 0.029538 | 0.2174 | 0.07417 | 0.75885 | 0.05483 | 0.42065 | 0.067138 | 0.34708
9 | 2035 | 2035-09-13 | 0.043839 | 0.38205 | 0.037808 | 0.34031 | 0.037949 | 0.34584 | 0.041732 | 0.41765 | 0.037492 | 0.3742 | 0.035587 | 0.39629 | 0.028595 | 0.20836 | 0.075301 | 0.76192 | 0.052451 | 0.39158 | 0.064854 | 0.33174
9 | 2035 | 2035-09-14 | 0.042694 | 0.37676 | 0.038469 | 0.34357 | 0.038561 | 0.34841 | 0.041664 | 0.41913 | 0.038063 | 0.3752 | 0.035688 | 0.39696 | 0.029837 | 0.21634 | 0.075623 | 0.76481 | 0.052354 | 0.38664 | 0.067355 | 0.34552
9 | 2035 | 2035-09-15 | 0.039666 | 0.36902 | 0.027493 | 0.28165 | 0.030817 | 0.30774 | 0.027105 | 0.33727 | 0.027836 | 0.31568 | 0.028901 | 0.35358 | 0.020493 | 0.17255 | 0.053082 | 0.60691 | 0.047835 | 0.37784 | 0.057663 | 0.30524
9 | 2035 | 2035-09-16 | 0.043998 | 0.38965 | 0.028585 | 0.29025 | 0.031498 | 0.31081 | 0.027054 | 0.33799 | 0.028308 | 0.31612 | 0.029186 | 0.35568 | 0.020703 | 0.17254 | 0.05284 | 0.60546 | 0.04747 | 0.37084 | 0.060159 | 0.31802
9 | 2035 | 2035-09-17 | 0.048369 | 0.40487 | 0.040601 | 0.36019 | 0.040689 | 0.36342 | 0.042138 | 0.42923 | 0.039903 | 0.3887 | 0.037723 | 0.41834 | 0.032446 | 0.23121 | 0.076501 | 0.78077 | 0.055861 | 0.40974 | 0.07203 | 0.36774
9 | 2035 | 2035-09-18 | 0.048 | 0.39929 | 0.041376 | 0.36428 | 0.041446 | 0.36743 | 0.042212 | 0.4305 | 0.040501 | 0.38979 | 0.03814 | 0.42137 | 0.031942 | 0.22463 | 0.076702 | 0.78194 | 0.055494 | 0.4019 | 0.068579 | 0.34529
9 | 2035 | 2035-09-19 | 0.046101 | 0.38726 | 0.042557 | 0.37256 | 0.04222 | 0.37045 | 0.042758 | 0.43713 | 0.04117 | 0.40036 | 0.039816 | 0.4397 | 0.033232 | 0.23226 | 0.077833 | 0.79454 | 0.057683 | 0.41842 | 0.069965 | 0.35068
9 | 2035 | 2035-09-20 | 0.051206 | 0.41494 | 0.043012 | 0.37263 | 0.043023 | 0.37337 | 0.043701 | 0.44861 | 0.043104 | 0.41326 | 0.040639 | 0.44821 | 0.03388 | 0.23537 | 0.077871 | 0.79594 | 0.057975 | 0.41734 | 0.073585 | 0.36989
9 | 2035 | 2035-09-21 | 0.052513 | 0.41772 | 0.044255 | 0.37969 | 0.044138 | 0.37951 | 0.04376 | 0.44794 | 0.043776 | 0.41088 | 0.040798 | 0.44679 | 0.03539 | 0.24465 | 0.078175 | 0.79978 | 0.058651 | 0.41967 | 0.07552 | 0.37991
9 | 2035 | 2035-09-22 | 0.04853 | 0.40503 | 0.033486 | 0.31677 | 0.036358 | 0.33779 | 0.029457 | 0.36525 | 0.033302 | 0.35216 | 0.03497 | 0.41209 | 0.026485 | 0.20317 | 0.055047 | 0.6306 | 0.051005 | 0.37966 | 0.066909 | 0.34638
9 | 2035 | 2035-09-23 | 0.048753 | 0.40243 | 0.035332 | 0.33465 | 0.037254 | 0.34086 | 0.030753 | 0.37927 | 0.035358 | 0.36944 | 0.036526 | 0.42842 | 0.027927 | 0.21206 | 0.056213 | 0.64054 | 0.052062 | 0.38447 | 0.068799 | 0.35383
9 | 2035 | 2035-09-24 | 0.058184 | 0.44202 | 0.048298 | 0.41364 | 0.047486 | 0.40181 | 0.046848 | 0.47947 | 0.048509 | 0.45109 | 0.045356 | 0.49305 | 0.039374 | 0.26709 | 0.080554 | 0.82045 | 0.060883 | 0.4263 | 0.079795 | 0.39737
9 | 2035 | 2035-09-25 | 0.059045 | 0.44683 | 0.049076 | 0.41713 | 0.049023 | 0.41262 | 0.047036 | 0.47758 | 0.048745 | 0.44926 | 0.046393 | 0.50022 | 0.039268 | 0.26255 | 0.080663 | 0.82487 | 0.062555 | 0.43882 | 0.078785 | 0.38936
9 | 2035 | 2035-09-26 | 0.059512 | 0.44708 | 0.049696 | 0.41721 | 0.048623 | 0.40171 | 0.049297 | 0.50191 | 0.051667 | 0.48104 | 0.049285 | 0.53251 | 0.040602 | 0.26934 | 0.081672 | 0.84075 | 0.06688 | 0.47677 | 0.080604 | 0.39754
9 | 2035 | 2035-09-27 | 0.068791 | 0.49929 | 0.050895 | 0.42697 | 0.050246 | 0.41452 | 0.051382 | 0.52306 | 0.053992 | 0.5103 | 0.052531 | 0.56811 | 0.042867 | 0.28411 | 0.082716 | 0.85463 | 0.070241 | 0.50493 | 0.084619 | 0.41798
9 | 2035 | 2035-09-28 | 0.073935 | 0.52508 | 0.054005 | 0.45709 | 0.054688 | 0.45716 | 0.053325 | 0.54177 | 0.056556 | 0.53396 | 0.054911 | 0.59268 | 0.045443 | 0.30112 | 0.083606 | 0.86644 | 0.073151 | 0.52874 | 0.094518 | 0.4744
9 | 2035 | 2035-09-29 | 0.06618 | 0.49067 | 0.042089 | 0.38281 | 0.045129 | 0.39303 | 0.038822 | 0.45142 | 0.045732 | 0.46396 | 0.048634 | 0.54855 | 0.034649 | 0.2429 | 0.060955 | 0.68986 | 0.061088 | 0.44324 | 0.084043 | 0.42916
9 | 2035 | 2035-09-30 | 0.066328 | 0.49029 | 0.043374 | 0.38939 | 0.046213 | 0.3957 | 0.039485 | 0.45214 | 0.047188 | 0.46097 | 0.048818 | 0.54369 | 0.036391 | 0.25246 | 0.061272 | 0.68977 | 0.060334 | 0.4309 | 0.077948 | 0.3901
10 | 2035 | 2035-10-01 | 0.079421 | 0.48777 | 0.061023 | 0.47317 | 0.057425 | 0.44265 | 0.054396 | 0.56924 | 0.062729 | 0.51705 | 0.053517 | 0.5782 | 0.063317 | 0.33862 | 0.092873 | 0.91534 | 0.086461 | 0.54242 | 0.10318 | 0.46287
10 | 2035 | 2035-10-02 | 0.082638 | 0.50008 | 0.066167 | 0.508 | 0.062805 | 0.47482 | 0.055773 | 0.5735 | 0.064315 | 0.52418 | 0.055311 | 0.58956 | 0.07465 | 0.38754 | 0.094292 | 0.92701 | 0.088728 | 0.55408 | 0.10694 | 0.47741
10 | 2035 | 2035-10-03 | 0.085281 | 0.5102 | 0.066089 | 0.50543 | 0.063443 | 0.47655 | 0.058742 | 0.59825 | 0.068326 | 0.55262 | 0.059327 | 0.62807 | 0.071548 | 0.37488 | 0.095353 | 0.93609 | 0.091959 | 0.57265 | 0.10771 | 0.47972
10 | 2035 | 2035-10-04 | 0.090642 | 0.5311 | 0.067396 | 0.51306 | 0.062423 | 0.46831 | 0.059447 | 0.59855 | 0.068919 | 0.5524 | 0.059855 | 0.62817 | 0.072704 | 0.37962 | 0.096147 | 0.94012 | 0.088357 | 0.54673 | 0.10235 | 0.455
10 | 2035 | 2035-10-05 | 0.084866 | 0.50718 | 0.067702 | 0.51293 | 0.063261 | 0.47082 | 0.061144 | 0.60356 | 0.070759 | 0.56055 | 0.061922 | 0.64085 | 0.073662 | 0.3855 | 0.098019 | 0.95583 | 0.092844 | 0.5725 | 0.10726 | 0.47389
10 | 2035 | 2035-10-06 | 0.071826 | 0.45322 | 0.052734 | 0.41745 | 0.051462 | 0.40021 | 0.046287 | 0.51514 | 0.05934 | 0.48754 | 0.053446 | 0.57788 | 0.063736 | 0.33478 | 0.075144 | 0.7863 | 0.086422 | 0.53978 | 0.10393 | 0.46066
10 | 2035 | 2035-10-07 | 0.072858 | 0.45728 | 0.056783 | 0.44513 | 0.054934 | 0.42121 | 0.048391 | 0.53366 | 0.061963 | 0.50511 | 0.055715 | 0.59993 | 0.064549 | 0.33907 | 0.076966 | 0.80012 | 0.087927 | 0.54614 | 0.10614 | 0.46833
10 | 2035 | 2035-10-08 | 0.099239 | 0.56311 | 0.072843 | 0.54353 | 0.070425 | 0.50969 | 0.069417 | 0.67531 | 0.081399 | 0.63477 | 0.071792 | 0.73705 | 0.082625 | 0.42442 | 0.10599 | 1.0216 | 0.10835 | 0.66021 | 0.13109 | 0.57123
10 | 2035 | 2035-10-09 | 0.10621 | 0.59057 | 0.077827 | 0.576 | 0.076827 | 0.54741 | 0.072485 | 0.6848 | 0.084765 | 0.65198 | 0.075773 | 0.7636 | 0.094899 | 0.47837 | 0.1058 | 1.0163 | 0.10278 | 0.62311 | 0.12924 | 0.5619
10 | 2035 | 2035-10-10 | 0.12022 | 0.64545 | 0.084167 | 0.61941 | 0.0816 | 0.57677 | 0.075543 | 0.71387 | 0.08866 | 0.68005 | 0.079169 | 0.79866 | 0.098392 | 0.49551 | 0.10826 | 1.0372 | 0.11055 | 0.66996 | 0.12708 | 0.55196
10 | 2035 | 2035-10-11 | 0.11847 | 0.63818 | 0.084533 | 0.62018 | 0.080993 | 0.57001 | 0.078353 | 0.73369 | 0.09193 | 0.70067 | 0.082244 | 0.82535 | 0.098316 | 0.49614 | 0.11148 | 1.0627 | 0.1147 | 0.69198 | 0.12906 | 0.55847
10 | 2035 | 2035-10-12 | 0.13051 | 0.68523 | 0.09014 | 0.65635 | 0.08953 | 0.62108 | 0.083374 | 0.76712 | 0.098127 | 0.74231 | 0.08878 | 0.88266 | 0.1017 | 0.51129 | 0.11133 | 1.0584 | 0.11207 | 0.67437 | 0.13695 | 0.59052
10 | 2035 | 2035-10-13 | 0.11369 | 0.61629 | 0.082022 | 0.60907 | 0.081555 | 0.57375 | 0.07038 | 0.69766 | 0.089073 | 0.68822 | 0.082417 | 0.84306 | 0.10253 | 0.50867 | 0.091832 | 0.91829 | 0.11468 | 0.69666 | 0.13372 | 0.57691
10 | 2035 | 2035-10-14 | 0.12146 | 0.64684 | 0.083027 | 0.6137 | 0.090709 | 0.62883 | 0.075811 | 0.74462 | 0.096044 | 0.73921 | 0.089139 | 0.90956 | 0.10382 | 0.51724 | 0.094411 | 0.9372 | 0.11652 | 0.70464 | 0.14217 | 0.61125
10 | 2035 | 2035-10-15 | 0.12376 | 0.65769 | 0.090341 | 0.65014 | 0.091598 | 0.62578 | 0.089422 | 0.80223 | 0.10393 | 0.77053 | 0.093452 | 0.91469 | 0.11072 | 0.54998 | 0.1188 | 1.1166 | 0.1264 | 0.75662 | 0.15197 | 0.65041
10 | 2035 | 2035-10-16 | 0.11403 | 0.6177 | 0.091901 | 0.65892 | 0.08943 | 0.60928 | 0.091945 | 0.81234 | 0.10629 | 0.78104 | 0.095724 | 0.9282 | 0.11124 | 0.55173 | 0.12025 | 1.1254 | 0.12603 | 0.75183 | 0.14338 | 0.61269
10 | 2035 | 2035-10-17 | 0.12253 | 0.65025 | 0.095262 | 0.67998 | 0.093688 | 0.6332 | 0.098575 | 0.87039 | 0.11482 | 0.84425 | 0.10397 | 1.0105 | 0.11028 | 0.54848 | 0.12487 | 1.1633 | 0.13595 | 0.81024 | 0.15267 | 0.6503
10 | 2035 | 2035-10-18 | 0.14474 | 0.73849 | 0.099634 | 0.70769 | 0.10231 | 0.68439 | 0.10137 | 0.88538 | 0.11753 | 0.85822 | 0.10639 | 1.0274 | 0.12299 | 0.60683 | 0.12746 | 1.1824 | 0.13943 | 0.82928 | 0.15731 | 0.6688
10 | 2035 | 2035-10-19 | 0.15585 | 0.78304 | 0.10936 | 0.77585 | 0.11622 | 0.77119 | 0.10685 | 0.92116 | 0.12393 | 0.90027 | 0.11293 | 1.0837 | 0.13387 | 0.65499 | 0.12883 | 1.1905 | 0.13984 | 0.82997 | 0.16793 | 0.71229
10 | 2035 | 2035-10-20 | 0.14167 | 0.7234 | 0.099159 | 0.71194 | 0.1159 | 0.7722 | 0.094724 | 0.84 | 0.11512 | 0.84087 | 0.10762 | 1.0408 | 0.12299 | 0.60225 | 0.10639 | 1.0212 | 0.13062 | 0.77926 | 0.14905 | 0.63207
10 | 2035 | 2035-10-21 | 0.13917 | 0.71265 | 0.094877 | 0.67808 | 0.10216 | 0.68146 | 0.098531 | 0.85839 | 0.11893 | 0.86141 | 0.11141 | 1.0675 | 0.12193 | 0.59759 | 0.11026 | 1.0527 | 0.1405 | 0.83879 | 0.16149 | 0.68412
10 | 2035 | 2035-10-22 | 0.15476 | 0.77586 | 0.11083 | 0.7762 | 0.11751 | 0.77029 | 0.11731 | 0.9791 | 0.13432 | 0.95756 | 0.12256 | 1.1546 | 0.13759 | 0.67102 | 0.13656 | 1.2451 | 0.14758 | 0.87015 | 0.16895 | 0.71213
10 | 2035 | 2035-10-23 | 0.15549 | 0.77774 | 0.11394 | 0.79434 | 0.11901 | 0.77486 | 0.11887 | 0.96932 | 0.13454 | 0.94672 | 0.12285 | 1.14 | 0.13824 | 0.67371 | 0.13824 | 1.2546 | 0.14694 | 0.86383 | 0.16492 | 0.69408
10 | 2035 | 2035-10-24 | 0.15513 | 0.77556 | 0.11331 | 0.7865 | 0.12322 | 0.79828 | 0.12442 | 1.0094 | 0.14086 | 0.98907 | 0.12888 | 1.1941 | 0.14506 | 0.70456 | 0.14285 | 1.2913 | 0.15632 | 0.91923 | 0.18007 | 0.7575
10 | 2035 | 2035-10-25 | 0.17287 | 0.84615 | 0.11935 | 0.82781 | 0.13023 | 0.84093 | 0.13064 | 1.0607 | 0.14823 | 1.0415 | 0.13571 | 1.26 | 0.15619 | 0.75405 | 0.1433 | 1.2914 | 0.15682 | 0.92228 | 0.17848 | 0.74955
10 | 2035 | 2035-10-26 | 0.16492 | 0.81351 | 0.11964 | 0.82574 | 0.13053 | 0.83888 | 0.13277 | 1.051 | 0.14896 | 1.0327 | 0.13672 | 1.2491 | 0.15298 | 0.7399 | 0.14494 | 1.3012 | 0.15844 | 0.93109 | 0.16584 | 0.69432
10 | 2035 | 2035-10-27 | 0.15478 | 0.77061 | 0.10899 | 0.75907 | 0.12019 | 0.77505 | 0.12406 | 1.011 | 0.14496 | 1.0147 | 0.1357 | 1.2577 | 0.14323 | 0.68979 | 0.12283 | 1.1326 | 0.14686 | 0.86485 | 0.15905 | 0.66593
10 | 2035 | 2035-10-28 | 0.16959 | 0.82922 | 0.11359 | 0.78834 | 0.12662 | 0.81363 | 0.12873 | 1.0436 | 0.1498 | 1.0452 | 0.13997 | 1.2941 | 0.15246 | 0.73289 | 0.1257 | 1.1527 | 0.15024 | 0.88355 | 0.16744 | 0.70044
10 | 2035 | 2035-10-29 | 0.18581 | 0.89381 | 0.12655 | 0.86425 | 0.14184 | 0.90011 | 0.14661 | 1.1355 | 0.16287 | 1.1154 | 0.1495 | 1.3497 | 0.16036 | 0.77302 | 0.15003 | 1.3274 | 0.15416 | 0.89747 | 0.17347 | 0.72297
10 | 2035 | 2035-10-30 | 0.17032 | 0.83184 | 0.12779 | 0.87018 | 0.13462 | 0.85136 | 0.15124 | 1.1614 | 0.16735 | 1.1408 | 0.15365 | 1.3805 | 0.16577 | 0.79564 | 0.15349 | 1.3546 | 0.16438 | 0.9605 | 0.17734 | 0.73823
10 | 2035 | 2035-10-31 | 0.17341 | 0.84334 | 0.13045 | 0.88574 | 0.14069 | 0.88679 | 0.15702 | 1.2049 | 0.17364 | 1.183 | 0.15932 | 1.432 | 0.16559 | 0.79348 | 0.15834 | 1.3913 | 0.17082 | 0.99666 | 0.17471 | 0.72625
11 | 2035 | 2035-11-01 | 0.20888 | 0.9233 | 0.1536 | 0.92491 | 0.20113 | 1.0686 | 0.20697 | 1.249 | 0.2109 | 1.2819 | 0.16728 | 1.3259 | 0.22682 | 0.93849 | 0.20335 | 1.6613 | 0.20797 | 1.0238 | 0.21387 | 0.82328
11 | 2035 | 2035-11-02 | 0.2154 | 0.94693 | 0.16225 | 0.96889 | 0.20547 | 1.0855 | 0.21639 | 1.2949 | 0.21957 | 1.328 | 0.17391 | 1.371 | 0.23019 | 0.94881 | 0.20393 | 1.6629 | 0.20526 | 1.0124 | 0.21246 | 0.81735
11 | 2035 | 2035-11-03 | 0.20952 | 0.92532 | 0.1534 | 0.91465 | 0.20546 | 1.0801 | 0.21147 | 1.2621 | 0.21732 | 1.3086 | 0.17475 | 1.3795 | 0.22768 | 0.93411 | 0.18914 | 1.5493 | 0.20638 | 1.0122 | 0.21088 | 0.80623
11 | 2035 | 2035-11-04 | 0.24086 | 1.0362 | 0.16605 | 0.98017 | 0.23333 | 1.2088 | 0.22129 | 1.314 | 0.22605 | 1.3551 | 0.18263 | 1.4352 | 0.23667 | 0.96971 | 0.19732 | 1.606 | 0.21582 | 1.056 | 0.22321 | 0.85106
11 | 2035 | 2035-11-05 | 0.25298 | 1.0857 | 0.17685 | 1.0452 | 0.2316 | 1.2116 | 0.23781 | 1.413 | 0.23795 | 1.4242 | 0.19305 | 1.5063 | 0.24635 | 1.0196 | 0.22323 | 1.7944 | 0.22608 | 1.1086 | 0.22875 | 0.87576
11 | 2035 | 2035-11-06 | 0.26 | 1.1107 | 0.18106 | 1.0664 | 0.24771 | 1.2848 | 0.25216 | 1.4846 | 0.25112 | 1.4951 | 0.20307 | 1.5762 | 0.24794 | 1.0273 | 0.22417 | 1.7974 | 0.22716 | 1.111 | 0.24273 | 0.92636
11 | 2035 | 2035-11-07 | 0.27493 | 1.1647 | 0.19206 | 1.1238 | 0.25012 | 1.2923 | 0.26502 | 1.5411 | 0.26332 | 1.5603 | 0.2102 | 1.6215 | 0.27312 | 1.1152 | 0.23424 | 1.8675 | 0.23977 | 1.169 | 0.24293 | 0.92664
11 | 2035 | 2035-11-08 | 0.2729 | 1.1583 | 0.19686 | 1.1485 | 0.26927 | 1.3841 | 0.27177 | 1.5746 | 0.26918 | 1.5905 | 0.21533 | 1.6553 | 0.2673 | 1.0991 | 0.23024 | 1.8352 | 0.22968 | 1.1239 | 0.24101 | 0.919
11 | 2035 | 2035-11-09 | 0.2617 | 1.1171 | 0.18626 | 1.0905 | 0.25626 | 1.3209 | 0.27079 | 1.5687 | 0.26772 | 1.5798 | 0.21533 | 1.6509 | 0.26552 | 1.0925 | 0.23005 | 1.8307 | 0.22529 | 1.1052 | 0.2534 | 0.96425
11 | 2035 | 2035-11-10 | 0.25561 | 1.0912 | 0.1834 | 1.0664 | 0.25744 | 1.3183 | 0.26011 | 1.5077 | 0.2597 | 1.5279 | 0.2126 | 1.6326 | 0.26234 | 1.0721 | 0.21002 | 1.6773 | 0.22254 | 1.0827 | 0.2497 | 0.94535
11 | 2035 | 2035-11-11 | 0.2751 | 1.1585 | 0.18839 | 1.0893 | 0.26674 | 1.3591 | 0.27461 | 1.5715 | 0.27339 | 1.6011 | 0.22052 | 1.6828 | 0.27868 | 1.13 | 0.21696 | 1.7242 | 0.23072 | 1.1199 | 0.25981 | 0.98188
11 | 2035 | 2035-11-12 | 0.26359 | 1.1218 | 0.20239 | 1.1701 | 0.28965 | 1.4698 | 0.29674 | 1.6938 | 0.29072 | 1.6998 | 0.23326 | 1.768 | 0.27808 | 1.1427 | 0.24899 | 1.9561 | 0.25315 | 1.2254 | 0.27755 | 1.0512
11 | 2035 | 2035-11-13 | 0.24777 | 1.065 | 0.20212 | 1.1685 | 0.27344 | 1.3927 | 0.29108 | 1.6464 | 0.2858 | 1.6689 | 0.2257 | 1.7001 | 0.27761 | 1.1449 | 0.24611 | 1.9314 | 0.24578 | 1.1917 | 0.27668 | 1.0476
11 | 2035 | 2035-11-14 | 0.27203 | 1.1498 | 0.20264 | 1.1683 | 0.26937 | 1.3712 | 0.29815 | 1.6912 | 0.29119 | 1.6966 | 0.23339 | 1.7561 | 0.28665 | 1.176 | 0.24579 | 1.9258 | 0.24109 | 1.1718 | 0.2726 | 1.0322
11 | 2035 | 2035-11-15 | 0.28825 | 1.2081 | 0.20852 | 1.1942 | 0.28299 | 1.4284 | 0.30485 | 1.7209 | 0.29703 | 1.7262 | 0.2375 | 1.78 | 0.30259 | 1.235 | 0.25136 | 1.9622 | 0.24878 | 1.205 | 0.28244 | 1.0681
11 | 2035 | 2035-11-16 | 0.29345 | 1.2258 | 0.20552 | 1.1793 | 0.2845 | 1.4369 | 0.30845 | 1.7422 | 0.29945 | 1.737 | 0.2414 | 1.8052 | 0.29748 | 1.2179 | 0.26159 | 2.0321 | 0.26489 | 1.2756 | 0.29028 | 1.0964
11 | 2035 | 2035-11-17 | 0.28989 | 1.2076 | 0.18889 | 1.0814 | 0.27592 | 1.3857 | 0.2913 | 1.6273 | 0.28644 | 1.6561 | 0.22904 | 1.7064 | 0.28705 | 1.1706 | 0.23986 | 1.867 | 0.25609 | 1.2291 | 0.27455 | 1.0336
11 | 2035 | 2035-11-18 | 0.29199 | 1.2161 | 0.19198 | 1.098 | 0.27061 | 1.363 | 0.3023 | 1.6961 | 0.29519 | 1.7026 | 0.24029 | 1.7898 | 0.30028 | 1.2185 | 0.24444 | 1.8971 | 0.258 | 1.2404 | 0.26541 | 0.99963
11 | 2035 | 2035-11-19 | 0.31935 | 1.3183 | 0.23079 | 1.3106 | 0.31446 | 1.5771 | 0.33415 | 1.8652 | 0.32169 | 1.852 | 0.25868 | 1.915 | 0.3256 | 1.321 | 0.26995 | 2.0821 | 0.2674 | 1.2895 | 0.29346 | 1.1072
11 | 2035 | 2035-11-20 | 0.31952 | 1.3223 | 0.22754 | 1.293 | 0.30596 | 1.5385 | 0.33509 | 1.872 | 0.32156 | 1.8485 | 0.26052 | 1.9243 | 0.33038 | 1.3407 | 0.26708 | 2.0571 | 0.26148 | 1.2611 | 0.29876 | 1.1264
11 | 2035 | 2035-11-21 | 0.30585 | 1.2713 | 0.21489 | 1.2226 | 0.29282 | 1.471 | 0.34417 | 1.9261 | 0.32874 | 1.8859 | 0.26918 | 1.9863 | 0.32151 | 1.3123 | 0.26859 | 2.0639 | 0.2622 | 1.2633 | 0.28663 | 1.0813
11 | 2035 | 2035-11-22 | 0.31958 | 1.3175 | 0.22148 | 1.2544 | 0.29775 | 1.4914 | 0.34215 | 1.9128 | 0.32608 | 1.868 | 0.26777 | 1.9694 | 0.32726 | 1.3297 | 0.26987 | 2.0691 | 0.26228 | 1.2629 | 0.29335 | 1.1057
11 | 2035 | 2035-11-23 | 0.32639 | 1.3433 | 0.22542 | 1.274 | 0.3129 | 1.5594 | 0.3518 | 1.9482 | 0.3351 | 1.9147 | 0.27137 | 1.9851 | 0.33657 | 1.37 | 0.2805 | 2.1427 | 0.27661 | 1.3281 | 0.29667 | 1.118
11 | 2035 | 2035-11-24 | 0.3224 | 1.3253 | 0.21992 | 1.2346 | 0.30657 | 1.5194 | 0.34515 | 1.9058 | 0.33069 | 1.8824 | 0.27059 | 1.979 | 0.33037 | 1.337 | 0.25101 | 1.9212 | 0.25479 | 1.2233 | 0.29104 | 1.0922
11 | 2035 | 2035-11-25 | 0.32902 | 1.3513 | 0.21199 | 1.1917 | 0.28778 | 1.4361 | 0.35167 | 1.941 | 0.33573 | 1.9076 | 0.27602 | 2.0144 | 0.33245 | 1.3412 | 0.25087 | 1.9164 | 0.2516 | 1.2092 | 0.27571 | 1.0359
11 | 2035 | 2035-11-26 | 0.34431 | 1.4086 | 0.23366 | 1.3132 | 0.32557 | 1.6183 | 0.37599 | 2.0774 | 0.35463 | 2.0149 | 0.29073 | 2.1142 | 0.34671 | 1.4033 | 0.28914 | 2.1935 | 0.28495 | 1.3638 | 0.32188 | 1.21
11 | 2035 | 2035-11-27 | 0.34799 | 1.4213 | 0.24077 | 1.3484 | 0.33692 | 1.6682 | 0.3897 | 2.1269 | 0.36784 | 2.0846 | 0.29528 | 2.1341 | 0.35616 | 1.4456 | 0.28845 | 2.1847 | 0.28122 | 1.347 | 0.32523 | 1.2224
11 | 2035 | 2035-11-28 | 0.35227 | 1.4386 | 0.24022 | 1.3453 | 0.32264 | 1.602 | 0.39407 | 2.1595 | 0.37029 | 2.0958 | 0.3013 | 2.1771 | 0.35225 | 1.4328 | 0.28095 | 2.1273 | 0.26331 | 1.2691 | 0.28921 | 1.09
11 | 2035 | 2035-11-29 | 0.34461 | 1.4136 | 0.2328 | 1.3055 | 0.32145 | 1.5992 | 0.39218 | 2.1601 | 0.36682 | 2.0739 | 0.30316 | 2.1894 | 0.35183 | 1.4324 | 0.28043 | 2.1189 | 0.26319 | 1.2655 | 0.29441 | 1.1087
11 | 2035 | 2035-11-30 | 0.33945 | 1.3917 | 0.22572 | 1.2656 | 0.30938 | 1.5364 | 0.38555 | 2.1209 | 0.35983 | 2.0319 | 0.29791 | 2.1426 | 0.34938 | 1.4224 | 0.284 | 2.1405 | 0.2689 | 1.2891 | 0.29498 | 1.1108
12 | 2035 | 2035-12-01 | 0.30918 | 1.3443 | 0.24174 | 1.3272 | 0.29759 | 1.5151 | 0.41187 | 2.2029 | 0.35925 | 2.0291 | 0.2968 | 1.9623 | 0.31006 | 1.3838 | 0.27947 | 2.0405 | 0.26141 | 1.2846 | 0.27773 | 1.0793
12 | 2035 | 2035-12-02 | 0.30579 | 1.3305 | 0.25263 | 1.3807 | 0.31983 | 1.6218 | 0.41078 | 2.1929 | 0.35938 | 2.0275 | 0.29453 | 1.9438 | 0.3168 | 1.4122 | 0.27932 | 2.0361 | 0.2602 | 1.278 | 0.28934 | 1.1242
12 | 2035 | 2035-12-03 | 0.31479 | 1.3674 | 0.27357 | 1.4981 | 0.33348 | 1.6918 | 0.44521 | 2.3768 | 0.38381 | 2.165 | 0.31523 | 2.0696 | 0.32619 | 1.4577 | 0.3036 | 2.2115 | 0.27027 | 1.3288 | 0.30118 | 1.1732
12 | 2035 | 2035-12-04 | 0.30487 | 1.3279 | 0.25415 | 1.3964 | 0.30869 | 1.5708 | 0.44461 | 2.3736 | 0.38318 | 2.1584 | 0.31556 | 2.0713 | 0.32693 | 1.4605 | 0.30423 | 2.2133 | 0.26871 | 1.3217 | 0.28469 | 1.1086
12 | 2035 | 2035-12-05 | 0.3031 | 1.3204 | 0.25583 | 1.405 | 0.30293 | 1.5421 | 0.44545 | 2.376 | 0.38392 | 2.1597 | 0.31591 | 2.0708 | 0.31823 | 1.4229 | 0.30066 | 2.1863 | 0.26201 | 1.2897 | 0.28968 | 1.1281
12 | 2035 | 2035-12-06 | 0.31769 | 1.3773 | 0.25175 | 1.3815 | 0.29656 | 1.51 | 0.45358 | 2.4122 | 0.39027 | 2.1927 | 0.31966 | 2.0865 | 0.3229 | 1.4424 | 0.30491 | 2.2114 | 0.2679 | 1.3163 | 0.31282 | 1.2181
12 | 2035 | 2035-12-07 | 0.32958 | 1.4235 | 0.2612 | 1.4282 | 0.31454 | 1.5959 | 0.467 | 2.4807 | 0.3988 | 2.2365 | 0.32997 | 2.1468 | 0.33139 | 1.4783 | 0.30536 | 2.2131 | 0.26426 | 1.3008 | 0.30012 | 1.1683
12 | 2035 | 2035-12-08 | 0.32425 | 1.4 | 0.26177 | 1.4216 | 0.32952 | 1.662 | 0.46881 | 2.4788 | 0.39848 | 2.2261 | 0.33498 | 2.1683 | 0.33372 | 1.4815 | 0.29437 | 2.1198 | 0.27348 | 1.3379 | 0.30847 | 1.1982
12 | 2035 | 2035-12-09 | 0.32865 | 1.4168 | 0.26954 | 1.4591 | 0.31749 | 1.6018 | 0.46858 | 2.476 | 0.39837 | 2.2228 | 0.33463 | 2.1637 | 0.33321 | 1.4786 | 0.29972 | 2.1527 | 0.28064 | 1.3708 | 0.30037 | 1.1666
12 | 2035 | 2035-12-10 | 0.34446 | 1.4806 | 0.29381 | 1.5938 | 0.34931 | 1.7621 | 0.49555 | 2.6201 | 0.41815 | 2.3354 | 0.34894 | 2.2491 | 0.34537 | 1.5353 | 0.32214 | 2.3157 | 0.28882 | 1.4125 | 0.32121 | 1.2506
12 | 2035 | 2035-12-11 | 0.35241 | 1.5115 | 0.30484 | 1.6466 | 0.37724 | 1.8946 | 0.50867 | 2.6843 | 0.42711 | 2.3824 | 0.35743 | 2.295 | 0.35866 | 1.5922 | 0.33358 | 2.3904 | 0.3036 | 1.4822 | 0.33127 | 1.2895
12 | 2035 | 2035-12-12 | 0.34621 | 1.4867 | 0.28941 | 1.5656 | 0.36781 | 1.8476 | 0.49944 | 2.6335 | 0.42151 | 2.3495 | 0.3495 | 2.2429 | 0.34737 | 1.5426 | 0.32587 | 2.3345 | 0.29369 | 1.4336 | 0.31734 | 1.2356
12 | 2035 | 2035-12-13 | 0.34455 | 1.4799 | 0.28641 | 1.5496 | 0.34486 | 1.736 | 0.48267 | 2.5506 | 0.40938 | 2.2793 | 0.33955 | 2.1863 | 0.34794 | 1.5447 | 0.31745 | 2.276 | 0.27902 | 1.3652 | 0.29599 | 1.1527
12 | 2035 | 2035-12-14 | 0.36551 | 1.5619 | 0.28785 | 1.5571 | 0.34405 | 1.7309 | 0.49259 | 2.5978 | 0.41632 | 2.3155 | 0.34536 | 2.2154 | 0.35653 | 1.5808 | 0.31639 | 2.266 | 0.27702 | 1.3551 | 0.29658 | 1.1548
12 | 2035 | 2035-12-15 | 0.35441 | 1.5158 | 0.28434 | 1.5274 | 0.34891 | 1.7481 | 0.49118 | 2.5796 | 0.41371 | 2.2928 | 0.348 | 2.2225 | 0.34307 | 1.5171 | 0.2973 | 2.1197 | 0.27262 | 1.3299 | 0.30073 | 1.1687
12 | 2035 | 2035-12-16 | 0.36521 | 1.558 | 0.29087 | 1.5583 | 0.36645 | 1.8325 | 0.50175 | 2.6241 | 0.42252 | 2.3408 | 0.35103 | 2.2281 | 0.36056 | 1.5915 | 0.30759 | 2.1871 | 0.28602 | 1.3932 | 0.31358 | 1.2187
12 | 2035 | 2035-12-17 | 0.36248 | 1.5491 | 0.3002 | 1.6144 | 0.36821 | 1.8472 | 0.52279 | 2.7426 | 0.43719 | 2.4246 | 0.36337 | 2.3065 | 0.36614 | 1.6207 | 0.32571 | 2.3203 | 0.2903 | 1.4152 | 0.32732 | 1.275
12 | 2035 | 2035-12-18 | 0.35815 | 1.5318 | 0.3092 | 1.6601 | 0.38014 | 1.9035 | 0.52751 | 2.764 | 0.4405 | 2.4409 | 0.36574 | 2.3158 | 0.35967 | 1.5921 | 0.33034 | 2.3489 | 0.29689 | 1.4456 | 0.33599 | 1.3088
12 | 2035 | 2035-12-19 | 0.38064 | 1.62 | 0.3196 | 1.7104 | 0.39352 | 1.9625 | 0.54451 | 2.8494 | 0.45158 | 2.4998 | 0.37753 | 2.3821 | 0.37112 | 1.6409 | 0.33932 | 2.407 | 0.30972 | 1.5055 | 0.35354 | 1.3776
12 | 2035 | 2035-12-20 | 0.37489 | 1.5972 | 0.31656 | 1.6899 | 0.39305 | 1.9572 | 0.53277 | 2.7784 | 0.446 | 2.4691 | 0.36371 | 2.2862 | 0.3747 | 1.6556 | 0.33208 | 2.3554 | 0.29983 | 1.4579 | 0.33903 | 1.321
12 | 2035 | 2035-12-21 | 0.63197 | 2.6067 | 0.55133 | 2.9078 | 0.78867 | 3.8934 | 0.75256 | 3.8503 | 0.60276 | 3.3411 | 0.494 | 2.9941 | 0.57437 | 2.4992 | 0.49559 | 3.4641 | 0.5214 | 2.5115 | 0.57168 | 2.2232
12 | 2035 | 2035-12-22 | 0.35218 | 1.5055 | 0.29811 | 1.5887 | 0.37316 | 1.86 | 0.53397 | 2.782 | 0.44254 | 2.4381 | 0.37285 | 2.3391 | 0.35909 | 1.5808 | 0.31329 | 2.209 | 0.29681 | 1.4383 | 0.33036 | 1.285
12 | 2035 | 2035-12-23 | 0.36098 | 1.5399 | 0.29816 | 1.5855 | 0.37279 | 1.8552 | 0.53419 | 2.7765 | 0.44377 | 2.4442 | 0.36981 | 2.3117 | 0.35937 | 1.5815 | 0.31091 | 2.1906 | 0.2938 | 1.4234 | 0.33193 | 1.291
12 | 2035 | 2035-12-24 | 0.37619 | 1.6016 | 0.31147 | 1.6649 | 0.37093 | 1.857 | 0.54324 | 2.8382 | 0.4494 | 2.4778 | 0.37581 | 2.3574 | 0.36859 | 1.6255 | 0.33429 | 2.3635 | 0.29957 | 1.4572 | 0.327 | 1.2745
12 | 2035 | 2035-12-25 | 0.37637 | 1.6022 | 0.32107 | 1.7156 | 0.38548 | 1.9275 | 0.55418 | 2.8924 | 0.45652 | 2.5153 | 0.38298 | 2.3958 | 0.37249 | 1.6411 | 0.32949 | 2.3289 | 0.29304 | 1.4259 | 0.32615 | 1.2713
12 | 2035 | 2035-12-26 | 0.38446 | 1.6339 | 0.31942 | 1.7066 | 0.39903 | 1.9923 | 0.55652 | 2.9009 | 0.45836 | 2.5243 | 0.3831 | 2.3905 | 0.37521 | 1.6516 | 0.33761 | 2.38 | 0.30818 | 1.4945 | 0.35447 | 1.382
12 | 2035 | 2035-12-27 | 0.38527 | 1.6371 | 0.32477 | 1.7284 | 0.4048 | 2.0161 | 0.56451 | 2.9413 | 0.4632 | 2.5493 | 0.38881 | 2.4217 | 0.37891 | 1.667 | 0.34078 | 2.3995 | 0.31306 | 1.5171 | 0.34205 | 1.3337
12 | 2035 | 2035-12-28 | 0.37803 | 1.6086 | 0.33179 | 1.7654 | 0.40644 | 2.0264 | 0.56398 | 2.9382 | 0.46242 | 2.5433 | 0.38843 | 2.4169 | 0.37144 | 1.6342 | 0.33129 | 2.3325 | 0.30197 | 1.4628 | 0.32799 | 1.2794
12 | 2035 | 2035-12-29 | 0.37206 | 1.5831 | 0.31478 | 1.6638 | 0.37598 | 1.8692 | 0.52939 | 2.7409 | 0.44014 | 2.4155 | 0.36196 | 2.2404 | 0.35966 | 1.5778 | 0.30366 | 2.1285 | 0.28795 | 1.3912 | 0.3282 | 1.2782
12 | 2035 | 2035-12-30 | 0.36378 | 1.5505 | 0.302 | 1.599 | 0.36262 | 1.8055 | 0.53739 | 2.7806 | 0.44515 | 2.4418 | 0.36726 | 2.2683 | 0.35907 | 1.5745 | 0.30807 | 2.1568 | 0.29467 | 1.4226 | 0.32589 | 1.2692
12 | 2035 | 2035-12-31 | 0.3574 | 1.5276 | 0.298 | 1.5882 | 0.35199 | 1.7598 | 0.54894 | 2.8571 | 0.45193 | 2.4818 | 0.37594 | 2.3319 | 0.36343 | 1.5978 | 0.3285 | 2.3084 | 0.29997 | 1.4519 | 0.32757 | 1.2785
1 | 2036 | 2036-01-01 | 0.35221 | 1.5021 | 0.3157 | 1.6653 | 0.3838 | 1.9072 | 0.56092 | 2.9087 | 0.4581 | 2.5471 | 0.39411 | 2.4571 | 0.38267 | 1.7182 | 0.33877 | 2.3865 | 0.28907 | 1.4124 | 0.32571 | 1.2733
1 | 2036 | 2036-01-02 | 0.35459 | 1.5114 | 0.3218 | 1.6953 | 0.39587 | 1.9642 | 0.567 | 2.9423 | 0.46168 | 2.5635 | 0.39921 | 2.4894 | 0.39112 | 1.7549 | 0.34282 | 2.4104 | 0.29428 | 1.4356 | 0.33758 | 1.3202
1 | 2036 | 2036-01-03 | 0.3622 | 1.5411 | 0.32464 | 1.7087 | 0.40185 | 1.9921 | 0.56653 | 2.9376 | 0.46108 | 2.5602 | 0.39808 | 2.4774 | 0.39428 | 1.7678 | 0.34995 | 2.4569 | 0.30412 | 1.4818 | 0.34193 | 1.3375
1 | 2036 | 2036-01-04 | 0.36795 | 1.5638 | 0.33113 | 1.7408 | 0.40745 | 2.0193 | 0.56636 | 2.9399 | 0.46017 | 2.5518 | 0.39901 | 2.4847 | 0.39828 | 1.785 | 0.35483 | 2.488 | 0.31111 | 1.5142 | 0.34063 | 1.3324
1 | 2036 | 2036-01-05 | 0.35644 | 1.5166 | 0.32237 | 1.6841 | 0.40438 | 1.9968 | 0.56209 | 2.9038 | 0.45646 | 2.5263 | 0.39779 | 2.4661 | 0.38075 | 1.7029 | 0.32911 | 2.2986 | 0.30139 | 1.4632 | 0.32007 | 1.25
1 | 2036 | 2036-01-06 | 0.35457 | 1.5096 | 0.32998 | 1.7221 | 0.41799 | 2.0625 | 0.5724 | 2.955 | 0.46338 | 2.5639 | 0.40453 | 2.5042 | 0.38387 | 1.7161 | 0.33263 | 2.3216 | 0.30732 | 1.4911 | 0.32229 | 1.2587
1 | 2036 | 2036-01-07 | 0.36313 | 1.5454 | 0.33074 | 1.7364 | 0.40586 | 2.0104 | 0.5826 | 3.0146 | 0.47098 | 2.6126 | 0.40753 | 2.5212 | 0.38898 | 1.7424 | 0.35598 | 2.4929 | 0.31714 | 1.5414 | 0.33034 | 1.2928
1 | 2036 | 2036-01-08 | 0.37423 | 1.5887 | 0.33239 | 1.7437 | 0.40507 | 2.0063 | 0.58509 | 3.0279 | 0.4722 | 2.6179 | 0.40942 | 2.5315 | 0.39062 | 1.7486 | 0.35047 | 2.456 | 0.31264 | 1.52 | 0.33735 | 1.3205
1 | 2036 | 2036-01-09 | 0.36419 | 1.5497 | 0.32595 | 1.7103 | 0.39148 | 1.9402 | 0.5799 | 3.0038 | 0.46782 | 2.5915 | 0.40654 | 2.5144 | 0.3823 | 1.711 | 0.34436 | 2.413 | 0.30649 | 1.4899 | 0.33799 | 1.3237
1 | 2036 | 2036-01-10 | 0.3558 | 1.5172 | 0.31792 | 1.6689 | 0.3922 | 1.9434 | 0.57643 | 2.9826 | 0.46522 | 2.5785 | 0.4029 | 2.4857 | 0.38374 | 1.7167 | 0.34356 | 2.4043 | 0.30614 | 1.4865 | 0.33259 | 1.3032
1 | 2036 | 2036-01-11 | 0.34974 | 1.4938 | 0.30557 | 1.6055 | 0.36943 | 1.8331 | 0.56056 | 2.904 | 0.45329 | 2.5108 | 0.39253 | 2.4223 | 0.38519 | 1.7223 | 0.33309 | 2.3316 | 0.29463 | 1.4307 | 0.31173 | 1.2218
1 | 2036 | 2036-01-12 | 0.34529 | 1.4744 | 0.29754 | 1.5529 | 0.35987 | 1.7798 | 0.54236 | 2.8041 | 0.43904 | 2.4234 | 0.38399 | 2.3674 | 0.36388 | 1.6236 | 0.30468 | 2.1232 | 0.28144 | 1.3626 | 0.30397 | 1.1892
1 | 2036 | 2036-01-13 | 0.34089 | 1.4577 | 0.29407 | 1.535 | 0.35935 | 1.7778 | 0.53882 | 2.7908 | 0.43561 | 2.4012 | 0.383 | 2.365 | 0.35834 | 1.5994 | 0.30692 | 2.138 | 0.28613 | 1.3846 | 0.32544 | 1.2731
1 | 2036 | 2036-01-14 | 0.35385 | 1.5108 | 0.3161 | 1.6578 | 0.36236 | 1.8004 | 0.56787 | 2.9423 | 0.45694 | 2.5285 | 0.39779 | 2.4505 | 0.37808 | 1.6901 | 0.34117 | 2.3867 | 0.31096 | 1.5081 | 0.33856 | 1.3267
1 | 2036 | 2036-01-15 | 0.36536 | 1.556 | 0.33043 | 1.7296 | 0.39987 | 1.9808 | 0.57323 | 2.9716 | 0.46006 | 2.5439 | 0.40216 | 2.4783 | 0.39505 | 1.7647 | 0.34358 | 2.4037 | 0.31631 | 1.5337 | 0.3362 | 1.3178
1 | 2036 | 2036-01-16 | 0.37331 | 1.5873 | 0.34066 | 1.7804 | 0.42031 | 2.0795 | 0.57737 | 2.9881 | 0.46297 | 2.5624 | 0.40346 | 2.4792 | 0.40258 | 1.7981 | 0.35458 | 2.4738 | 0.32986 | 1.596 | 0.34935 | 1.3693
1 | 2036 | 2036-01-17 | 0.39244 | 1.6619 | 0.34341 | 1.7937 | 0.41718 | 2.0643 | 0.5781 | 2.9929 | 0.46292 | 2.5612 | 0.40426 | 2.4839 | 0.41659 | 1.859 | 0.34988 | 2.4419 | 0.32621 | 1.5783 | 0.37147 | 1.4562
1 | 2036 | 2036-01-18 | 0.37634 | 1.5995 | 0.33204 | 1.7359 | 0.40018 | 1.982 | 0.56895 | 2.9484 | 0.45579 | 2.5204 | 0.39852 | 2.4494 | 0.40636 | 1.8139 | 0.34609 | 2.4149 | 0.32307 | 1.5624 | 0.3697 | 1.4497
1 | 2036 | 2036-01-19 | 0.36137 | 1.5393 | 0.31669 | 1.6466 | 0.38403 | 1.8979 | 0.54727 | 2.8265 | 0.4395 | 2.4251 | 0.38614 | 2.3662 | 0.37508 | 1.671 | 0.30582 | 2.1289 | 0.29664 | 1.4324 | 0.33675 | 1.3186
1 | 2036 | 2036-01-20 | 0.34789 | 1.4871 | 0.31257 | 1.6255 | 0.3825 | 1.8905 | 0.54302 | 2.8093 | 0.43562 | 2.401 | 0.38457 | 2.3604 | 0.37195 | 1.6562 | 0.30515 | 2.122 | 0.29686 | 1.4321 | 0.33309 | 1.3046
1 | 2036 | 2036-01-21 | 0.36175 | 1.5437 | 0.32974 | 1.7228 | 0.40968 | 2.0275 | 0.56131 | 2.9118 | 0.44881 | 2.4804 | 0.3938 | 2.419 | 0.39604 | 1.767 | 0.33582 | 2.3446 | 0.3165 | 1.53 | 0.35593 | 1.3964
1 | 2036 | 2036-01-22 | 0.36472 | 1.5558 | 0.32535 | 1.7002 | 0.40223 | 1.9912 | 0.56776 | 2.9416 | 0.45322 | 2.5065 | 0.39725 | 2.4355 | 0.39009 | 1.7408 | 0.34081 | 2.3777 | 0.32433 | 1.5666 | 0.36587 | 1.4351
1 | 2036 | 2036-01-23 | 0.36867 | 1.5716 | 0.33451 | 1.7466 | 0.40922 | 2.0261 | 0.56947 | 2.9502 | 0.45399 | 2.5109 | 0.39836 | 2.4412 | 0.3842 | 1.7142 | 0.34649 | 2.4161 | 0.33327 | 1.6089 | 0.35741 | 1.4025
1 | 2036 | 2036-01-24 | 0.3706 | 1.5794 | 0.34235 | 1.7858 | 0.41949 | 2.0753 | 0.57728 | 2.9861 | 0.45946 | 2.5435 | 0.40248 | 2.4612 | 0.39021 | 1.7408 | 0.34242 | 2.3885 | 0.33031 | 1.5945 | 0.34975 | 1.3728
1 | 2036 | 2036-01-25 | 0.35451 | 1.5172 | 0.32341 | 1.6895 | 0.39461 | 1.9566 | 0.57576 | 2.9793 | 0.45787 | 2.5344 | 0.40168 | 2.4564 | 0.36842 | 1.6443 | 0.33116 | 2.3129 | 0.31886 | 1.5399 | 0.33645 | 1.321
1 | 2036 | 2036-01-26 | 0.34919 | 1.4945 | 0.30479 | 1.5836 | 0.38312 | 1.894 | 0.54062 | 2.7912 | 0.43186 | 2.3845 | 0.38072 | 2.3235 | 0.35573 | 1.5836 | 0.30653 | 2.1297 | 0.31004 | 1.4925 | 0.31823 | 1.2479
1 | 2036 | 2036-01-27 | 0.34417 | 1.4753 | 0.29221 | 1.5197 | 0.35964 | 1.7796 | 0.535 | 2.7669 | 0.42706 | 2.3557 | 0.37819 | 2.3123 | 0.349 | 1.5535 | 0.29829 | 2.0723 | 0.30119 | 1.4492 | 0.32095 | 1.2591
1 | 2036 | 2036-01-28 | 0.33875 | 1.4567 | 0.30093 | 1.5742 | 0.35011 | 1.7411 | 0.52906 | 2.7544 | 0.42234 | 2.3319 | 0.37331 | 2.2941 | 0.34707 | 1.5489 | 0.31516 | 2.1995 | 0.30294 | 1.4608 | 0.31904 | 1.2543
1 | 2036 | 2036-01-29 | 0.3353 | 1.4436 | 0.3006 | 1.5718 | 0.35628 | 1.7698 | 0.52429 | 2.7301 | 0.41855 | 2.3113 | 0.36997 | 2.2729 | 0.34774 | 1.5512 | 0.30706 | 2.1424 | 0.29398 | 1.4168 | 0.32712 | 1.2864
1 | 2036 | 2036-01-30 | 0.32184 | 1.3917 | 0.29788 | 1.558 | 0.34589 | 1.7196 | 0.52095 | 2.713 | 0.41579 | 2.2966 | 0.36758 | 2.2576 | 0.34135 | 1.5232 | 0.30186 | 2.107 | 0.28941 | 1.3946 | 0.31981 | 1.2581
1 | 2036 | 2036-01-31 | 0.32589 | 1.4078 | 0.29143 | 1.5257 | 0.34136 | 1.6988 | 0.52466 | 2.7248 | 0.41869 | 2.3172 | 0.36783 | 2.2505 | 0.33875 | 1.5112 | 0.30318 | 2.1154 | 0.29262 | 1.4094 | 0.31703 | 1.2476
2 | 2036 | 2036-02-01 | 0.33064 | 1.4399 | 0.28499 | 1.5111 | 0.31678 | 1.5965 | 0.49556 | 2.6151 | 0.40505 | 2.3022 | 0.36965 | 2.2972 | 0.33351 | 1.4917 | 0.28467 | 2.0254 | 0.27834 | 1.3396 | 0.3015 | 1.2144
2 | 2036 | 2036-02-02 | 0.32291 | 1.4077 | 0.2784 | 1.4666 | 0.31012 | 1.5563 | 0.47705 | 2.51 | 0.39099 | 2.2182 | 0.35936 | 2.2287 | 0.31964 | 1.4259 | 0.26481 | 1.8769 | 0.27507 | 1.3197 | 0.30081 | 1.2102
2 | 2036 | 2036-02-03 | 0.32578 | 1.4198 | 0.27708 | 1.4595 | 0.3139 | 1.5753 | 0.47605 | 2.5053 | 0.39019 | 2.2144 | 0.35834 | 2.2222 | 0.32474 | 1.449 | 0.26405 | 1.8723 | 0.27725 | 1.3291 | 0.30992 | 1.2456
2 | 2036 | 2036-02-04 | 0.34682 | 1.5059 | 0.30134 | 1.5949 | 0.33382 | 1.6803 | 0.49105 | 2.5879 | 0.4005 | 2.2828 | 0.36679 | 2.276 | 0.33893 | 1.5161 | 0.2867 | 2.041 | 0.28726 | 1.3808 | 0.32149 | 1.2933
2 | 2036 | 2036-02-05 | 0.36643 | 1.5846 | 0.31013 | 1.6402 | 0.35146 | 1.7668 | 0.49475 | 2.6065 | 0.40358 | 2.3034 | 0.3689 | 2.2876 | 0.35361 | 1.5818 | 0.29441 | 2.0957 | 0.29824 | 1.4333 | 0.32315 | 1.3003
2 | 2036 | 2036-02-06 | 0.37297 | 1.6107 | 0.3171 | 1.676 | 0.35533 | 1.7853 | 0.49229 | 2.5922 | 0.40127 | 2.2924 | 0.36735 | 2.2771 | 0.35872 | 1.6045 | 0.29197 | 2.0784 | 0.29612 | 1.4232 | 0.31845 | 1.2821
2 | 2036 | 2036-02-07 | 0.35974 | 1.5585 | 0.3087 | 1.6323 | 0.34652 | 1.7422 | 0.4929 | 2.5938 | 0.40159 | 2.2973 | 0.36771 | 2.278 | 0.34624 | 1.5487 | 0.29117 | 2.0732 | 0.29705 | 1.4272 | 0.32034 | 1.2907
2 | 2036 | 2036-02-08 | 0.34836 | 1.5139 | 0.30526 | 1.6142 | 0.34248 | 1.7215 | 0.48372 | 2.5486 | 0.39416 | 2.252 | 0.36117 | 2.2399 | 0.34775 | 1.5562 | 0.27828 | 1.9819 | 0.28101 | 1.351 | 0.31582 | 1.2721
2 | 2036 | 2036-02-09 | 0.32215 | 1.4084 | 0.27482 | 1.4464 | 0.31881 | 1.5996 | 0.44977 | 2.3675 | 0.36766 | 2.0894 | 0.34035 | 2.1114 | 0.32199 | 1.4374 | 0.25303 | 1.7956 | 0.27136 | 1.3004 | 0.30021 | 1.209
2 | 2036 | 2036-02-10 | 0.31531 | 1.3815 | 0.26277 | 1.3838 | 0.30849 | 1.5492 | 0.4492 | 2.3653 | 0.36738 | 2.0886 | 0.33946 | 2.1062 | 0.31335 | 1.3986 | 0.24974 | 1.7726 | 0.26868 | 1.2874 | 0.29756 | 1.1985
2 | 2036 | 2036-02-11 | 0.33769 | 1.4732 | 0.28211 | 1.4938 | 0.33014 | 1.6622 | 0.4626 | 2.4451 | 0.37731 | 2.1496 | 0.34564 | 2.1497 | 0.31831 | 1.4247 | 0.27608 | 1.9673 | 0.28268 | 1.3585 | 0.31622 | 1.2742
2 | 2036 | 2036-02-12 | 0.33713 | 1.4715 | 0.28426 | 1.5046 | 0.3421 | 1.7216 | 0.46825 | 2.471 | 0.38172 | 2.181 | 0.34946 | 2.1704 | 0.3159 | 1.4141 | 0.28309 | 2.0181 | 0.29509 | 1.4167 | 0.30747 | 1.2401
2 | 2036 | 2036-02-13 | 0.34111 | 1.4873 | 0.30001 | 1.5859 | 0.36109 | 1.8133 | 0.4627 | 2.4417 | 0.37703 | 2.1548 | 0.34568 | 2.1475 | 0.32152 | 1.4396 | 0.28831 | 2.0547 | 0.30119 | 1.4466 | 0.31369 | 1.2652
2 | 2036 | 2036-02-14 | 0.33936 | 1.4812 | 0.30535 | 1.6133 | 0.35552 | 1.7864 | 0.47529 | 2.5029 | 0.38732 | 2.222 | 0.35391 | 2.1941 | 0.31718 | 1.4206 | 0.29471 | 2.1005 | 0.311 | 1.4933 | 0.31921 | 1.2878
2 | 2036 | 2036-02-15 | 0.33306 | 1.4564 | 0.30579 | 1.6152 | 0.35407 | 1.779 | 0.46724 | 2.4636 | 0.38097 | 2.1831 | 0.34795 | 2.1598 | 0.31971 | 1.432 | 0.29393 | 2.0957 | 0.31224 | 1.4987 | 0.32186 | 1.2979
2 | 2036 | 2036-02-16 | 0.32196 | 1.4113 | 0.28924 | 1.5194 | 0.34349 | 1.7216 | 0.45094 | 2.3652 | 0.3683 | 2.1119 | 0.3398 | 2.1024 | 0.30333 | 1.3552 | 0.26278 | 1.8677 | 0.29483 | 1.4111 | 0.30899 | 1.246
2 | 2036 | 2036-02-17 | 0.31366 | 1.3788 | 0.27293 | 1.4347 | 0.32843 | 1.6478 | 0.44188 | 2.3196 | 0.36097 | 2.068 | 0.33338 | 2.0649 | 0.29122 | 1.3018 | 0.25312 | 1.7995 | 0.2832 | 1.3558 | 0.29422 | 1.1866
2 | 2036 | 2036-02-18 | 0.3169 | 1.394 | 0.27169 | 1.4381 | 0.31783 | 1.6027 | 0.44184 | 2.3317 | 0.35982 | 2.0603 | 0.33067 | 2.0571 | 0.28833 | 1.293 | 0.26704 | 1.9064 | 0.2816 | 1.3523 | 0.30318 | 1.2223
2 | 2036 | 2036-02-19 | 0.32165 | 1.413 | 0.27053 | 1.4318 | 0.31638 | 1.5952 | 0.43631 | 2.3036 | 0.3554 | 2.0345 | 0.32657 | 2.0331 | 0.29253 | 1.312 | 0.26492 | 1.8911 | 0.27826 | 1.3372 | 0.30159 | 1.217
2 | 2036 | 2036-02-20 | 0.30366 | 1.342 | 0.26805 | 1.4186 | 0.30933 | 1.5605 | 0.43608 | 2.3011 | 0.35523 | 2.0362 | 0.32615 | 2.0299 | 0.28284 | 1.2687 | 0.26223 | 1.8721 | 0.27526 | 1.3231 | 0.29443 | 1.1898
2 | 2036 | 2036-02-21 | 0.2967 | 1.3147 | 0.2578 | 1.3653 | 0.30013 | 1.5168 | 0.4298 | 2.2685 | 0.3501 | 2.0066 | 0.32166 | 2.0034 | 0.27574 | 1.2375 | 0.25805 | 1.8436 | 0.27304 | 1.3116 | 0.29292 | 1.1825
2 | 2036 | 2036-02-22 | 0.29832 | 1.3221 | 0.25579 | 1.3547 | 0.29409 | 1.4875 | 0.42148 | 2.223 | 0.34288 | 1.9667 | 0.3164 | 1.971 | 0.27571 | 1.2379 | 0.25381 | 1.8136 | 0.26785 | 1.2872 | 0.27738 | 1.1203
2 | 2036 | 2036-02-23 | 0.28061 | 1.25 | 0.24618 | 1.2946 | 0.28641 | 1.4428 | 0.40207 | 2.1151 | 0.32866 | 1.8798 | 0.30481 | 1.8966 | 0.25912 | 1.1601 | 0.23147 | 1.6479 | 0.26134 | 1.2519 | 0.2908 | 1.1727
2 | 2036 | 2036-02-24 | 0.2836 | 1.2624 | 0.23918 | 1.2581 | 0.29142 | 1.4667 | 0.3983 | 2.0955 | 0.32571 | 1.8634 | 0.30185 | 1.8792 | 0.25853 | 1.1576 | 0.23271 | 1.6567 | 0.26304 | 1.2604 | 0.29443 | 1.1866
2 | 2036 | 2036-02-25 | 0.29406 | 1.3062 | 0.26009 | 1.376 | 0.30809 | 1.5549 | 0.4159 | 2.1913 | 0.33851 | 1.9467 | 0.31159 | 1.9414 | 0.26469 | 1.1891 | 0.25924 | 1.8525 | 0.2762 | 1.328 | 0.28927 | 1.1688
2 | 2036 | 2036-02-26 | 0.28702 | 1.278 | 0.25504 | 1.3494 | 0.29791 | 1.5034 | 0.41021 | 2.1669 | 0.33472 | 1.9204 | 0.30633 | 1.9128 | 0.25928 | 1.1651 | 0.2628 | 1.8776 | 0.28065 | 1.3498 | 0.28625 | 1.1558
2 | 2036 | 2036-02-27 | 0.29002 | 1.2906 | 0.25326 | 1.3399 | 0.2974 | 1.5023 | 0.4082 | 2.1528 | 0.33274 | 1.913 | 0.30515 | 1.9041 | 0.26368 | 1.1851 | 0.25835 | 1.8463 | 0.2754 | 1.325 | 0.2867 | 1.1592
2 | 2036 | 2036-02-28 | 0.29545 | 1.3129 | 0.24861 | 1.3155 | 0.28875 | 1.4608 | 0.40066 | 2.1137 | 0.3266 | 1.8772 | 0.29974 | 1.8721 | 0.27131 | 1.2201 | 0.2554 | 1.8265 | 0.27464 | 1.3204 | 0.28637 | 1.1556
2 | 2036 | 2036-02-29 | 0.28557 | 1.2741 | 0.23938 | 1.2675 | 0.27236 | 1.3816 | 0.39676 | 2.0918 | 0.32333 | 1.8601 | 0.29694 | 1.8548 | 0.26757 | 1.2036 | 0.25384 | 1.8144 | 0.26991 | 1.2996 | 0.27984 | 1.1328
3 | 2036 | 2036-03-01 | 0.25132 | 1.1474 | 0.21233 | 1.1327 | 0.2282 | 1.1992 | 0.40059 | 2.1227 | 0.30724 | 1.7507 | 0.28455 | 1.8354 | 0.23363 | 1.0531 | 0.21629 | 1.5207 | 0.25518 | 1.2555 | 0.272 | 1.1258
3 | 2036 | 2036-03-02 | 0.25294 | 1.1617 | 0.20879 | 1.1141 | 0.23311 | 1.2248 | 0.39853 | 2.1111 | 0.30591 | 1.7456 | 0.28255 | 1.8233 | 0.2349 | 1.0591 | 0.21468 | 1.5101 | 0.25847 | 1.2716 | 0.27589 | 1.1414
3 | 2036 | 2036-03-03 | 0.25268 | 1.1622 | 0.22036 | 1.1833 | 0.24642 | 1.2983 | 0.40478 | 2.1538 | 0.3119 | 1.7845 | 0.28419 | 1.8379 | 0.23823 | 1.078 | 0.23425 | 1.6569 | 0.25996 | 1.2824 | 0.26365 | 1.0905
3 | 2036 | 2036-03-04 | 0.25212 | 1.16 | 0.21577 | 1.1584 | 0.22718 | 1.1977 | 0.3919 | 2.0872 | 0.30199 | 1.7224 | 0.27635 | 1.7885 | 0.23612 | 1.0687 | 0.22822 | 1.6148 | 0.24663 | 1.217 | 0.25787 | 1.0665
3 | 2036 | 2036-03-05 | 0.25904 | 1.1892 | 0.2123 | 1.1407 | 0.22731 | 1.1984 | 0.39316 | 2.0924 | 0.30319 | 1.7339 | 0.27613 | 1.7877 | 0.23309 | 1.0549 | 0.22943 | 1.6234 | 0.25134 | 1.2406 | 0.25643 | 1.061
3 | 2036 | 2036-03-06 | 0.2656 | 1.2156 | 0.22227 | 1.1927 | 0.23724 | 1.2504 | 0.39489 | 2.0995 | 0.30368 | 1.739 | 0.27642 | 1.7904 | 0.23793 | 1.0771 | 0.23063 | 1.6314 | 0.25128 | 1.241 | 0.25215 | 1.044
3 | 2036 | 2036-03-07 | 0.26234 | 1.2025 | 0.22536 | 1.2084 | 0.23983 | 1.264 | 0.38927 | 2.0696 | 0.29913 | 1.7119 | 0.27256 | 1.7663 | 0.23544 | 1.0664 | 0.22571 | 1.5973 | 0.24285 | 1.1997 | 0.2506 | 1.0382
3 | 2036 | 2036-03-08 | 0.25286 | 1.1636 | 0.20731 | 1.1037 | 0.21521 | 1.1315 | 0.37208 | 1.9692 | 0.28603 | 1.6345 | 0.26293 | 1.7019 | 0.22349 | 1.0093 | 0.20337 | 1.4312 | 0.23761 | 1.1712 | 0.23428 | 0.97062
3 | 2036 | 2036-03-09 | 0.24359 | 1.1268 | 0.20631 | 1.0987 | 0.2232 | 1.1734 | 0.37457 | 1.9804 | 0.2878 | 1.6491 | 0.26344 | 1.7057 | 0.21991 | 0.99337 | 0.20721 | 1.4575 | 0.24275 | 1.1974 | 0.24532 | 1.0166
3 | 2036 | 2036-03-10 | 0.24239 | 1.123 | 0.21175 | 1.1361 | 0.23358 | 1.2317 | 0.39114 | 2.0747 | 0.30013 | 1.7273 | 0.27102 | 1.7583 | 0.22219 | 1.0075 | 0.23135 | 1.636 | 0.25353 | 1.2541 | 0.25731 | 1.0668
3 | 2036 | 2036-03-11 | 0.23926 | 1.1105 | 0.21329 | 1.1433 | 0.22625 | 1.1934 | 0.39058 | 2.07 | 0.29842 | 1.7171 | 0.27013 | 1.7534 | 0.21899 | 0.99321 | 0.22481 | 1.5908 | 0.24397 | 1.2071 | 0.25364 | 1.0513
3 | 2036 | 2036-03-12 | 0.24784 | 1.1457 | 0.21816 | 1.17 | 0.23524 | 1.2406 | 0.3848 | 2.0395 | 0.29451 | 1.6952 | 0.26594 | 1.7271 | 0.22453 | 1.0182 | 0.2245 | 1.5884 | 0.24299 | 1.2029 | 0.25341 | 1.0509
3 | 2036 | 2036-03-13 | 0.24991 | 1.1542 | 0.21957 | 1.1764 | 0.2361 | 1.2453 | 0.37303 | 1.9788 | 0.28668 | 1.6487 | 0.2583 | 1.6785 | 0.22644 | 1.027 | 0.22748 | 1.6089 | 0.24834 | 1.23 | 0.26642 | 1.1056
3 | 2036 | 2036-03-14 | 0.25101 | 1.1597 | 0.21937 | 1.1756 | 0.2377 | 1.2539 | 0.36882 | 1.9562 | 0.28413 | 1.6361 | 0.25491 | 1.6572 | 0.22833 | 1.0356 | 0.231 | 1.6333 | 0.25616 | 1.2692 | 0.26563 | 1.1027
3 | 2036 | 2036-03-15 | 0.24292 | 1.1255 | 0.19951 | 1.0611 | 0.22452 | 1.1813 | 0.35207 | 1.8581 | 0.27152 | 1.5621 | 0.24544 | 1.5935 | 0.21257 | 0.96169 | 0.20854 | 1.4663 | 0.2498 | 1.2353 | 0.25038 | 1.0399
3 | 2036 | 2036-03-16 | 0.23667 | 1.1002 | 0.19209 | 1.0219 | 0.22164 | 1.1665 | 0.34733 | 1.8326 | 0.26795 | 1.5417 | 0.2419 | 1.5713 | 0.20914 | 0.94644 | 0.20306 | 1.4277 | 0.23559 | 1.1659 | 0.23844 | 0.99148
3 | 2036 | 2036-03-17 | 0.23509 | 1.0953 | 0.20043 | 1.0753 | 0.21449 | 1.1332 | 0.3482 | 1.8477 | 0.26944 | 1.5503 | 0.24058 | 1.5666 | 0.21699 | 0.98506 | 0.22165 | 1.5678 | 0.23799 | 1.1811 | 0.23995 | 0.9973
3 | 2036 | 2036-03-18 | 0.23006 | 1.0743 | 0.19448 | 1.0427 | 0.21036 | 1.1119 | 0.34181 | 1.814 | 0.26482 | 1.5233 | 0.23609 | 1.5382 | 0.21103 | 0.95845 | 0.21727 | 1.5371 | 0.22896 | 1.1371 | 0.22819 | 0.94883
3 | 2036 | 2036-03-19 | 0.23089 | 1.0781 | 0.19479 | 1.0435 | 0.21268 | 1.1244 | 0.33646 | 1.7854 | 0.26053 | 1.4978 | 0.23227 | 1.5141 | 0.2064 | 0.9377 | 0.22276 | 1.5747 | 0.2366 | 1.1757 | 0.23327 | 0.96997
3 | 2036 | 2036-03-20 | 0.23989 | 1.115 | 0.20501 | 1.0975 | 0.22277 | 1.1775 | 0.34045 | 1.804 | 0.26312 | 1.5172 | 0.2336 | 1.523 | 0.21131 | 0.95977 | 0.22405 | 1.5836 | 0.24054 | 1.1958 | 0.23884 | 0.99391
3 | 2036 | 2036-03-21 | 0.24986 | 1.1554 | 0.20075 | 1.0755 | 0.21352 | 1.1295 | 0.3446 | 1.823 | 0.26466 | 1.5277 | 0.23532 | 1.5345 | 0.22 | 0.99911 | 0.22522 | 1.5911 | 0.23922 | 1.1901 | 0.23458 | 0.97678
3 | 2036 | 2036-03-22 | 0.23853 | 1.1085 | 0.18751 | 0.99604 | 0.20838 | 1.0992 | 0.32635 | 1.7174 | 0.25113 | 1.448 | 0.22494 | 1.4648 | 0.19933 | 0.90296 | 0.20122 | 1.4135 | 0.23219 | 1.1529 | 0.22996 | 0.95811
3 | 2036 | 2036-03-23 | 0.23199 | 1.0824 | 0.1847 | 0.98112 | 0.21533 | 1.136 | 0.31847 | 1.6764 | 0.24603 | 1.4189 | 0.21946 | 1.4298 | 0.19363 | 0.87711 | 0.19675 | 1.3824 | 0.22497 | 1.1177 | 0.22664 | 0.94499
3 | 2036 | 2036-03-24 | 0.23866 | 1.1109 | 0.1882 | 1.0084 | 0.21935 | 1.1614 | 0.32962 | 1.7432 | 0.2542 | 1.4695 | 0.22403 | 1.4628 | 0.20184 | 0.91733 | 0.21759 | 1.5378 | 0.22867 | 1.1396 | 0.22851 | 0.95273
3 | 2036 | 2036-03-25 | 0.22865 | 1.0699 | 0.18399 | 0.98563 | 0.19858 | 1.0533 | 0.3213 | 1.6997 | 0.24775 | 1.4299 | 0.21856 | 1.428 | 0.19613 | 0.89165 | 0.21427 | 1.5149 | 0.22688 | 1.1311 | 0.22927 | 0.95592
3 | 2036 | 2036-03-26 | 0.21197 | 1.0028 | 0.17528 | 0.93919 | 0.18533 | 0.98451 | 0.31146 | 1.6486 | 0.2408 | 1.3881 | 0.21209 | 1.3867 | 0.18616 | 0.84706 | 0.20615 | 1.4585 | 0.21391 | 1.0674 | 0.22221 | 0.92691
3 | 2036 | 2036-03-27 | 0.21182 | 1.0027 | 0.17252 | 0.92606 | 0.18647 | 0.9911 | 0.30352 | 1.6076 | 0.23602 | 1.3617 | 0.20649 | 1.3507 | 0.18025 | 0.82009 | 0.20702 | 1.4645 | 0.21816 | 1.0889 | 0.22007 | 0.91744
3 | 2036 | 2036-03-28 | 0.22254 | 1.0459 | 0.16966 | 0.90955 | 0.18828 | 1.0011 | 0.30004 | 1.589 | 0.23423 | 1.3543 | 0.20342 | 1.3311 | 0.18485 | 0.84061 | 0.20795 | 1.4705 | 0.21814 | 1.0897 | 0.22636 | 0.94379
3 | 2036 | 2036-03-29 | 0.21645 | 1.0206 | 0.16207 | 0.86094 | 0.18772 | 0.99509 | 0.27976 | 1.473 | 0.21876 | 1.2612 | 0.19205 | 1.2549 | 0.17613 | 0.79793 | 0.18492 | 1.2995 | 0.21125 | 1.0532 | 0.21019 | 0.87805
3 | 2036 | 2036-03-30 | 0.2125 | 1.0039 | 0.1556 | 0.82676 | 0.1804 | 0.95744 | 0.27884 | 1.467 | 0.2178 | 1.2575 | 0.19068 | 1.2462 | 0.17092 | 0.77454 | 0.18557 | 1.3034 | 0.20997 | 1.0478 | 0.20475 | 0.85633
3 | 2036 | 2036-03-31 | 0.20168 | 0.96162 | 0.15981 | 0.85826 | 0.1773 | 0.94582 | 0.28085 | 1.4881 | 0.2201 | 1.2712 | 0.19001 | 1.2454 | 0.17525 | 0.7973 | 0.19517 | 1.3813 | 0.1976 | 0.98985 | 0.2021 | 0.84463
4 | 2036 | 2036-04-01 | 0.17787 | 0.86622 | 0.13987 | 0.7432 | 0.1511 | 0.79661 | 0.23458 | 1.2473 | 0.2072 | 1.1444 | 0.17941 | 1.1516 | 0.15502 | 0.68485 | 0.16809 | 1.211 | 0.17446 | 0.88187 | 0.198 | 0.83126
4 | 2036 | 2036-04-02 | 0.18158 | 0.88078 | 0.14598 | 0.77488 | 0.15384 | 0.8112 | 0.23391 | 1.2436 | 0.20769 | 1.1464 | 0.17872 | 1.1458 | 0.15534 | 0.68586 | 0.1735 | 1.2491 | 0.18077 | 0.91477 | 0.1934 | 0.81212
4 | 2036 | 2036-04-03 | 0.18481 | 0.89383 | 0.14464 | 0.76857 | 0.15695 | 0.82855 | 0.23088 | 1.2284 | 0.20565 | 1.1347 | 0.17585 | 1.1273 | 0.15516 | 0.6848 | 0.17506 | 1.2619 | 0.18793 | 0.95157 | 0.19479 | 0.81853
4 | 2036 | 2036-04-04 | 0.18443 | 0.89269 | 0.1465 | 0.77836 | 0.16145 | 0.85214 | 0.22957 | 1.2203 | 0.20494 | 1.1312 | 0.17482 | 1.1199 | 0.1531 | 0.67578 | 0.18023 | 1.2977 | 0.19203 | 0.97346 | 0.20101 | 0.84535
4 | 2036 | 2036-04-05 | 0.17298 | 0.84523 | 0.13128 | 0.68944 | 0.14714 | 0.77574 | 0.21069 | 1.1117 | 0.19019 | 1.045 | 0.16375 | 1.0463 | 0.13942 | 0.61148 | 0.15214 | 1.0918 | 0.18045 | 0.91334 | 0.19304 | 0.81328
4 | 2036 | 2036-04-06 | 0.16734 | 0.82287 | 0.12757 | 0.6699 | 0.14529 | 0.76683 | 0.20253 | 1.0693 | 0.18172 | 0.99983 | 0.1566 | 1.0038 | 0.13838 | 0.60672 | 0.1475 | 1.0572 | 0.17031 | 0.863 | 0.18921 | 0.79756
4 | 2036 | 2036-04-07 | 0.17506 | 0.85584 | 0.13615 | 0.72421 | 0.14822 | 0.78754 | 0.21274 | 1.13 | 0.18761 | 1.04 | 0.16046 | 1.0336 | 0.1507 | 0.66458 | 0.16932 | 1.2189 | 0.17564 | 0.8928 | 0.19438 | 0.81912
4 | 2036 | 2036-04-08 | 0.17283 | 0.84611 | 0.13682 | 0.72788 | 0.14691 | 0.78217 | 0.21076 | 1.1199 | 0.18657 | 1.0339 | 0.15866 | 1.0215 | 0.14933 | 0.65837 | 0.17363 | 1.2493 | 0.18039 | 0.91785 | 0.19093 | 0.80465
4 | 2036 | 2036-04-09 | 0.17409 | 0.85094 | 0.14189 | 0.75445 | 0.15365 | 0.8175 | 0.20986 | 1.1146 | 0.18647 | 1.0334 | 0.15795 | 1.0158 | 0.15162 | 0.66768 | 0.17721 | 1.2737 | 0.18219 | 0.92808 | 0.19596 | 0.82647
4 | 2036 | 2036-04-10 | 0.17258 | 0.84557 | 0.13764 | 0.73247 | 0.15093 | 0.80377 | 0.20788 | 1.1025 | 0.18464 | 1.0245 | 0.15653 | 1.0067 | 0.1468 | 0.64703 | 0.16638 | 1.1995 | 0.17723 | 0.90285 | 0.20015 | 0.8451
4 | 2036 | 2036-04-11 | 0.17216 | 0.84294 | 0.13962 | 0.74268 | 0.15098 | 0.80508 | 0.20424 | 1.0836 | 0.18145 | 1.0074 | 0.15339 | 0.98708 | 0.14982 | 0.65938 | 0.16685 | 1.2005 | 0.17096 | 0.87246 | 0.18505 | 0.78138
4 | 2036 | 2036-04-12 | 0.17556 | 0.85596 | 0.13213 | 0.69482 | 0.14238 | 0.75749 | 0.18866 | 0.99384 | 0.17117 | 0.94404 | 0.145 | 0.92828 | 0.14263 | 0.6224 | 0.14518 | 1.0405 | 0.16804 | 0.85635 | 0.18103 | 0.76606
4 | 2036 | 2036-04-13 | 0.17992 | 0.8744 | 0.1337 | 0.70319 | 0.14784 | 0.78615 | 0.19016 | 0.99835 | 0.17283 | 0.95459 | 0.14693 | 0.93893 | 0.14805 | 0.64492 | 0.14593 | 1.0468 | 0.17216 | 0.8779 | 0.18502 | 0.78338
4 | 2036 | 2036-04-14 | 0.18194 | 0.8832 | 0.14349 | 0.76397 | 0.15424 | 0.82519 | 0.20003 | 1.0596 | 0.17904 | 0.99533 | 0.15024 | 0.96501 | 0.15065 | 0.66177 | 0.17112 | 1.2297 | 0.17334 | 0.88734 | 0.18471 | 0.78151
4 | 2036 | 2036-04-15 | 0.16445 | 0.81146 | 0.13194 | 0.70453 | 0.13951 | 0.75234 | 0.19267 | 1.0246 | 0.17264 | 0.95937 | 0.14336 | 0.92296 | 0.14292 | 0.6287 | 0.16687 | 1.1997 | 0.16864 | 0.86421 | 0.1709 | 0.72324
4 | 2036 | 2036-04-16 | 0.15814 | 0.78614 | 0.12667 | 0.677 | 0.12882 | 0.69796 | 0.18812 | 0.99949 | 0.16769 | 0.93408 | 0.1398 | 0.90181 | 0.12824 | 0.56644 | 0.1616 | 1.1651 | 0.17072 | 0.87486 | 0.17272 | 0.73155
4 | 2036 | 2036-04-17 | 0.16374 | 0.80905 | 0.12194 | 0.65287 | 0.12728 | 0.69188 | 0.18653 | 0.99045 | 0.16653 | 0.92847 | 0.1387 | 0.8944 | 0.12402 | 0.54822 | 0.16572 | 1.1927 | 0.17074 | 0.87628 | 0.17357 | 0.73569
4 | 2036 | 2036-04-18 | 0.16467 | 0.8126 | 0.12655 | 0.67748 | 0.13461 | 0.73059 | 0.1843 | 0.97913 | 0.165 | 0.92026 | 0.13688 | 0.88259 | 0.1306 | 0.57569 | 0.16859 | 1.2127 | 0.173 | 0.88874 | 0.17764 | 0.75307
4 | 2036 | 2036-04-19 | 0.16293 | 0.80482 | 0.11962 | 0.63223 | 0.13102 | 0.70927 | 0.171 | 0.8996 | 0.15663 | 0.86835 | 0.13094 | 0.83874 | 0.12904 | 0.5625 | 0.14846 | 1.0621 | 0.16748 | 0.85988 | 0.17239 | 0.73252
4 | 2036 | 2036-04-20 | 0.15601 | 0.77637 | 0.1198 | 0.63363 | 0.13177 | 0.71393 | 0.16627 | 0.87483 | 0.15187 | 0.84353 | 0.12709 | 0.81564 | 0.13167 | 0.57331 | 0.14591 | 1.0434 | 0.16245 | 0.83535 | 0.17048 | 0.72488
4 | 2036 | 2036-04-21 | 0.16112 | 0.79892 | 0.12694 | 0.68069 | 0.1387 | 0.75552 | 0.17412 | 0.92547 | 0.15547 | 0.87089 | 0.12883 | 0.83328 | 0.14116 | 0.61916 | 0.16165 | 1.1626 | 0.16207 | 0.83595 | 0.1693 | 0.71938
4 | 2036 | 2036-04-22 | 0.16706 | 0.82293 | 0.12595 | 0.67661 | 0.13906 | 0.75907 | 0.17155 | 0.91239 | 0.15344 | 0.86025 | 0.12681 | 0.82053 | 0.14155 | 0.62049 | 0.15895 | 1.1457 | 0.16545 | 0.85337 | 0.17197 | 0.73128
4 | 2036 | 2036-04-23 | 0.16559 | 0.81736 | 0.12388 | 0.66635 | 0.13565 | 0.74265 | 0.17097 | 0.90872 | 0.15341 | 0.86077 | 0.12671 | 0.81912 | 0.13565 | 0.59533 | 0.16052 | 1.157 | 0.16757 | 0.86501 | 0.16544 | 0.704
4 | 2036 | 2036-04-24 | 0.15713 | 0.78313 | 0.1191 | 0.64198 | 0.12843 | 0.70721 | 0.16657 | 0.8867 | 0.14936 | 0.83926 | 0.12306 | 0.79703 | 0.13299 | 0.58373 | 0.15932 | 1.1482 | 0.16491 | 0.85249 | 0.1604 | 0.68309
4 | 2036 | 2036-04-25 | 0.14386 | 0.7295 | 0.11057 | 0.59808 | 0.11932 | 0.66227 | 0.15738 | 0.83961 | 0.13949 | 0.78718 | 0.11531 | 0.75182 | 0.12437 | 0.54702 | 0.1531 | 1.1024 | 0.15229 | 0.78959 | 0.15612 | 0.66555
4 | 2036 | 2036-04-26 | 0.12872 | 0.66713 | 0.093989 | 0.50224 | 0.10495 | 0.58454 | 0.13328 | 0.70585 | 0.11875 | 0.6693 | 0.099865 | 0.65369 | 0.1085 | 0.47354 | 0.11966 | 0.85988 | 0.13785 | 0.71466 | 0.1435 | 0.6138
4 | 2036 | 2036-04-27 | 0.1311 | 0.67697 | 0.096074 | 0.51376 | 0.10768 | 0.59982 | 0.13206 | 0.69826 | 0.11761 | 0.66462 | 0.099425 | 0.65093 | 0.10554 | 0.46077 | 0.11882 | 0.85421 | 0.13724 | 0.71239 | 0.14418 | 0.61712
4 | 2036 | 2036-04-28 | 0.13678 | 0.70076 | 0.10509 | 0.57145 | 0.11488 | 0.64332 | 0.14367 | 0.77039 | 0.12632 | 0.71807 | 0.10424 | 0.68575 | 0.11773 | 0.51819 | 0.14362 | 1.0355 | 0.14097 | 0.7346 | 0.14278 | 0.61033
4 | 2036 | 2036-04-29 | 0.13754 | 0.70471 | 0.10243 | 0.55833 | 0.10704 | 0.60519 | 0.14176 | 0.7586 | 0.12407 | 0.70801 | 0.10336 | 0.68089 | 0.11685 | 0.51421 | 0.13877 | 1.0022 | 0.13782 | 0.71923 | 0.14031 | 0.60023
4 | 2036 | 2036-04-30 | 0.13216 | 0.6826 | 0.097657 | 0.53453 | 0.10735 | 0.60813 | 0.14143 | 0.75814 | 0.12492 | 0.71237 | 0.10332 | 0.67962 | 0.10882 | 0.48011 | 0.14023 | 1.0121 | 0.13762 | 0.71929 | 0.14338 | 0.61359
5 | 2036 | 2036-05-01 | 0.11948 | 0.63369 | 0.082031 | 0.46143 | 0.093383 | 0.56725 | 0.11586 | 0.64178 | 0.11269 | 0.66307 | 0.085995 | 0.58975 | 0.089045 | 0.40554 | 0.13523 | 0.96494 | 0.12043 | 0.64981 | 0.12367 | 0.5383
5 | 2036 | 2036-05-02 | 0.12038 | 0.63772 | 0.082145 | 0.46241 | 0.091622 | 0.55871 | 0.11327 | 0.62751 | 0.10917 | 0.64271 | 0.08363 | 0.57413 | 0.090136 | 0.41049 | 0.13433 | 0.9587 | 0.12 | 0.64851 | 0.12216 | 0.53189
5 | 2036 | 2036-05-03 | 0.1115 | 0.6008 | 0.067273 | 0.37561 | 0.081107 | 0.50042 | 0.095778 | 0.52567 | 0.094116 | 0.55262 | 0.073478 | 0.50487 | 0.077722 | 0.35137 | 0.10765 | 0.76203 | 0.10715 | 0.581 | 0.10653 | 0.46611
5 | 2036 | 2036-05-04 | 0.10541 | 0.57607 | 0.064806 | 0.36106 | 0.077117 | 0.47698 | 0.093753 | 0.5118 | 0.090848 | 0.53191 | 0.071638 | 0.49074 | 0.073042 | 0.33054 | 0.10512 | 0.74332 | 0.10448 | 0.56757 | 0.099095 | 0.43389
5 | 2036 | 2036-05-05 | 0.10895 | 0.59182 | 0.07574 | 0.42878 | 0.086012 | 0.5304 | 0.10644 | 0.58712 | 0.099768 | 0.58678 | 0.077711 | 0.53307 | 0.086366 | 0.39394 | 0.12703 | 0.90754 | 0.11165 | 0.60627 | 0.10737 | 0.46768
5 | 2036 | 2036-05-06 | 0.11177 | 0.60339 | 0.073981 | 0.42179 | 0.085445 | 0.53004 | 0.10412 | 0.57744 | 0.098542 | 0.58282 | 0.07642 | 0.52701 | 0.088032 | 0.40152 | 0.12793 | 0.91574 | 0.11381 | 0.61898 | 0.10927 | 0.47649
5 | 2036 | 2036-05-07 | 0.10937 | 0.59374 | 0.073899 | 0.4229 | 0.084808 | 0.52873 | 0.1016 | 0.56677 | 0.096611 | 0.57448 | 0.074741 | 0.5184 | 0.084304 | 0.38477 | 0.12714 | 0.9116 | 0.11345 | 0.61799 | 0.11213 | 0.48982
5 | 2036 | 2036-05-08 | 0.10495 | 0.5759 | 0.074174 | 0.42343 | 0.082941 | 0.51844 | 0.099725 | 0.55653 | 0.095048 | 0.56632 | 0.073665 | 0.51156 | 0.084912 | 0.38771 | 0.12489 | 0.89509 | 0.11132 | 0.60751 | 0.11693 | 0.51112
5 | 2036 | 2036-05-09 | 0.10666 | 0.58315 | 0.075035 | 0.4306 | 0.086113 | 0.5404 | 0.098413 | 0.54941 | 0.095312 | 0.56956 | 0.073677 | 0.51198 | 0.085403 | 0.39006 | 0.12138 | 0.87119 | 0.10682 | 0.58409 | 0.11484 | 0.50208
5 | 2036 | 2036-05-10 | 0.10238 | 0.56457 | 0.062292 | 0.35722 | 0.076216 | 0.487 | 0.080934 | 0.45129 | 0.081699 | 0.49089 | 0.064118 | 0.44952 | 0.072237 | 0.32746 | 0.095547 | 0.68148 | 0.095315 | 0.52384 | 0.099812 | 0.43939
5 | 2036 | 2036-05-11 | 0.099561 | 0.55349 | 0.060476 | 0.34838 | 0.071271 | 0.45838 | 0.078896 | 0.43969 | 0.079043 | 0.47552 | 0.062545 | 0.43903 | 0.073171 | 0.33204 | 0.092627 | 0.65995 | 0.092315 | 0.50862 | 0.092284 | 0.40608
5 | 2036 | 2036-05-12 | 0.097845 | 0.54748 | 0.068916 | 0.40143 | 0.077974 | 0.49761 | 0.091145 | 0.51354 | 0.086353 | 0.52088 | 0.067756 | 0.47644 | 0.074707 | 0.34257 | 0.11468 | 0.82385 | 0.10035 | 0.55209 | 0.099379 | 0.43485
5 | 2036 | 2036-05-13 | 0.093313 | 0.52896 | 0.066727 | 0.39027 | 0.074744 | 0.47953 | 0.088998 | 0.50198 | 0.083482 | 0.50457 | 0.066031 | 0.46545 | 0.070215 | 0.32262 | 0.11261 | 0.80969 | 0.098405 | 0.54253 | 0.0995 | 0.43559
5 | 2036 | 2036-05-14 | 0.092772 | 0.52683 | 0.067653 | 0.39732 | 0.074773 | 0.48246 | 0.086961 | 0.49326 | 0.08212 | 0.49922 | 0.064941 | 0.46039 | 0.070573 | 0.32453 | 0.11141 | 0.80292 | 0.097491 | 0.53855 | 0.097135 | 0.42548
5 | 2036 | 2036-05-15 | 0.098257 | 0.55 | 0.069265 | 0.40712 | 0.076832 | 0.49717 | 0.085772 | 0.48825 | 0.08301 | 0.50728 | 0.065291 | 0.46428 | 0.07254 | 0.33363 | 0.1123 | 0.80842 | 0.10065 | 0.55685 | 0.10338 | 0.45211
5 | 2036 | 2036-05-16 | 0.10381 | 0.57328 | 0.072586 | 0.42662 | 0.07921 | 0.51365 | 0.085113 | 0.48629 | 0.085662 | 0.52643 | 0.066669 | 0.47516 | 0.074312 | 0.34195 | 0.1149 | 0.82871 | 0.10582 | 0.58592 | 0.11032 | 0.48367
5 | 2036 | 2036-05-17 | 0.092945 | 0.52822 | 0.059923 | 0.35265 | 0.070145 | 0.46399 | 0.068679 | 0.39171 | 0.073669 | 0.45626 | 0.058475 | 0.42031 | 0.064347 | 0.29409 | 0.089341 | 0.64149 | 0.094786 | 0.52823 | 0.097783 | 0.43223
5 | 2036 | 2036-05-18 | 0.08806 | 0.50837 | 0.057325 | 0.33994 | 0.068559 | 0.45625 | 0.066246 | 0.37846 | 0.069246 | 0.43009 | 0.055975 | 0.40415 | 0.066143 | 0.30257 | 0.085037 | 0.61273 | 0.089005 | 0.49782 | 0.089526 | 0.39605
5 | 2036 | 2036-05-19 | 0.088741 | 0.51188 | 0.064719 | 0.3893 | 0.072028 | 0.47642 | 0.078611 | 0.45177 | 0.075566 | 0.46834 | 0.060907 | 0.43895 | 0.072536 | 0.33511 | 0.10521 | 0.76453 | 0.093833 | 0.52382 | 0.095418 | 0.41938
5 | 2036 | 2036-05-20 | 0.0795 | 0.47425 | 0.063243 | 0.38289 | 0.068486 | 0.4564 | 0.076752 | 0.44215 | 0.073135 | 0.45492 | 0.059545 | 0.43079 | 0.068421 | 0.31715 | 0.10255 | 0.74568 | 0.091163 | 0.5104 | 0.093977 | 0.41291
5 | 2036 | 2036-05-21 | 0.075937 | 0.46013 | 0.062133 | 0.37651 | 0.067471 | 0.45124 | 0.075258 | 0.43345 | 0.071234 | 0.44404 | 0.058635 | 0.42487 | 0.064588 | 0.30046 | 0.10138 | 0.73672 | 0.091102 | 0.51119 | 0.095044 | 0.41776
5 | 2036 | 2036-05-22 | 0.080998 | 0.48126 | 0.061471 | 0.37435 | 0.068827 | 0.46148 | 0.074118 | 0.42707 | 0.070626 | 0.44149 | 0.058449 | 0.42409 | 0.062613 | 0.29211 | 0.10068 | 0.73278 | 0.091261 | 0.51311 | 0.096002 | 0.42218
5 | 2036 | 2036-05-23 | 0.081361 | 0.48347 | 0.063969 | 0.38826 | 0.067718 | 0.45628 | 0.072214 | 0.41778 | 0.06803 | 0.42738 | 0.056972 | 0.41567 | 0.064036 | 0.29906 | 0.098352 | 0.71664 | 0.089054 | 0.50222 | 0.095194 | 0.41822
5 | 2036 | 2036-05-24 | 0.068524 | 0.43008 | 0.049327 | 0.30401 | 0.057354 | 0.39847 | 0.0556 | 0.32276 | 0.054958 | 0.35071 | 0.048212 | 0.35759 | 0.049945 | 0.23294 | 0.073086 | 0.53239 | 0.078254 | 0.44582 | 0.082265 | 0.36489
5 | 2036 | 2036-05-25 | 0.07044 | 0.43863 | 0.048696 | 0.30173 | 0.056351 | 0.39437 | 0.054014 | 0.31514 | 0.053174 | 0.34159 | 0.047244 | 0.35256 | 0.049816 | 0.233 | 0.073968 | 0.53856 | 0.081256 | 0.46326 | 0.082767 | 0.36789
5 | 2036 | 2036-05-26 | 0.084075 | 0.49596 | 0.061415 | 0.37941 | 0.064835 | 0.44414 | 0.067861 | 0.39651 | 0.063691 | 0.4059 | 0.054731 | 0.40451 | 0.064412 | 0.30253 | 0.098769 | 0.72292 | 0.093506 | 0.52965 | 0.097303 | 0.42922
5 | 2036 | 2036-05-27 | 0.08073 | 0.48225 | 0.059626 | 0.37129 | 0.062677 | 0.43257 | 0.065909 | 0.3891 | 0.061667 | 0.39676 | 0.053384 | 0.39865 | 0.066546 | 0.31269 | 0.096128 | 0.70478 | 0.090683 | 0.51543 | 0.095927 | 0.42304
5 | 2036 | 2036-05-28 | 0.072753 | 0.4497 | 0.058037 | 0.36383 | 0.061729 | 0.42838 | 0.064524 | 0.38129 | 0.059501 | 0.3843 | 0.052384 | 0.39249 | 0.061596 | 0.29117 | 0.090743 | 0.66712 | 0.08349 | 0.47747 | 0.08908 | 0.39281
5 | 2036 | 2036-05-29 | 0.072072 | 0.44771 | 0.058145 | 0.36571 | 0.06129 | 0.42733 | 0.063314 | 0.37541 | 0.05835 | 0.37883 | 0.051868 | 0.3903 | 0.060435 | 0.28661 | 0.090152 | 0.664 | 0.08376 | 0.48005 | 0.091641 | 0.40429
5 | 2036 | 2036-05-30 | 0.069011 | 0.43508 | 0.057708 | 0.36642 | 0.062421 | 0.43683 | 0.061817 | 0.37117 | 0.057892 | 0.37989 | 0.05138 | 0.39074 | 0.06053 | 0.28768 | 0.08946 | 0.66104 | 0.0836 | 0.48028 | 0.089546 | 0.39637
5 | 2036 | 2036-05-31 | 0.063246 | 0.41107 | 0.045394 | 0.29369 | 0.051974 | 0.37769 | 0.046274 | 0.28016 | 0.046607 | 0.31296 | 0.043956 | 0.3403 | 0.047214 | 0.22525 | 0.063542 | 0.47034 | 0.072152 | 0.4205 | 0.077145 | 0.34479
6 | 2036 | 2036-06-01 | 0.054772 | 0.37376 | 0.039261 | 0.27046 | 0.045047 | 0.34469 | 0.046268 | 0.29766 | 0.044142 | 0.30866 | 0.039891 | 0.32066 | 0.033809 | 0.16657 | 0.061934 | 0.47092 | 0.06235 | 0.37105 | 0.067846 | 0.30918
6 | 2036 | 2036-06-02 | 0.06403 | 0.41307 | 0.050929 | 0.34263 | 0.054148 | 0.39917 | 0.060739 | 0.38544 | 0.055239 | 0.37825 | 0.047293 | 0.37337 | 0.043845 | 0.21556 | 0.08505 | 0.6445 | 0.072319 | 0.42655 | 0.080013 | 0.36036
6 | 2036 | 2036-06-03 | 0.062289 | 0.40621 | 0.050744 | 0.34332 | 0.053286 | 0.39431 | 0.059001 | 0.37579 | 0.053905 | 0.37209 | 0.047017 | 0.37365 | 0.044642 | 0.22023 | 0.083349 | 0.63287 | 0.072098 | 0.42668 | 0.07848 | 0.35356
6 | 2036 | 2036-06-04 | 0.060211 | 0.39788 | 0.050225 | 0.34155 | 0.053262 | 0.39566 | 0.057924 | 0.36979 | 0.052641 | 0.36466 | 0.046563 | 0.37137 | 0.045262 | 0.22431 | 0.08237 | 0.62686 | 0.071998 | 0.42746 | 0.077982 | 0.3515
6 | 2036 | 2036-06-05 | 0.062649 | 0.4085 | 0.049219 | 0.33634 | 0.052546 | 0.39232 | 0.056946 | 0.36486 | 0.051705 | 0.36002 | 0.046261 | 0.37056 | 0.045595 | 0.22705 | 0.081495 | 0.62138 | 0.071413 | 0.42509 | 0.078969 | 0.35612
6 | 2036 | 2036-06-06 | 0.060005 | 0.39837 | 0.04923 | 0.33806 | 0.051367 | 0.38615 | 0.05613 | 0.36149 | 0.051172 | 0.35869 | 0.046121 | 0.37132 | 0.04392 | 0.21988 | 0.080594 | 0.61547 | 0.070403 | 0.41999 | 0.07877 | 0.35597
6 | 2036 | 2036-06-07 | 0.052295 | 0.36568 | 0.037737 | 0.27022 | 0.042846 | 0.33938 | 0.041393 | 0.27778 | 0.040573 | 0.29733 | 0.038609 | 0.32121 | 0.031789 | 0.161 | 0.057104 | 0.44281 | 0.061745 | 0.37549 | 0.066908 | 0.30711
6 | 2036 | 2036-06-08 | 0.048016 | 0.34861 | 0.036627 | 0.26458 | 0.042704 | 0.33948 | 0.04025 | 0.27114 | 0.03938 | 0.29066 | 0.038322 | 0.32041 | 0.031436 | 0.16039 | 0.055431 | 0.43092 | 0.060678 | 0.37022 | 0.066929 | 0.30746
6 | 2036 | 2036-06-09 | 0.053308 | 0.37128 | 0.048871 | 0.34059 | 0.051225 | 0.38925 | 0.055016 | 0.35998 | 0.050568 | 0.36009 | 0.045853 | 0.37362 | 0.041937 | 0.21208 | 0.077826 | 0.59795 | 0.068834 | 0.41425 | 0.077406 | 0.35075
6 | 2036 | 2036-06-10 | 0.054643 | 0.37816 | 0.048456 | 0.33965 | 0.050866 | 0.38795 | 0.054139 | 0.35578 | 0.049994 | 0.35845 | 0.045817 | 0.37517 | 0.042392 | 0.21596 | 0.077428 | 0.59693 | 0.069887 | 0.42245 | 0.078558 | 0.35649
6 | 2036 | 2036-06-11 | 0.054504 | 0.37794 | 0.047995 | 0.33793 | 0.050214 | 0.3847 | 0.053269 | 0.35082 | 0.049061 | 0.35337 | 0.045626 | 0.37495 | 0.042548 | 0.21762 | 0.077122 | 0.59544 | 0.068658 | 0.41589 | 0.077004 | 0.34966
6 | 2036 | 2036-06-12 | 0.05316 | 0.37259 | 0.048362 | 0.34163 | 0.049995 | 0.38489 | 0.052901 | 0.34918 | 0.048472 | 0.35007 | 0.045438 | 0.3743 | 0.041662 | 0.21353 | 0.07598 | 0.58701 | 0.066488 | 0.40344 | 0.076135 | 0.34629
6 | 2036 | 2036-06-13 | 0.050135 | 0.35962 | 0.049595 | 0.35098 | 0.050945 | 0.39348 | 0.052929 | 0.35136 | 0.048793 | 0.35419 | 0.045567 | 0.37671 | 0.04069 | 0.2096 | 0.075773 | 0.58672 | 0.066133 | 0.40256 | 0.075965 | 0.34645
6 | 2036 | 2036-06-14 | 0.03891 | 0.31391 | 0.035435 | 0.26592 | 0.041087 | 0.33543 | 0.036948 | 0.25722 | 0.036688 | 0.28202 | 0.037934 | 0.32566 | 0.029158 | 0.15578 | 0.050694 | 0.40195 | 0.057862 | 0.36103 | 0.06606 | 0.30557
6 | 2036 | 2036-06-15 | 0.038901 | 0.31393 | 0.034616 | 0.26196 | 0.040141 | 0.32956 | 0.036389 | 0.25413 | 0.036041 | 0.27865 | 0.037844 | 0.32599 | 0.028904 | 0.15467 | 0.050162 | 0.39921 | 0.057683 | 0.36139 | 0.066114 | 0.30629
6 | 2036 | 2036-06-16 | 0.046954 | 0.34868 | 0.046554 | 0.33567 | 0.048778 | 0.3803 | 0.052126 | 0.3491 | 0.048003 | 0.35243 | 0.045533 | 0.37963 | 0.039005 | 0.20463 | 0.074204 | 0.5794 | 0.066933 | 0.41227 | 0.075901 | 0.34719
6 | 2036 | 2036-06-17 | 0.050303 | 0.36319 | 0.047249 | 0.34178 | 0.049309 | 0.38478 | 0.05157 | 0.34644 | 0.047666 | 0.35192 | 0.045622 | 0.38178 | 0.040007 | 0.21095 | 0.074186 | 0.58048 | 0.066529 | 0.4111 | 0.076267 | 0.34904
6 | 2036 | 2036-06-18 | 0.049643 | 0.3611 | 0.047966 | 0.34786 | 0.049478 | 0.38677 | 0.050749 | 0.34138 | 0.046878 | 0.3479 | 0.045603 | 0.3829 | 0.040056 | 0.21227 | 0.073682 | 0.57794 | 0.066364 | 0.4116 | 0.076758 | 0.35171
6 | 2036 | 2036-06-19 | 0.047211 | 0.35106 | 0.04715 | 0.3438 | 0.048949 | 0.38404 | 0.050605 | 0.34123 | 0.046758 | 0.34821 | 0.045672 | 0.3844 | 0.039744 | 0.21227 | 0.073986 | 0.58257 | 0.068073 | 0.42407 | 0.077675 | 0.3562
6 | 2036 | 2036-06-20 | 0.043663 | 0.3372 | 0.045838 | 0.33624 | 0.047795 | 0.3767 | 0.050389 | 0.33996 | 0.046302 | 0.34555 | 0.045615 | 0.38454 | 0.039069 | 0.20923 | 0.073077 | 0.57607 | 0.066316 | 0.4144 | 0.07717 | 0.35445
6 | 2036 | 2036-06-21 | 0.032608 | 0.29163 | 0.033121 | 0.26035 | 0.038631 | 0.32388 | 0.034842 | 0.24787 | 0.034341 | 0.27333 | 0.037986 | 0.33277 | 0.02807 | 0.15775 | 0.047694 | 0.38785 | 0.055999 | 0.35984 | 0.063509 | 0.29728
6 | 2036 | 2036-06-22 | 0.032081 | 0.28979 | 0.033973 | 0.26702 | 0.038678 | 0.32519 | 0.035064 | 0.25024 | 0.034599 | 0.27609 | 0.038131 | 0.33468 | 0.027447 | 0.15558 | 0.047286 | 0.3853 | 0.054468 | 0.35157 | 0.062548 | 0.29361
6 | 2036 | 2036-06-23 | 0.039347 | 0.3207 | 0.045354 | 0.33682 | 0.047185 | 0.37454 | 0.05056 | 0.34296 | 0.046371 | 0.34861 | 0.04589 | 0.3889 | 0.037482 | 0.20414 | 0.070365 | 0.55736 | 0.06243 | 0.39445 | 0.072379 | 0.33412
6 | 2036 | 2036-06-24 | 0.037825 | 0.31523 | 0.04478 | 0.33431 | 0.04665 | 0.37106 | 0.049971 | 0.33882 | 0.04563 | 0.34425 | 0.045861 | 0.38945 | 0.037422 | 0.20574 | 0.070586 | 0.56089 | 0.063311 | 0.40168 | 0.073703 | 0.34045
6 | 2036 | 2036-06-25 | 0.037791 | 0.31593 | 0.044241 | 0.33201 | 0.046151 | 0.36783 | 0.049596 | 0.33647 | 0.045242 | 0.34258 | 0.045928 | 0.39085 | 0.038185 | 0.21081 | 0.070912 | 0.56497 | 0.063698 | 0.4057 | 0.073635 | 0.34074
6 | 2036 | 2036-06-26 | 0.035712 | 0.30768 | 0.043855 | 0.33065 | 0.046044 | 0.36774 | 0.04914 | 0.33296 | 0.04451 | 0.33788 | 0.045861 | 0.39082 | 0.037445 | 0.20882 | 0.070478 | 0.56246 | 0.062652 | 0.40062 | 0.073089 | 0.33894
6 | 2036 | 2036-06-27 | 0.034894 | 0.30428 | 0.043735 | 0.33096 | 0.046004 | 0.36816 | 0.050092 | 0.34052 | 0.045546 | 0.3458 | 0.046136 | 0.39343 | 0.036731 | 0.20594 | 0.069463 | 0.55492 | 0.060535 | 0.38876 | 0.072905 | 0.33857
6 | 2036 | 2036-06-28 | 0.027456 | 0.27363 | 0.032428 | 0.26388 | 0.037443 | 0.31996 | 0.035644 | 0.25655 | 0.034885 | 0.28256 | 0.038763 | 0.34337 | 0.02639 | 0.15646 | 0.04631 | 0.384 | 0.050546 | 0.33596 | 0.060837 | 0.28901
6 | 2036 | 2036-06-29 | 0.02781 | 0.27575 | 0.032033 | 0.26237 | 0.037208 | 0.31875 | 0.03539 | 0.2546 | 0.034461 | 0.28015 | 0.038771 | 0.34396 | 0.026387 | 0.15802 | 0.046358 | 0.38601 | 0.051081 | 0.34105 | 0.061767 | 0.29395
6 | 2036 | 2036-06-30 | 0.034725 | 0.30563 | 0.043242 | 0.33088 | 0.045364 | 0.36505 | 0.049955 | 0.33954 | 0.045019 | 0.34377 | 0.046292 | 0.39613 | 0.037234 | 0.21179 | 0.0695 | 0.55854 | 0.059042 | 0.38402 | 0.07169 | 0.33529
7 | 2036 | 2036-07-01 | 0.031213 | 0.30314 | 0.040201 | 0.32338 | 0.043867 | 0.36202 | 0.055903 | 0.38538 | 0.044621 | 0.35208 | 0.047349 | 0.42807 | 0.034158 | 0.20805 | 0.065848 | 0.53199 | 0.059319 | 0.39502 | 0.069139 | 0.32172
7 | 2036 | 2036-07-02 | 0.030746 | 0.30185 | 0.039985 | 0.32456 | 0.043974 | 0.36606 | 0.057516 | 0.39773 | 0.045277 | 0.35869 | 0.047683 | 0.43446 | 0.033863 | 0.20693 | 0.066091 | 0.53578 | 0.059476 | 0.39838 | 0.068801 | 0.32071
7 | 2036 | 2036-07-03 | 0.029888 | 0.29807 | 0.039767 | 0.32468 | 0.043721 | 0.36425 | 0.058989 | 0.40895 | 0.045877 | 0.36469 | 0.04798 | 0.44013 | 0.03401 | 0.20768 | 0.066017 | 0.53603 | 0.05886 | 0.39578 | 0.069635 | 0.32579
7 | 2036 | 2036-07-04 | 0.028872 | 0.29354 | 0.039552 | 0.32168 | 0.043281 | 0.35938 | 0.056524 | 0.38965 | 0.044837 | 0.35474 | 0.047536 | 0.43047 | 0.034403 | 0.20851 | 0.065868 | 0.53556 | 0.058169 | 0.39165 | 0.068482 | 0.32098
7 | 2036 | 2036-07-05 | 0.021312 | 0.26193 | 0.027682 | 0.25111 | 0.034599 | 0.30996 | 0.042283 | 0.30693 | 0.03409 | 0.29096 | 0.040122 | 0.38062 | 0.023992 | 0.15919 | 0.042364 | 0.36164 | 0.048566 | 0.34107 | 0.057215 | 0.27475
7 | 2036 | 2036-07-06 | 0.021037 | 0.2615 | 0.027455 | 0.25064 | 0.034387 | 0.30884 | 0.041902 | 0.30371 | 0.033921 | 0.28934 | 0.040037 | 0.37865 | 0.023751 | 0.15991 | 0.04268 | 0.36584 | 0.048547 | 0.34385 | 0.056732 | 0.27304
7 | 2036 | 2036-07-07 | 0.027899 | 0.29133 | 0.038869 | 0.32057 | 0.042769 | 0.35803 | 0.057435 | 0.3959 | 0.045184 | 0.3582 | 0.047662 | 0.43247 | 0.034055 | 0.21059 | 0.066259 | 0.54218 | 0.056962 | 0.39043 | 0.066966 | 0.31577
7 | 2036 | 2036-07-08 | 0.026728 | 0.28547 | 0.038639 | 0.3181 | 0.042412 | 0.35458 | 0.057232 | 0.39403 | 0.045088 | 0.35722 | 0.047581 | 0.43086 | 0.034198 | 0.21165 | 0.066086 | 0.54137 | 0.056141 | 0.38452 | 0.067457 | 0.3191
7 | 2036 | 2036-07-09 | 0.027138 | 0.28904 | 0.038397 | 0.31896 | 0.042378 | 0.35641 | 0.058143 | 0.40078 | 0.045455 | 0.36071 | 0.047691 | 0.43337 | 0.034028 | 0.21154 | 0.066232 | 0.54359 | 0.055626 | 0.38327 | 0.066961 | 0.31737
7 | 2036 | 2036-07-10 | 0.026316 | 0.2856 | 0.038152 | 0.32006 | 0.042232 | 0.35645 | 0.060324 | 0.41738 | 0.04635 | 0.3693 | 0.048021 | 0.44062 | 0.033723 | 0.21154 | 0.066414 | 0.54641 | 0.055358 | 0.38264 | 0.066128 | 0.31413
7 | 2036 | 2036-07-11 | 0.02522 | 0.28013 | 0.037912 | 0.31703 | 0.041803 | 0.35192 | 0.057921 | 0.3985 | 0.045332 | 0.35933 | 0.047486 | 0.43007 | 0.033726 | 0.21219 | 0.066598 | 0.54909 | 0.054941 | 0.38158 | 0.066817 | 0.31859
7 | 2036 | 2036-07-12 | 0.018469 | 0.2532 | 0.026018 | 0.24605 | 0.033114 | 0.30255 | 0.042403 | 0.30589 | 0.034044 | 0.29013 | 0.03973 | 0.37418 | 0.023119 | 0.16222 | 0.043319 | 0.37732 | 0.045517 | 0.33252 | 0.055852 | 0.27385
7 | 2036 | 2036-07-13 | 0.018222 | 0.25251 | 0.025769 | 0.24449 | 0.032882 | 0.30129 | 0.043856 | 0.31691 | 0.034628 | 0.29568 | 0.039875 | 0.37819 | 0.023095 | 0.16273 | 0.043758 | 0.38279 | 0.045648 | 0.33542 | 0.055437 | 0.27263
7 | 2036 | 2036-07-14 | 0.024529 | 0.27892 | 0.037163 | 0.3131 | 0.041055 | 0.34729 | 0.058621 | 0.40323 | 0.045555 | 0.36119 | 0.047245 | 0.42799 | 0.033232 | 0.21279 | 0.067319 | 0.55868 | 0.053722 | 0.37955 | 0.065569 | 0.31492
7 | 2036 | 2036-07-15 | 0.024561 | 0.28049 | 0.0369 | 0.31576 | 0.040938 | 0.34799 | 0.060166 | 0.41504 | 0.04617 | 0.36706 | 0.047374 | 0.43208 | 0.032793 | 0.21229 | 0.067322 | 0.55931 | 0.052782 | 0.37437 | 0.064778 | 0.31198
7 | 2036 | 2036-07-16 | 0.024369 | 0.28033 | 0.036649 | 0.31152 | 0.0406 | 0.34513 | 0.060598 | 0.41827 | 0.046316 | 0.36841 | 0.047279 | 0.43175 | 0.03295 | 0.21308 | 0.067561 | 0.56253 | 0.052367 | 0.37312 | 0.064582 | 0.31198
7 | 2036 | 2036-07-17 | 0.023889 | 0.27833 | 0.036386 | 0.31237 | 0.040508 | 0.34631 | 0.061497 | 0.42517 | 0.046651 | 0.37163 | 0.047253 | 0.43311 | 0.032615 | 0.21272 | 0.067773 | 0.56512 | 0.051553 | 0.37081 | 0.06389 | 0.3093
7 | 2036 | 2036-07-18 | 0.023368 | 0.27603 | 0.036125 | 0.31144 | 0.040226 | 0.34443 | 0.061596 | 0.42593 | 0.046649 | 0.37159 | 0.047062 | 0.43127 | 0.032609 | 0.21305 | 0.068059 | 0.56921 | 0.051524 | 0.3705 | 0.063469 | 0.3081
7 | 2036 | 2036-07-19 | 0.016226 | 0.2467 | 0.024215 | 0.24107 | 0.031593 | 0.29625 | 0.046412 | 0.33623 | 0.035472 | 0.30358 | 0.039247 | 0.3758 | 0.022099 | 0.16299 | 0.04493 | 0.39884 | 0.042084 | 0.32244 | 0.052359 | 0.26263
7 | 2036 | 2036-07-20 | 0.015875 | 0.24541 | 0.023954 | 0.23936 | 0.031444 | 0.29664 | 0.04617 | 0.3345 | 0.035317 | 0.30215 | 0.038959 | 0.37245 | 0.021761 | 0.16248 | 0.04518 | 0.40213 | 0.041544 | 0.32073 | 0.052182 | 0.26276
7 | 2036 | 2036-07-21 | 0.022813 | 0.27533 | 0.035338 | 0.30838 | 0.039471 | 0.34054 | 0.060553 | 0.41828 | 0.046053 | 0.366 | 0.046138 | 0.42 | 0.032101 | 0.21266 | 0.068833 | 0.57958 | 0.050187 | 0.3661 | 0.062611 | 0.30671
7 | 2036 | 2036-07-22 | 0.022135 | 0.27192 | 0.035077 | 0.30665 | 0.039194 | 0.3389 | 0.06139 | 0.42505 | 0.046336 | 0.3689 | 0.046016 | 0.42063 | 0.031768 | 0.21206 | 0.069096 | 0.58316 | 0.049759 | 0.36461 | 0.062144 | 0.30527
7 | 2036 | 2036-07-23 | 0.022114 | 0.27262 | 0.034817 | 0.30477 | 0.038822 | 0.33574 | 0.060786 | 0.42076 | 0.046014 | 0.36599 | 0.045611 | 0.41565 | 0.031546 | 0.21166 | 0.069351 | 0.58657 | 0.049218 | 0.3628 | 0.061813 | 0.30456
7 | 2036 | 2036-07-24 | 0.021956 | 0.27243 | 0.034557 | 0.30346 | 0.038542 | 0.33411 | 0.061113 | 0.42376 | 0.046074 | 0.36683 | 0.045363 | 0.41419 | 0.031556 | 0.21173 | 0.069602 | 0.58996 | 0.048651 | 0.36088 | 0.061595 | 0.30446
7 | 2036 | 2036-07-25 | 0.022122 | 0.27398 | 0.034298 | 0.30259 | 0.038229 | 0.33197 | 0.061262 | 0.42549 | 0.046055 | 0.36697 | 0.045066 | 0.41199 | 0.031067 | 0.21108 | 0.069886 | 0.59409 | 0.048479 | 0.35997 | 0.061096 | 0.30282
7 | 2036 | 2036-07-26 | 0.014873 | 0.24346 | 0.022395 | 0.23129 | 0.029645 | 0.28482 | 0.047069 | 0.34407 | 0.035252 | 0.30296 | 0.037323 | 0.35984 | 0.020323 | 0.16013 | 0.046779 | 0.42437 | 0.039268 | 0.31229 | 0.050494 | 0.2598
7 | 2036 | 2036-07-27 | 0.0148 | 0.24369 | 0.02214 | 0.23102 | 0.029393 | 0.28372 | 0.048285 | 0.35425 | 0.035666 | 0.30743 | 0.037195 | 0.36167 | 0.019888 | 0.1595 | 0.047032 | 0.42801 | 0.038822 | 0.31061 | 0.050388 | 0.26028
7 | 2036 | 2036-07-28 | 0.021305 | 0.2709 | 0.033543 | 0.29682 | 0.037335 | 0.32641 | 0.060478 | 0.42175 | 0.04545 | 0.36247 | 0.043864 | 0.40043 | 0.030613 | 0.20929 | 0.070657 | 0.60526 | 0.047283 | 0.35529 | 0.060036 | 0.30023
7 | 2036 | 2036-07-29 | 0.021207 | 0.2709 | 0.033297 | 0.29585 | 0.037146 | 0.32636 | 0.061331 | 0.42936 | 0.045702 | 0.36551 | 0.043642 | 0.40083 | 0.030506 | 0.20884 | 0.070884 | 0.60854 | 0.04665 | 0.35307 | 0.059514 | 0.29842
7 | 2036 | 2036-07-30 | 0.021221 | 0.27157 | 0.033052 | 0.29695 | 0.037006 | 0.3271 | 0.061528 | 0.43199 | 0.045676 | 0.36592 | 0.043288 | 0.39871 | 0.030101 | 0.20767 | 0.071106 | 0.61181 | 0.046023 | 0.35084 | 0.05904 | 0.29685
7 | 2036 | 2036-07-31 | 0.020685 | 0.26899 | 0.032821 | 0.29398 | 0.036619 | 0.32382 | 0.061384 | 0.43211 | 0.045504 | 0.36499 | 0.04286 | 0.39527 | 0.029665 | 0.20639 | 0.071349 | 0.61569 | 0.045742 | 0.34949 | 0.058988 | 0.29756
8 | 2036 | 2036-08-01 | 0.024533 | 0.2915 | 0.032888 | 0.28999 | 0.035144 | 0.30671 | 0.046622 | 0.31602 | 0.042106 | 0.34828 | 0.029957 | 0.24315 | 0.030377 | 0.21139 | 0.069459 | 0.61348 | 0.046894 | 0.36742 | 0.060305 | 0.31568
8 | 2036 | 2036-08-02 | 0.017591 | 0.26284 | 0.0211 | 0.22056 | 0.026401 | 0.25758 | 0.031153 | 0.22518 | 0.031039 | 0.28384 | 0.020868 | 0.17634 | 0.019595 | 0.16135 | 0.046985 | 0.44634 | 0.037751 | 0.31511 | 0.049276 | 0.26887
8 | 2036 | 2036-08-03 | 0.016812 | 0.25857 | 0.020793 | 0.21746 | 0.026203 | 0.25621 | 0.032365 | 0.23682 | 0.030816 | 0.27939 | 0.022719 | 0.19769 | 0.019347 | 0.15925 | 0.046959 | 0.44905 | 0.037388 | 0.31513 | 0.0488 | 0.26523
8 | 2036 | 2036-08-04 | 0.024638 | 0.2933 | 0.032228 | 0.28676 | 0.034402 | 0.30322 | 0.04665 | 0.32112 | 0.041645 | 0.34615 | 0.02902 | 0.23815 | 0.029469 | 0.20755 | 0.070436 | 0.62545 | 0.045664 | 0.35974 | 0.059076 | 0.30929
8 | 2036 | 2036-08-05 | 0.024701 | 0.29399 | 0.032065 | 0.28669 | 0.034144 | 0.30223 | 0.046113 | 0.31857 | 0.041493 | 0.34686 | 0.027795 | 0.22693 | 0.029096 | 0.20705 | 0.071056 | 0.63052 | 0.045234 | 0.35491 | 0.058953 | 0.31341
8 | 2036 | 2036-08-06 | 0.023501 | 0.28709 | 0.031834 | 0.2849 | 0.033924 | 0.30117 | 0.046081 | 0.32034 | 0.041297 | 0.34587 | 0.027514 | 0.22583 | 0.02882 | 0.205 | 0.071472 | 0.63484 | 0.044843 | 0.35155 | 0.058425 | 0.30809
8 | 2036 | 2036-08-07 | 0.024175 | 0.29136 | 0.031684 | 0.28477 | 0.033683 | 0.30028 | 0.046023 | 0.32203 | 0.04109 | 0.34483 | 0.027226 | 0.22471 | 0.028541 | 0.20514 | 0.071059 | 0.63614 | 0.044577 | 0.35423 | 0.058524 | 0.3118
8 | 2036 | 2036-08-08 | 0.023586 | 0.28804 | 0.031528 | 0.28436 | 0.033463 | 0.2994 | 0.045939 | 0.32365 | 0.040871 | 0.34375 | 0.026931 | 0.2236 | 0.028199 | 0.20389 | 0.071338 | 0.63997 | 0.04423 | 0.35178 | 0.057849 | 0.30781
8 | 2036 | 2036-08-09 | 0.016209 | 0.25697 | 0.019697 | 0.21273 | 0.024811 | 0.25045 | 0.030929 | 0.23755 | 0.029681 | 0.27697 | 0.018923 | 0.16881 | 0.017438 | 0.15052 | 0.04841 | 0.47118 | 0.035229 | 0.30249 | 0.047197 | 0.26323
8 | 2036 | 2036-08-10 | 0.017352 | 0.26345 | 0.01957 | 0.21254 | 0.024601 | 0.24973 | 0.030903 | 0.2399 | 0.029437 | 0.27549 | 0.01881 | 0.16975 | 0.017071 | 0.14954 | 0.048144 | 0.4726 | 0.0351 | 0.3045 | 0.046891 | 0.26207
8 | 2036 | 2036-08-11 | 0.024704 | 0.29507 | 0.031094 | 0.28256 | 0.032862 | 0.29715 | 0.045331 | 0.32633 | 0.04017 | 0.34097 | 0.025639 | 0.21631 | 0.027115 | 0.19844 | 0.071358 | 0.64803 | 0.043504 | 0.35076 | 0.056922 | 0.30412
8 | 2036 | 2036-08-12 | 0.023831 | 0.28987 | 0.030949 | 0.28147 | 0.032696 | 0.2965 | 0.045258 | 0.32855 | 0.03991 | 0.33945 | 0.025523 | 0.21734 | 0.02678 | 0.19693 | 0.071619 | 0.65217 | 0.043106 | 0.34782 | 0.056604 | 0.30216
8 | 2036 | 2036-08-13 | 0.024021 | 0.291 | 0.030845 | 0.28109 | 0.032529 | 0.29599 | 0.044952 | 0.32897 | 0.039656 | 0.33858 | 0.025026 | 0.21438 | 0.026471 | 0.19507 | 0.072045 | 0.65651 | 0.042818 | 0.34415 | 0.056349 | 0.30131
8 | 2036 | 2036-08-14 | 0.024228 | 0.29217 | 0.030811 | 0.28205 | 0.032349 | 0.29567 | 0.044094 | 0.32494 | 0.039428 | 0.33935 | 0.023578 | 0.20134 | 0.0261 | 0.19415 | 0.072307 | 0.66024 | 0.042571 | 0.34169 | 0.056062 | 0.29942
8 | 2036 | 2036-08-15 | 0.023988 | 0.29063 | 0.030696 | 0.28089 | 0.032234 | 0.29523 | 0.043852 | 0.32613 | 0.039161 | 0.33815 | 0.02328 | 0.20057 | 0.025803 | 0.19219 | 0.072286 | 0.66293 | 0.042381 | 0.3413 | 0.055904 | 0.30015
8 | 2036 | 2036-08-16 | 0.016844 | 0.26066 | 0.01903 | 0.2113 | 0.023656 | 0.24691 | 0.029009 | 0.24226 | 0.027911 | 0.27031 | 0.015853 | 0.15231 | 0.015067 | 0.14081 | 0.049021 | 0.49287 | 0.033547 | 0.29438 | 0.045103 | 0.25516
8 | 2036 | 2036-08-17 | 0.016376 | 0.2586 | 0.018982 | 0.21106 | 0.023551 | 0.24676 | 0.028838 | 0.24424 | 0.027635 | 0.26881 | 0.015761 | 0.1538 | 0.014967 | 0.14286 | 0.049179 | 0.4962 | 0.033373 | 0.29268 | 0.044942 | 0.25511
8 | 2036 | 2036-08-18 | 0.023692 | 0.28922 | 0.030605 | 0.2814 | 0.031911 | 0.2948 | 0.043555 | 0.33383 | 0.038321 | 0.333 | 0.023385 | 0.20911 | 0.025152 | 0.19232 | 0.072256 | 0.67108 | 0.041928 | 0.33993 | 0.055384 | 0.29913
8 | 2036 | 2036-08-19 | 0.02588 | 0.30108 | 0.030664 | 0.28298 | 0.031831 | 0.2949 | 0.041763 | 0.3226 | 0.03814 | 0.33653 | 0.020451 | 0.18042 | 0.024675 | 0.189 | 0.0724 | 0.67436 | 0.041799 | 0.33838 | 0.055446 | 0.2983
8 | 2036 | 2036-08-20 | 0.025309 | 0.29779 | 0.030661 | 0.28281 | 0.031782 | 0.29505 | 0.042188 | 0.32977 | 0.037836 | 0.33317 | 0.02154 | 0.19453 | 0.024255 | 0.18502 | 0.072188 | 0.67632 | 0.041742 | 0.33949 | 0.054997 | 0.29561
8 | 2036 | 2036-08-21 | 0.026068 | 0.30147 | 0.030776 | 0.28498 | 0.031713 | 0.29548 | 0.040586 | 0.32026 | 0.037655 | 0.33613 | 0.019018 | 0.17024 | 0.023967 | 0.18378 | 0.072439 | 0.67996 | 0.041645 | 0.33724 | 0.054943 | 0.29639
8 | 2036 | 2036-08-22 | 0.024955 | 0.29485 | 0.030749 | 0.28355 | 0.031718 | 0.2958 | 0.041841 | 0.33443 | 0.037316 | 0.33025 | 0.021668 | 0.20096 | 0.023855 | 0.18468 | 0.072607 | 0.6833 | 0.041583 | 0.33564 | 0.05488 | 0.29658
8 | 2036 | 2036-08-23 | 0.018325 | 0.26667 | 0.019249 | 0.21541 | 0.023259 | 0.24829 | 0.026489 | 0.24693 | 0.026125 | 0.26408 | 0.013577 | 0.14571 | 0.013103 | 0.13029 | 0.04934 | 0.5132 | 0.032908 | 0.28899 | 0.044497 | 0.25322
8 | 2036 | 2036-08-24 | 0.018108 | 0.26577 | 0.019341 | 0.21593 | 0.023305 | 0.24887 | 0.024443 | 0.23392 | 0.025998 | 0.2686 | 0.010351 | 0.11392 | 0.012984 | 0.13183 | 0.049307 | 0.515 | 0.033155 | 0.29004 | 0.044691 | 0.2533
8 | 2036 | 2036-08-25 | 0.025181 | 0.29552 | 0.031078 | 0.28635 | 0.031851 | 0.29755 | 0.040058 | 0.3314 | 0.036688 | 0.33029 | 0.019821 | 0.18883 | 0.02314 | 0.17887 | 0.072959 | 0.69235 | 0.041684 | 0.33293 | 0.05511 | 0.29382
8 | 2036 | 2036-08-26 | 0.026738 | 0.30372 | 0.031262 | 0.28821 | 0.031924 | 0.29846 | 0.039921 | 0.33424 | 0.036482 | 0.32908 | 0.020082 | 0.19406 | 0.022949 | 0.17762 | 0.072593 | 0.69413 | 0.041681 | 0.33506 | 0.054933 | 0.29469
8 | 2036 | 2036-08-27 | 0.026964 | 0.30437 | 0.031436 | 0.2894 | 0.032005 | 0.29958 | 0.03915 | 0.33187 | 0.036332 | 0.32997 | 0.019226 | 0.18737 | 0.022723 | 0.17504 | 0.0725 | 0.69612 | 0.041898 | 0.33631 | 0.054722 | 0.29433
8 | 2036 | 2036-08-28 | 0.026366 | 0.30099 | 0.031643 | 0.29092 | 0.032128 | 0.30075 | 0.038597 | 0.3313 | 0.03619 | 0.33032 | 0.018782 | 0.18502 | 0.022602 | 0.17578 | 0.072917 | 0.70076 | 0.041843 | 0.33292 | 0.054692 | 0.29251
8 | 2036 | 2036-08-29 | 0.028336 | 0.31149 | 0.031894 | 0.29303 | 0.032272 | 0.30209 | 0.036353 | 0.31675 | 0.036168 | 0.33611 | 0.015317 | 0.15047 | 0.022639 | 0.17912 | 0.072225 | 0.70096 | 0.042081 | 0.33831 | 0.05539 | 0.30171
8 | 2036 | 2036-08-30 | 0.020882 | 0.27754 | 0.020547 | 0.22552 | 0.023971 | 0.25556 | 0.022932 | 0.24534 | 0.024996 | 0.26482 | 0.01086 | 0.1336 | 0.012032 | 0.1252 | 0.04951 | 0.53287 | 0.033517 | 0.28833 | 0.044739 | 0.25405
8 | 2036 | 2036-08-31 | 0.020815 | 0.27716 | 0.020808 | 0.22695 | 0.024189 | 0.25709 | 0.022198 | 0.24324 | 0.024941 | 0.2663 | 0.010138 | 0.12809 | 0.01184 | 0.12387 | 0.049491 | 0.53554 | 0.03372 | 0.28906 | 0.044578 | 0.25287
9 | 2036 | 2036-09-01 | 0.029319 | 0.32396 | 0.032387 | 0.30691 | 0.03329 | 0.3189 | 0.043871 | 0.39577 | 0.034951 | 0.34449 | 0.032957 | 0.35214 | 0.025849 | 0.19604 | 0.073573 | 0.71835 | 0.045813 | 0.35784 | 0.061834 | 0.32797
9 | 2036 | 2036-09-02 | 0.030465 | 0.33246 | 0.032714 | 0.31192 | 0.033564 | 0.32119 | 0.043669 | 0.3987 | 0.034815 | 0.34998 | 0.033617 | 0.36235 | 0.025956 | 0.19649 | 0.073253 | 0.72234 | 0.047627 | 0.37462 | 0.059947 | 0.31542
9 | 2036 | 2036-09-03 | 0.032435 | 0.34142 | 0.033092 | 0.31085 | 0.033826 | 0.32072 | 0.043239 | 0.39858 | 0.034601 | 0.35049 | 0.033754 | 0.36575 | 0.025679 | 0.19382 | 0.073618 | 0.72441 | 0.046643 | 0.36197 | 0.059912 | 0.31404
9 | 2036 | 2036-09-04 | 0.033797 | 0.349 | 0.033487 | 0.31268 | 0.03415 | 0.32262 | 0.042725 | 0.39735 | 0.034784 | 0.3471 | 0.033042 | 0.35877 | 0.025992 | 0.19602 | 0.073432 | 0.72854 | 0.048204 | 0.3757 | 0.06085 | 0.31862
9 | 2036 | 2036-09-05 | 0.032409 | 0.33778 | 0.033907 | 0.3154 | 0.034544 | 0.32736 | 0.042687 | 0.40198 | 0.035263 | 0.35293 | 0.033301 | 0.3639 | 0.02534 | 0.19023 | 0.073616 | 0.73176 | 0.048329 | 0.37422 | 0.059811 | 0.31162
9 | 2036 | 2036-09-06 | 0.028253 | 0.32425 | 0.022712 | 0.24749 | 0.026444 | 0.27947 | 0.02771 | 0.31777 | 0.024652 | 0.28982 | 0.025839 | 0.31444 | 0.015073 | 0.14034 | 0.050444 | 0.56299 | 0.040372 | 0.33262 | 0.050866 | 0.27667
9 | 2036 | 2036-09-07 | 0.027921 | 0.3214 | 0.023173 | 0.25451 | 0.026887 | 0.2836 | 0.027319 | 0.31729 | 0.024651 | 0.28924 | 0.025853 | 0.31553 | 0.016205 | 0.14882 | 0.050755 | 0.56748 | 0.040784 | 0.33358 | 0.052107 | 0.28314
9 | 2036 | 2036-09-08 | 0.03671 | 0.36127 | 0.035315 | 0.33074 | 0.035843 | 0.33751 | 0.041915 | 0.40565 | 0.035555 | 0.35887 | 0.034062 | 0.37635 | 0.028571 | 0.2139 | 0.074307 | 0.74626 | 0.05072 | 0.38914 | 0.06394 | 0.33328
9 | 2036 | 2036-09-09 | 0.03647 | 0.35648 | 0.035861 | 0.33085 | 0.036312 | 0.33924 | 0.041947 | 0.41 | 0.035976 | 0.36516 | 0.03469 | 0.38489 | 0.027918 | 0.20725 | 0.074215 | 0.74967 | 0.051876 | 0.39795 | 0.063827 | 0.33063
9 | 2036 | 2036-09-10 | 0.040541 | 0.3793 | 0.036424 | 0.33461 | 0.036817 | 0.34135 | 0.041873 | 0.41263 | 0.036264 | 0.36919 | 0.035224 | 0.39181 | 0.029241 | 0.21686 | 0.074602 | 0.75554 | 0.052805 | 0.40364 | 0.065143 | 0.33731
9 | 2036 | 2036-09-11 | 0.041317 | 0.38132 | 0.037396 | 0.34157 | 0.037612 | 0.34512 | 0.042109 | 0.41902 | 0.037276 | 0.37642 | 0.035534 | 0.39631 | 0.029553 | 0.21818 | 0.074725 | 0.76032 | 0.054041 | 0.41269 | 0.064517 | 0.33156
9 | 2036 | 2036-09-12 | 0.040898 | 0.37841 | 0.037649 | 0.33909 | 0.037931 | 0.34643 | 0.04168 | 0.41637 | 0.037411 | 0.37201 | 0.035259 | 0.39235 | 0.030301 | 0.22251 | 0.074409 | 0.76285 | 0.055554 | 0.42509 | 0.068605 | 0.35423
9 | 2036 | 2036-09-13 | 0.033678 | 0.34405 | 0.026653 | 0.273 | 0.030078 | 0.3009 | 0.026956 | 0.33292 | 0.026894 | 0.31092 | 0.028453 | 0.34893 | 0.018103 | 0.15602 | 0.052324 | 0.59509 | 0.045216 | 0.35697 | 0.056899 | 0.30179
9 | 2036 | 2036-09-14 | 0.035789 | 0.35659 | 0.027335 | 0.27637 | 0.030714 | 0.30357 | 0.026929 | 0.33459 | 0.027509 | 0.31215 | 0.0286 | 0.34994 | 0.019632 | 0.16629 | 0.052725 | 0.5992 | 0.045472 | 0.35541 | 0.058292 | 0.30917
9 | 2036 | 2036-09-15 | 0.046015 | 0.40365 | 0.039861 | 0.35743 | 0.039909 | 0.35914 | 0.042598 | 0.43411 | 0.039992 | 0.39492 | 0.037492 | 0.41835 | 0.031118 | 0.22288 | 0.076198 | 0.77428 | 0.054244 | 0.39855 | 0.069749 | 0.35614
9 | 2036 | 2036-09-16 | 0.045278 | 0.39645 | 0.040411 | 0.35932 | 0.040615 | 0.36231 | 0.042002 | 0.42738 | 0.03978 | 0.38553 | 0.037227 | 0.41267 | 0.031109 | 0.22089 | 0.076335 | 0.77964 | 0.055909 | 0.41142 | 0.06945 | 0.35284
9 | 2036 | 2036-09-17 | 0.045363 | 0.39705 | 0.041366 | 0.36589 | 0.041374 | 0.36695 | 0.042042 | 0.42824 | 0.040091 | 0.38733 | 0.037999 | 0.41995 | 0.032108 | 0.2264 | 0.076663 | 0.78191 | 0.055668 | 0.40467 | 0.070209 | 0.35577
9 | 2036 | 2036-09-18 | 0.043627 | 0.38392 | 0.042163 | 0.37009 | 0.042155 | 0.37105 | 0.042461 | 0.43356 | 0.041104 | 0.39371 | 0.038765 | 0.4274 | 0.031766 | 0.22104 | 0.077067 | 0.78655 | 0.056324 | 0.40681 | 0.069024 | 0.34628
9 | 2036 | 2036-09-19 | 0.046372 | 0.39733 | 0.043177 | 0.3762 | 0.043234 | 0.37726 | 0.043207 | 0.44233 | 0.042005 | 0.40706 | 0.040641 | 0.44812 | 0.033474 | 0.23205 | 0.077925 | 0.79368 | 0.056852 | 0.40691 | 0.070988 | 0.35494
9 | 2036 | 2036-09-20 | 0.043029 | 0.38755 | 0.032758 | 0.31517 | 0.035604 | 0.33221 | 0.028964 | 0.36153 | 0.032476 | 0.34668 | 0.033552 | 0.39922 | 0.022618 | 0.1756 | 0.055051 | 0.62988 | 0.050858 | 0.38327 | 0.062371 | 0.32092
9 | 2036 | 2036-09-21 | 0.042043 | 0.37771 | 0.033834 | 0.32006 | 0.036744 | 0.33844 | 0.02967 | 0.36877 | 0.033931 | 0.35464 | 0.034361 | 0.4063 | 0.024547 | 0.18825 | 0.055381 | 0.63384 | 0.051548 | 0.38568 | 0.066008 | 0.34066
9 | 2036 | 2036-09-22 | 0.054551 | 0.4376 | 0.046377 | 0.39783 | 0.046182 | 0.39603 | 0.04546 | 0.4656 | 0.045993 | 0.43571 | 0.044068 | 0.48138 | 0.037999 | 0.26 | 0.079286 | 0.81668 | 0.062892 | 0.45367 | 0.081918 | 0.41374
9 | 2036 | 2036-09-23 | 0.055256 | 0.4376 | 0.047681 | 0.40898 | 0.047662 | 0.40535 | 0.046373 | 0.47415 | 0.047556 | 0.44572 | 0.045228 | 0.49196 | 0.038082 | 0.25731 | 0.080003 | 0.81781 | 0.06128 | 0.43216 | 0.078197 | 0.38896
9 | 2036 | 2036-09-24 | 0.060401 | 0.46257 | 0.04902 | 0.41776 | 0.048618 | 0.40907 | 0.047734 | 0.48785 | 0.049796 | 0.46166 | 0.046596 | 0.50528 | 0.039551 | 0.26561 | 0.081197 | 0.82806 | 0.062471 | 0.43823 | 0.076392 | 0.37603
9 | 2036 | 2036-09-25 | 0.064519 | 0.4852 | 0.050193 | 0.42588 | 0.049336 | 0.4107 | 0.048722 | 0.4958 | 0.051001 | 0.4727 | 0.048436 | 0.52298 | 0.040118 | 0.2666 | 0.081454 | 0.83486 | 0.064826 | 0.45741 | 0.07652 | 0.37452
9 | 2036 | 2036-09-26 | 0.068706 | 0.50581 | 0.051959 | 0.4397 | 0.050361 | 0.4153 | 0.050753 | 0.51657 | 0.053615 | 0.49973 | 0.051083 | 0.55155 | 0.042888 | 0.28532 | 0.082255 | 0.84641 | 0.06782 | 0.48222 | 0.078351 | 0.38273
9 | 2036 | 2036-09-27 | 0.0626 | 0.48251 | 0.042093 | 0.38606 | 0.044952 | 0.39554 | 0.037518 | 0.44359 | 0.044301 | 0.45321 | 0.046269 | 0.52772 | 0.034413 | 0.24695 | 0.059618 | 0.68058 | 0.060531 | 0.44491 | 0.071813 | 0.35961
9 | 2036 | 2036-09-28 | 0.070075 | 0.52105 | 0.043532 | 0.3958 | 0.046047 | 0.40123 | 0.038938 | 0.45493 | 0.046193 | 0.46711 | 0.048106 | 0.54449 | 0.036648 | 0.26094 | 0.060419 | 0.69031 | 0.06278 | 0.46218 | 0.081161 | 0.41283
9 | 2036 | 2036-09-29 | 0.08436 | 0.58964 | 0.056616 | 0.48265 | 0.055107 | 0.45181 | 0.055426 | 0.55564 | 0.059006 | 0.55201 | 0.058264 | 0.62233 | 0.049609 | 0.32772 | 0.085401 | 0.87693 | 0.073056 | 0.51767 | 0.093516 | 0.46452
9 | 2036 | 2036-09-30 | 0.084527 | 0.58934 | 0.057356 | 0.48249 | 0.056491 | 0.45763 | 0.056601 | 0.56239 | 0.061069 | 0.55687 | 0.058951 | 0.62392 | 0.051009 | 0.33426 | 0.086226 | 0.88594 | 0.074994 | 0.53177 | 0.09193 | 0.4513
10 | 2036 | 2036-10-01 | 0.086059 | 0.5211 | 0.065518 | 0.50394 | 0.061165 | 0.46483 | 0.057027 | 0.59441 | 0.066445 | 0.5451 | 0.057157 | 0.61561 | 0.071509 | 0.37612 | 0.094314 | 0.92752 | 0.089208 | 0.55749 | 0.10379 | 0.46437
10 | 2036 | 2036-10-02 | 0.087242 | 0.52527 | 0.068653 | 0.52434 | 0.062451 | 0.47079 | 0.059 | 0.60517 | 0.068886 | 0.55936 | 0.059777 | 0.63623 | 0.079264 | 0.4085 | 0.09602 | 0.94163 | 0.09218 | 0.57341 | 0.10675 | 0.47551
10 | 2036 | 2036-10-03 | 0.094007 | 0.55185 | 0.068997 | 0.52472 | 0.065163 | 0.48571 | 0.060823 | 0.61578 | 0.071103 | 0.57214 | 0.062048 | 0.65422 | 0.08263 | 0.42575 | 0.098891 | 0.96693 | 0.1003 | 0.62158 | 0.11565 | 0.51212
10 | 2036 | 2036-10-04 | 0.089571 | 0.53197 | 0.058673 | 0.46212 | 0.059131 | 0.45132 | 0.048026 | 0.54409 | 0.062644 | 0.52216 | 0.056914 | 0.62383 | 0.075436 | 0.38984 | 0.075602 | 0.79108 | 0.085965 | 0.53731 | 0.10135 | 0.45068
10 | 2036 | 2036-10-05 | 0.086549 | 0.51905 | 0.059398 | 0.46494 | 0.059985 | 0.45389 | 0.048752 | 0.53701 | 0.062954 | 0.51692 | 0.057492 | 0.61896 | 0.069199 | 0.36245 | 0.077252 | 0.80465 | 0.089758 | 0.55889 | 0.10222 | 0.45246
10 | 2036 | 2036-10-06 | 0.10137 | 0.57967 | 0.073811 | 0.5536 | 0.071286 | 0.51883 | 0.065655 | 0.64725 | 0.07671 | 0.60352 | 0.067187 | 0.69535 | 0.086536 | 0.44186 | 0.10264 | 0.99534 | 0.10483 | 0.64298 | 0.12652 | 0.55387
10 | 2036 | 2036-10-07 | 0.11199 | 0.62209 | 0.078278 | 0.58422 | 0.076829 | 0.553 | 0.069751 | 0.68882 | 0.082309 | 0.64642 | 0.072337 | 0.75047 | 0.088591 | 0.45189 | 0.10627 | 1.0254 | 0.11122 | 0.67893 | 0.1263 | 0.55128
10 | 2036 | 2036-10-08 | 0.11421 | 0.62968 | 0.081085 | 0.60076 | 0.082505 | 0.58468 | 0.072399 | 0.70062 | 0.085271 | 0.66253 | 0.07555 | 0.77366 | 0.095101 | 0.48172 | 0.10892 | 1.0463 | 0.11462 | 0.69662 | 0.13581 | 0.59003
10 | 2036 | 2036-10-09 | 0.11368 | 0.62711 | 0.083247 | 0.61298 | 0.081379 | 0.57429 | 0.075195 | 0.7063 | 0.088166 | 0.67547 | 0.079069 | 0.79453 | 0.10339 | 0.51726 | 0.11054 | 1.0572 | 0.11394 | 0.68909 | 0.13154 | 0.57044
10 | 2036 | 2036-10-10 | 0.11607 | 0.63554 | 0.08231 | 0.60423 | 0.082051 | 0.57742 | 0.077634 | 0.72743 | 0.091059 | 0.6947 | 0.081487 | 0.81795 | 0.10451 | 0.52342 | 0.11126 | 1.0622 | 0.11682 | 0.7064 | 0.13425 | 0.58109
10 | 2036 | 2036-10-11 | 0.10452 | 0.58748 | 0.072661 | 0.54633 | 0.072998 | 0.52261 | 0.06433 | 0.64426 | 0.0813 | 0.63137 | 0.07504 | 0.76942 | 0.086436 | 0.43879 | 0.088115 | 0.8871 | 0.10395 | 0.63203 | 0.11836 | 0.51315
10 | 2036 | 2036-10-12 | 0.10495 | 0.58808 | 0.074634 | 0.55642 | 0.07606 | 0.53868 | 0.067511 | 0.65529 | 0.084639 | 0.64821 | 0.078796 | 0.7942 | 0.08624 | 0.43738 | 0.090789 | 0.90826 | 0.109 | 0.66088 | 0.12382 | 0.53493
10 | 2036 | 2036-10-13 | 0.11257 | 0.62004 | 0.089008 | 0.64396 | 0.08775 | 0.605 | 0.084884 | 0.76794 | 0.098635 | 0.73548 | 0.088542 | 0.87008 | 0.10629 | 0.52771 | 0.11803 | 1.1145 | 0.12891 | 0.77462 | 0.14741 | 0.63253
10 | 2036 | 2036-10-14 | 0.11966 | 0.6479 | 0.089617 | 0.64571 | 0.094169 | 0.64257 | 0.088998 | 0.79869 | 0.10354 | 0.76849 | 0.093254 | 0.91298 | 0.10842 | 0.54013 | 0.12064 | 1.1336 | 0.13075 | 0.7826 | 0.14936 | 0.63945
10 | 2036 | 2036-10-15 | 0.12037 | 0.65077 | 0.091772 | 0.65825 | 0.093464 | 0.63522 | 0.090502 | 0.80085 | 0.10449 | 0.76824 | 0.093952 | 0.91137 | 0.10817 | 0.53776 | 0.11967 | 1.1216 | 0.12638 | 0.75507 | 0.14454 | 0.61788
10 | 2036 | 2036-10-16 | 0.12023 | 0.64912 | 0.09091 | 0.64965 | 0.091302 | 0.61871 | 0.09432 | 0.82573 | 0.10876 | 0.79493 | 0.098068 | 0.94595 | 0.10992 | 0.54522 | 0.12115 | 1.1305 | 0.12601 | 0.75027 | 0.14163 | 0.60416
10 | 2036 | 2036-10-17 | 0.12806 | 0.67898 | 0.095897 | 0.6823 | 0.098307 | 0.66012 | 0.099806 | 0.86962 | 0.11548 | 0.84243 | 0.10456 | 1.0076 | 0.11381 | 0.5644 | 0.123 | 1.1433 | 0.12825 | 0.76221 | 0.14604 | 0.62121
10 | 2036 | 2036-10-18 | 0.13704 | 0.71274 | 0.093083 | 0.67161 | 0.10396 | 0.69825 | 0.089798 | 0.82088 | 0.1102 | 0.81569 | 0.10234 | 1.0058 | 0.10972 | 0.54304 | 0.10303 | 0.99622 | 0.12516 | 0.74819 | 0.14012 | 0.59611
10 | 2036 | 2036-10-19 | 0.13654 | 0.71083 | 0.092285 | 0.66437 | 0.098673 | 0.66249 | 0.09326 | 0.83216 | 0.11346 | 0.83061 | 0.10583 | 1.0265 | 0.11741 | 0.57645 | 0.10595 | 1.0182 | 0.12976 | 0.77421 | 0.15155 | 0.64302
10 | 2036 | 2036-10-20 | 0.14269 | 0.73567 | 0.10214 | 0.71786 | 0.10499 | 0.69396 | 0.11167 | 0.93516 | 0.12796 | 0.91479 | 0.11687 | 1.1019 | 0.12856 | 0.62962 | 0.12999 | 1.193 | 0.13713 | 0.8107 | 0.15704 | 0.66372
10 | 2036 | 2036-10-21 | 0.15115 | 0.76872 | 0.1088 | 0.76227 | 0.1125 | 0.73885 | 0.11659 | 0.96624 | 0.13341 | 0.94919 | 0.12225 | 1.1468 | 0.13636 | 0.66595 | 0.1344 | 1.2292 | 0.14841 | 0.87866 | 0.16136 | 0.68149
10 | 2036 | 2036-10-22 | 0.15693 | 0.79111 | 0.11473 | 0.80167 | 0.12282 | 0.80147 | 0.12117 | 1.0067 | 0.13867 | 0.98638 | 0.12668 | 1.1912 | 0.14125 | 0.6875 | 0.13787 | 1.2531 | 0.14822 | 0.87272 | 0.16232 | 0.68303
10 | 2036 | 2036-10-23 | 0.14673 | 0.74926 | 0.115 | 0.79948 | 0.11883 | 0.77099 | 0.1254 | 1.0282 | 0.14291 | 1.0099 | 0.13086 | 1.2215 | 0.14192 | 0.69029 | 0.13804 | 1.2489 | 0.14339 | 0.84102 | 0.17046 | 0.71641
10 | 2036 | 2036-10-24 | 0.15937 | 0.79909 | 0.11559 | 0.80032 | 0.12167 | 0.78562 | 0.12858 | 1.0396 | 0.14556 | 1.0205 | 0.13333 | 1.2339 | 0.14554 | 0.70636 | 0.14267 | 1.2857 | 0.15276 | 0.89639 | 0.17261 | 0.72497
10 | 2036 | 2036-10-25 | 0.16525 | 0.82065 | 0.1116 | 0.7829 | 0.11954 | 0.77578 | 0.11954 | 0.99811 | 0.14121 | 1.0002 | 0.1319 | 1.2393 | 0.14388 | 0.69467 | 0.12411 | 1.1517 | 0.15647 | 0.92548 | 0.16939 | 0.71112
10 | 2036 | 2036-10-26 | 0.16415 | 0.81539 | 0.11797 | 0.82429 | 0.1308 | 0.8437 | 0.12453 | 1.0218 | 0.14622 | 1.0281 | 0.13705 | 1.2762 | 0.14672 | 0.70846 | 0.12856 | 1.1868 | 0.16577 | 0.98072 | 0.17298 | 0.72445
10 | 2036 | 2036-10-27 | 0.17296 | 0.85148 | 0.13223 | 0.90978 | 0.1504 | 0.95909 | 0.14547 | 1.1556 | 0.16419 | 1.1422 | 0.1511 | 1.3882 | 0.16662 | 0.79952 | 0.15215 | 1.3554 | 0.16868 | 0.98899 | 0.18489 | 0.77297
10 | 2036 | 2036-10-28 | 0.17684 | 0.86635 | 0.13116 | 0.89841 | 0.15065 | 0.95823 | 0.14724 | 1.1532 | 0.16455 | 1.1341 | 0.15101 | 1.374 | 0.16823 | 0.80738 | 0.15022 | 1.3319 | 0.15878 | 0.9274 | 0.18433 | 0.76976
10 | 2036 | 2036-10-29 | 0.18256 | 0.88737 | 0.12963 | 0.88368 | 0.14574 | 0.92218 | 0.15072 | 1.1627 | 0.16722 | 1.143 | 0.15356 | 1.384 | 0.16373 | 0.78815 | 0.1507 | 1.3289 | 0.15264 | 0.88711 | 0.17411 | 0.72468
10 | 2036 | 2036-10-30 | 0.17734 | 0.86645 | 0.13249 | 0.90115 | 0.14195 | 0.89524 | 0.15645 | 1.2013 | 0.17331 | 1.1821 | 0.15928 | 1.4327 | 0.16794 | 0.80523 | 0.15493 | 1.363 | 0.16495 | 0.96277 | 0.17066 | 0.70907
10 | 2036 | 2036-10-31 | 0.18112 | 0.8807 | 0.1396 | 0.94856 | 0.15417 | 0.96999 | 0.16229 | 1.245 | 0.17964 | 1.2245 | 0.16497 | 1.4842 | 0.1726 | 0.8254 | 0.15903 | 1.3927 | 0.16929 | 0.98621 | 0.17615 | 0.73137
11 | 2036 | 2036-11-01 | 0.21726 | 0.95569 | 0.14526 | 0.87128 | 0.1938 | 1.0249 | 0.20367 | 1.2199 | 0.21059 | 1.2737 | 0.16783 | 1.3313 | 0.21071 | 0.86913 | 0.18087 | 1.4923 | 0.19893 | 0.97603 | 0.20092 | 0.77029
11 | 2036 | 2036-11-02 | 0.22798 | 0.99453 | 0.1477 | 0.88248 | 0.19914 | 1.0464 | 0.20693 | 1.2343 | 0.21342 | 1.2872 | 0.17035 | 1.3459 | 0.21477 | 0.88193 | 0.18321 | 1.5065 | 0.19902 | 0.97729 | 0.20751 | 0.79383
11 | 2036 | 2036-11-03 | 0.21779 | 0.96588 | 0.16213 | 0.96877 | 0.21402 | 1.1276 | 0.22441 | 1.3383 | 0.22627 | 1.3617 | 0.18144 | 1.4221 | 0.22759 | 0.94779 | 0.20813 | 1.6883 | 0.20618 | 1.0174 | 0.21804 | 0.83673
11 | 2036 | 2036-11-04 | 0.22814 | 1.0008 | 0.1697 | 1.0075 | 0.22676 | 1.1855 | 0.23996 | 1.4194 | 0.2404 | 1.4382 | 0.19311 | 1.5057 | 0.24341 | 1.008 | 0.21049 | 1.7025 | 0.20624 | 1.0186 | 0.22536 | 0.86312
11 | 2036 | 2036-11-05 | 0.23486 | 1.0264 | 0.17731 | 1.0467 | 0.22865 | 1.1968 | 0.2381 | 1.4133 | 0.23793 | 1.4223 | 0.19362 | 1.5074 | 0.25361 | 1.0471 | 0.21537 | 1.7347 | 0.21159 | 1.0425 | 0.21633 | 0.82945
11 | 2036 | 2036-11-06 | 0.24524 | 1.0636 | 0.1832 | 1.0768 | 0.23164 | 1.2086 | 0.24576 | 1.4507 | 0.24475 | 1.4578 | 0.19919 | 1.5442 | 0.2477 | 1.0277 | 0.2204 | 1.7673 | 0.21921 | 1.0746 | 0.23129 | 0.88373
11 | 2036 | 2036-11-07 | 0.25849 | 1.1115 | 0.18912 | 1.1073 | 0.25318 | 1.3056 | 0.26021 | 1.5153 | 0.25842 | 1.5311 | 0.20735 | 1.5971 | 0.264 | 1.0836 | 0.22988 | 1.8331 | 0.23088 | 1.1283 | 0.2425 | 0.92453
11 | 2036 | 2036-11-08 | 0.26198 | 1.1208 | 0.1817 | 1.0587 | 0.25075 | 1.2879 | 0.25529 | 1.4779 | 0.25626 | 1.5117 | 0.20703 | 1.5943 | 0.26483 | 1.0789 | 0.20835 | 1.6701 | 0.22149 | 1.08 | 0.23301 | 0.88433
11 | 2036 | 2036-11-09 | 0.26841 | 1.1434 | 0.18575 | 1.078 | 0.25083 | 1.2859 | 0.26055 | 1.5038 | 0.26067 | 1.5337 | 0.21113 | 1.6202 | 0.26851 | 1.0919 | 0.20933 | 1.674 | 0.21896 | 1.0697 | 0.23338 | 0.88533
11 | 2036 | 2036-11-10 | 0.28739 | 1.2169 | 0.19884 | 1.1558 | 0.26992 | 1.384 | 0.28517 | 1.6454 | 0.27997 | 1.6437 | 0.22721 | 1.733 | 0.27725 | 1.1397 | 0.24125 | 1.905 | 0.24193 | 1.1769 | 0.2498 | 0.94993
11 | 2036 | 2036-11-11 | 0.28504 | 1.2051 | 0.1948 | 1.1309 | 0.26206 | 1.3446 | 0.28521 | 1.6355 | 0.27996 | 1.6406 | 0.22553 | 1.7121 | 0.28607 | 1.1705 | 0.24526 | 1.9305 | 0.24541 | 1.1928 | 0.2639 | 1.0012
11 | 2036 | 2036-11-12 | 0.30004 | 1.2601 | 0.20165 | 1.1651 | 0.28959 | 1.4684 | 0.29153 | 1.6657 | 0.28534 | 1.6678 | 0.23006 | 1.7404 | 0.30303 | 1.2338 | 0.25043 | 1.9637 | 0.25355 | 1.227 | 0.27907 | 1.0564
11 | 2036 | 2036-11-13 | 0.31192 | 1.3035 | 0.21152 | 1.217 | 0.29553 | 1.4949 | 0.30346 | 1.708 | 0.29704 | 1.7295 | 0.23414 | 1.7586 | 0.30937 | 1.2605 | 0.25336 | 1.9814 | 0.25554 | 1.2358 | 0.27419 | 1.0381
11 | 2036 | 2036-11-14 | 0.3009 | 1.2606 | 0.21146 | 1.2137 | 0.28842 | 1.4592 | 0.30847 | 1.7424 | 0.30046 | 1.7462 | 0.24046 | 1.8042 | 0.30134 | 1.2301 | 0.2507 | 1.9586 | 0.2471 | 1.1987 | 0.2691 | 1.0189
11 | 2036 | 2036-11-15 | 0.29576 | 1.2373 | 0.1961 | 1.1187 | 0.27743 | 1.3928 | 0.29314 | 1.6484 | 0.28848 | 1.6715 | 0.23224 | 1.7408 | 0.28912 | 1.175 | 0.23057 | 1.8047 | 0.24238 | 1.1692 | 0.26336 | 0.99278
11 | 2036 | 2036-11-16 | 0.30348 | 1.2642 | 0.20098 | 1.1454 | 0.29102 | 1.4577 | 0.3045 | 1.7091 | 0.29822 | 1.7231 | 0.24126 | 1.8039 | 0.30242 | 1.2242 | 0.23785 | 1.8533 | 0.25379 | 1.2184 | 0.2802 | 1.0542
11 | 2036 | 2036-11-17 | 0.32666 | 1.3513 | 0.22229 | 1.2654 | 0.31847 | 1.5921 | 0.32264 | 1.7968 | 0.3125 | 1.804 | 0.24769 | 1.836 | 0.32231 | 1.3114 | 0.26573 | 2.0555 | 0.26696 | 1.2846 | 0.28859 | 1.0896
11 | 2036 | 2036-11-18 | 0.32119 | 1.3324 | 0.21972 | 1.2521 | 0.29701 | 1.4939 | 0.32898 | 1.8419 | 0.31683 | 1.8258 | 0.25583 | 1.8964 | 0.32255 | 1.3124 | 0.26504 | 2.0473 | 0.26042 | 1.2576 | 0.28245 | 1.0667
11 | 2036 | 2036-11-19 | 0.32215 | 1.3348 | 0.22713 | 1.2901 | 0.29913 | 1.5043 | 0.33981 | 1.8925 | 0.32648 | 1.8764 | 0.26257 | 1.9393 | 0.33062 | 1.3401 | 0.26483 | 2.042 | 0.25742 | 1.2438 | 0.28191 | 1.0643
11 | 2036 | 2036-11-20 | 0.32147 | 1.3357 | 0.23402 | 1.326 | 0.32184 | 1.6116 | 0.34385 | 1.9151 | 0.32925 | 1.8891 | 0.26644 | 1.9636 | 0.32787 | 1.3327 | 0.27011 | 2.0761 | 0.2646 | 1.2749 | 0.2872 | 1.0835
11 | 2036 | 2036-11-21 | 0.32289 | 1.3393 | 0.23263 | 1.315 | 0.32077 | 1.6006 | 0.35395 | 1.9743 | 0.33738 | 1.9318 | 0.27576 | 2.0304 | 0.33808 | 1.3729 | 0.27218 | 2.087 | 0.26624 | 1.2814 | 0.29608 | 1.1158
11 | 2036 | 2036-11-22 | 0.3245 | 1.3374 | 0.22135 | 1.2437 | 0.32427 | 1.6058 | 0.34281 | 1.9032 | 0.32911 | 1.8777 | 0.27058 | 1.9894 | 0.33476 | 1.345 | 0.25124 | 1.9274 | 0.25954 | 1.2437 | 0.28822 | 1.0819
11 | 2036 | 2036-11-23 | 0.33465 | 1.3753 | 0.22697 | 1.2722 | 0.32428 | 1.603 | 0.35347 | 1.9438 | 0.33907 | 1.9296 | 0.27484 | 2.0099 | 0.32767 | 1.3262 | 0.26242 | 2.0049 | 0.27479 | 1.3131 | 0.28252 | 1.0609
11 | 2036 | 2036-11-24 | 0.34565 | 1.4201 | 0.23854 | 1.3405 | 0.32778 | 1.626 | 0.37277 | 2.0563 | 0.35314 | 2.0101 | 0.28666 | 2.0891 | 0.34701 | 1.4105 | 0.28836 | 2.1932 | 0.28432 | 1.3635 | 0.30702 | 1.1555
11 | 2036 | 2036-11-25 | 0.364 | 1.4886 | 0.24751 | 1.3867 | 0.34121 | 1.6934 | 0.38392 | 2.1151 | 0.36255 | 2.0596 | 0.29514 | 2.1471 | 0.35861 | 1.4489 | 0.2876 | 2.184 | 0.28018 | 1.3451 | 0.29669 | 1.1176
11 | 2036 | 2036-11-26 | 0.3722 | 1.5159 | 0.25019 | 1.3992 | 0.34332 | 1.7002 | 0.38824 | 2.1382 | 0.36554 | 2.0734 | 0.29887 | 2.1696 | 0.36858 | 1.4829 | 0.2879 | 2.1815 | 0.28145 | 1.3475 | 0.31026 | 1.167
11 | 2036 | 2036-11-27 | 0.35571 | 1.4556 | 0.24601 | 1.3748 | 0.3365 | 1.6651 | 0.39157 | 2.1349 | 0.36893 | 2.0884 | 0.29653 | 2.1384 | 0.36026 | 1.461 | 0.28834 | 2.1809 | 0.27958 | 1.3392 | 0.29458 | 1.1093
11 | 2036 | 2036-11-28 | 0.35493 | 1.4546 | 0.24994 | 1.3954 | 0.3373 | 1.6695 | 0.39487 | 2.1619 | 0.37036 | 2.0939 | 0.30183 | 2.1761 | 0.36108 | 1.4653 | 0.28897 | 2.1827 | 0.27478 | 1.3209 | 0.29959 | 1.128
11 | 2036 | 2036-11-29 | 0.33597 | 1.3844 | 0.23707 | 1.3179 | 0.32864 | 1.6233 | 0.38487 | 2.1099 | 0.36224 | 2.0412 | 0.30058 | 2.1694 | 0.35159 | 1.4195 | 0.26855 | 2.0264 | 0.27163 | 1.297 | 0.30624 | 1.1474
11 | 2036 | 2036-11-30 | 0.34003 | 1.3959 | 0.23335 | 1.2958 | 0.33669 | 1.6546 | 0.38854 | 2.1232 | 0.36498 | 2.0534 | 0.30215 | 2.173 | 0.35388 | 1.4265 | 0.26917 | 2.0265 | 0.27264 | 1.2993 | 0.29678 | 1.1126
12 | 2036 | 2036-12-01 | 0.31855 | 1.3898 | 0.27589 | 1.513 | 0.34375 | 1.746 | 0.43801 | 2.3439 | 0.37842 | 2.1386 | 0.3111 | 2.0497 | 0.31892 | 1.4271 | 0.31173 | 2.2716 | 0.28135 | 1.3834 | 0.3033 | 1.1809
12 | 2036 | 2036-12-02 | 0.32047 | 1.3969 | 0.27379 | 1.4991 | 0.33512 | 1.7022 | 0.44421 | 2.3693 | 0.3838 | 2.1664 | 0.31302 | 2.0538 | 0.32013 | 1.4321 | 0.31592 | 2.2966 | 0.28618 | 1.4055 | 0.31385 | 1.2218
12 | 2036 | 2036-12-03 | 0.32694 | 1.4218 | 0.27486 | 1.5036 | 0.32753 | 1.6617 | 0.45644 | 2.4305 | 0.39191 | 2.208 | 0.32192 | 2.1048 | 0.33114 | 1.4784 | 0.31461 | 2.2837 | 0.28457 | 1.3961 | 0.32035 | 1.2474
12 | 2036 | 2036-12-04 | 0.31699 | 1.3822 | 0.27592 | 1.508 | 0.33568 | 1.7015 | 0.45873 | 2.4414 | 0.39335 | 2.2129 | 0.3239 | 2.1152 | 0.33732 | 1.5042 | 0.31228 | 2.2655 | 0.27898 | 1.3699 | 0.29548 | 1.1504
12 | 2036 | 2036-12-05 | 0.31978 | 1.3926 | 0.27757 | 1.5165 | 0.33415 | 1.6934 | 0.46538 | 2.4719 | 0.39827 | 2.2377 | 0.32759 | 2.1326 | 0.33735 | 1.5036 | 0.31449 | 2.2777 | 0.28033 | 1.3762 | 0.30675 | 1.1942
12 | 2036 | 2036-12-06 | 0.31279 | 1.3626 | 0.26593 | 1.4439 | 0.33526 | 1.691 | 0.45132 | 2.3855 | 0.38829 | 2.1747 | 0.31954 | 2.0735 | 0.3228 | 1.4356 | 0.2917 | 2.1047 | 0.27252 | 1.333 | 0.29734 | 1.1553
12 | 2036 | 2036-12-07 | 0.32389 | 1.4057 | 0.26307 | 1.4268 | 0.32875 | 1.6575 | 0.46099 | 2.4359 | 0.39411 | 2.2034 | 0.32768 | 2.122 | 0.32467 | 1.4434 | 0.29137 | 2.1012 | 0.26788 | 1.3128 | 0.28254 | 1.0973
12 | 2036 | 2036-12-08 | 0.33346 | 1.445 | 0.28144 | 1.5323 | 0.34466 | 1.7418 | 0.48059 | 2.5502 | 0.40717 | 2.2773 | 0.34089 | 2.2101 | 0.33843 | 1.5072 | 0.31684 | 2.2847 | 0.28027 | 1.3744 | 0.29212 | 1.1373
12 | 2036 | 2036-12-09 | 0.34011 | 1.4707 | 0.27826 | 1.5131 | 0.3358 | 1.697 | 0.47955 | 2.5435 | 0.40647 | 2.2707 | 0.34007 | 2.2029 | 0.3428 | 1.525 | 0.31631 | 2.2778 | 0.27937 | 1.369 | 0.29553 | 1.1503
12 | 2036 | 2036-12-10 | 0.34958 | 1.5075 | 0.29019 | 1.5739 | 0.36234 | 1.8247 | 0.49459 | 2.6148 | 0.41734 | 2.3288 | 0.3485 | 2.2453 | 0.35219 | 1.5638 | 0.32481 | 2.3315 | 0.292 | 1.4271 | 0.31103 | 1.211
12 | 2036 | 2036-12-11 | 0.35064 | 1.5113 | 0.29504 | 1.5947 | 0.37534 | 1.8846 | 0.51131 | 2.6965 | 0.42888 | 2.3903 | 0.35906 | 2.3023 | 0.35721 | 1.5856 | 0.32672 | 2.3417 | 0.29368 | 1.4347 | 0.32108 | 1.2499
12 | 2036 | 2036-12-12 | 0.35508 | 1.5284 | 0.31102 | 1.6765 | 0.38398 | 1.9257 | 0.5145 | 2.7059 | 0.43223 | 2.4074 | 0.35827 | 2.2886 | 0.35464 | 1.573 | 0.33646 | 2.4041 | 0.30795 | 1.5007 | 0.32494 | 1.265
12 | 2036 | 2036-12-13 | 0.35393 | 1.5214 | 0.29772 | 1.5972 | 0.36638 | 1.8334 | 0.50122 | 2.6248 | 0.42232 | 2.3449 | 0.35133 | 2.2369 | 0.34915 | 1.5433 | 0.31484 | 2.2413 | 0.29874 | 1.4535 | 0.31501 | 1.2238
12 | 2036 | 2036-12-14 | 0.34897 | 1.5016 | 0.2964 | 1.5905 | 0.36129 | 1.8075 | 0.50591 | 2.6468 | 0.42548 | 2.36 | 0.35413 | 2.2497 | 0.34617 | 1.5304 | 0.31008 | 2.2063 | 0.29169 | 1.4195 | 0.30408 | 1.1813
12 | 2036 | 2036-12-15 | 0.3459 | 1.4913 | 0.30182 | 1.6269 | 0.36603 | 1.8377 | 0.52152 | 2.7412 | 0.43572 | 2.4186 | 0.36453 | 2.321 | 0.35565 | 1.5761 | 0.32964 | 2.3517 | 0.29351 | 1.4331 | 0.3126 | 1.2174
12 | 2036 | 2036-12-16 | 0.36581 | 1.5693 | 0.30082 | 1.6188 | 0.3559 | 1.787 | 0.52321 | 2.7426 | 0.43809 | 2.4307 | 0.36242 | 2.2989 | 0.36596 | 1.62 | 0.32895 | 2.3446 | 0.29179 | 1.4247 | 0.31917 | 1.243
12 | 2036 | 2036-12-17 | 0.36892 | 1.5812 | 0.32034 | 1.7178 | 0.38108 | 1.9093 | 0.53303 | 2.7917 | 0.44438 | 2.463 | 0.36931 | 2.3367 | 0.37151 | 1.643 | 0.33677 | 2.3934 | 0.30556 | 1.4871 | 0.33071 | 1.2881
12 | 2036 | 2036-12-18 | 0.38208 | 1.6327 | 0.32181 | 1.7245 | 0.39086 | 1.9552 | 0.53914 | 2.8199 | 0.44867 | 2.4849 | 0.37247 | 2.3502 | 0.38254 | 1.6885 | 0.34427 | 2.4414 | 0.31618 | 1.5366 | 0.34565 | 1.3463
12 | 2036 | 2036-12-19 | 0.3893 | 1.6609 | 0.33013 | 1.764 | 0.40955 | 2.0401 | 0.55238 | 2.8871 | 0.45703 | 2.5286 | 0.38207 | 2.4047 | 0.38681 | 1.7068 | 0.34446 | 2.44 | 0.31691 | 1.5391 | 0.35692 | 1.3907
12 | 2036 | 2036-12-20 | 0.38635 | 1.647 | 0.31817 | 1.6873 | 0.41336 | 2.0489 | 0.53164 | 2.7574 | 0.44465 | 2.4553 | 0.36407 | 2.275 | 0.38542 | 1.6944 | 0.32037 | 2.2594 | 0.30745 | 1.4887 | 0.34126 | 1.3271
12 | 2036 | 2036-12-21 | 0.62359 | 2.5786 | 0.53994 | 2.8379 | 0.78025 | 3.8449 | 0.73958 | 3.7719 | 0.59286 | 3.2794 | 0.48753 | 2.9461 | 0.5642 | 2.4496 | 0.47218 | 3.2887 | 0.51289 | 2.4659 | 0.56134 | 2.1806
12 | 2036 | 2036-12-22 | 0.36936 | 1.582 | 0.32092 | 1.716 | 0.39759 | 1.9855 | 0.55637 | 2.9051 | 0.45874 | 2.5318 | 0.38473 | 2.4123 | 0.36913 | 1.6289 | 0.33362 | 2.3599 | 0.30157 | 1.465 | 0.32859 | 1.2808
12 | 2036 | 2036-12-23 | 0.37126 | 1.5893 | 0.32095 | 1.7126 | 0.39188 | 1.9546 | 0.56164 | 2.9241 | 0.46361 | 2.5583 | 0.3846 | 2.4005 | 0.37374 | 1.6479 | 0.33484 | 2.3659 | 0.3036 | 1.474 | 0.34167 | 1.3315
12 | 2036 | 2036-12-24 | 0.36031 | 1.5462 | 0.30962 | 1.6545 | 0.37624 | 1.8824 | 0.5558 | 2.8987 | 0.45819 | 2.5255 | 0.38302 | 2.3942 | 0.37196 | 1.6392 | 0.33482 | 2.3654 | 0.30072 | 1.4622 | 0.33036 | 1.2875
12 | 2036 | 2036-12-25 | 0.35894 | 1.5407 | 0.30213 | 1.6165 | 0.36525 | 1.8283 | 0.5549 | 2.8954 | 0.45675 | 2.5153 | 0.38335 | 2.3958 | 0.36759 | 1.6198 | 0.32924 | 2.3257 | 0.29319 | 1.426 | 0.32636 | 1.2722
12 | 2036 | 2036-12-26 | 0.36775 | 1.5753 | 0.30865 | 1.6499 | 0.38836 | 1.9398 | 0.55641 | 2.9 | 0.45799 | 2.521 | 0.38298 | 2.3879 | 0.37355 | 1.644 | 0.32931 | 2.3221 | 0.29725 | 1.4421 | 0.32327 | 1.2609
12 | 2036 | 2036-12-27 | 0.37746 | 1.6113 | 0.31395 | 1.6615 | 0.38884 | 1.931 | 0.53114 | 2.7641 | 0.43854 | 2.4056 | 0.37053 | 2.3101 | 0.36187 | 1.5882 | 0.30835 | 2.1633 | 0.29247 | 1.4142 | 0.31389 | 1.2219
12 | 2036 | 2036-12-28 | 0.38695 | 1.6485 | 0.30865 | 1.6348 | 0.38303 | 1.9049 | 0.5408 | 2.8104 | 0.44511 | 2.4408 | 0.37601 | 2.3368 | 0.3719 | 1.6295 | 0.30975 | 2.1701 | 0.2965 | 1.4316 | 0.33019 | 1.2854
12 | 2036 | 2036-12-29 | 0.39739 | 1.6917 | 0.33541 | 1.7799 | 0.40563 | 2.0203 | 0.55628 | 2.8859 | 0.45953 | 2.5275 | 0.37639 | 2.3271 | 0.38307 | 1.6825 | 0.3368 | 2.3666 | 0.31086 | 1.504 | 0.35153 | 1.3714
12 | 2036 | 2036-12-30 | 0.38907 | 1.659 | 0.32808 | 1.7434 | 0.39758 | 1.9826 | 0.56345 | 2.9217 | 0.46394 | 2.5504 | 0.3812 | 2.3524 | 0.38188 | 1.6766 | 0.33899 | 2.3798 | 0.31457 | 1.5211 | 0.36387 | 1.4192
12 | 2036 | 2036-12-31 | 0.39462 | 1.6808 | 0.32129 | 1.7082 | 0.39337 | 1.9614 | 0.56746 | 2.9466 | 0.46499 | 2.5538 | 0.38654 | 2.3868 | 0.37634 | 1.6519 | 0.33311 | 2.3383 | 0.30719 | 1.4856 | 0.35184 | 1.3727
1 | 2037 | 2037-01-01 | 0.36628 | 1.5641 | 0.34562 | 1.8161 | 0.43343 | 2.1467 | 0.58607 | 3.0284 | 0.47634 | 2.6513 | 0.40885 | 2.5366 | 0.40106 | 1.7995 | 0.35691 | 2.5099 | 0.31284 | 1.526 | 0.35279 | 1.3787
1 | 2037 | 2037-01-02 | 0.36247 | 1.5493 | 0.33276 | 1.7501 | 0.4212 | 2.0863 | 0.58825 | 3.0434 | 0.47703 | 2.6512 | 0.41164 | 2.5561 | 0.39576 | 1.7751 | 0.36499 | 2.5615 | 0.32319 | 1.5739 | 0.3688 | 1.4417
1 | 2037 | 2037-01-03 | 0.36092 | 1.5409 | 0.32394 | 1.6931 | 0.40484 | 1.9991 | 0.57442 | 2.9588 | 0.46653 | 2.5881 | 0.40384 | 2.4971 | 0.39596 | 1.7709 | 0.34467 | 2.4068 | 0.31925 | 1.5497 | 0.36051 | 1.4074
1 | 2037 | 2037-01-04 | 0.35637 | 1.5234 | 0.32094 | 1.6773 | 0.40581 | 2.0039 | 0.57872 | 2.9825 | 0.46892 | 2.5988 | 0.4074 | 2.5191 | 0.39431 | 1.7631 | 0.34952 | 2.4377 | 0.32624 | 1.5822 | 0.35092 | 1.37
1 | 2037 | 2037-01-05 | 0.3583 | 1.5333 | 0.3442 | 1.8053 | 0.41386 | 2.0496 | 0.58645 | 3.0359 | 0.47415 | 2.6304 | 0.41083 | 2.5463 | 0.39193 | 1.756 | 0.35911 | 2.5163 | 0.31946 | 1.5536 | 0.34735 | 1.3587
1 | 2037 | 2037-01-06 | 0.36393 | 1.5555 | 0.33941 | 1.7806 | 0.40433 | 2.0035 | 0.58753 | 3.0431 | 0.47426 | 2.6288 | 0.41213 | 2.5543 | 0.39376 | 1.7636 | 0.35691 | 2.5001 | 0.3182 | 1.547 | 0.36198 | 1.4157
1 | 2037 | 2037-01-07 | 0.3688 | 1.5747 | 0.34308 | 1.7983 | 0.43232 | 2.1381 | 0.59503 | 3.0736 | 0.47982 | 2.6631 | 0.41474 | 2.5591 | 0.39715 | 1.7784 | 0.36094 | 2.526 | 0.32451 | 1.5763 | 0.36256 | 1.4182
1 | 2037 | 2037-01-08 | 0.37371 | 1.5938 | 0.35418 | 1.8534 | 0.43152 | 2.134 | 0.60809 | 3.1373 | 0.48884 | 2.7134 | 0.42286 | 2.6039 | 0.40561 | 1.8149 | 0.35459 | 2.4834 | 0.31898 | 1.55 | 0.35613 | 1.3936
1 | 2037 | 2037-01-09 | 0.36774 | 1.5708 | 0.34263 | 1.7942 | 0.41331 | 2.0455 | 0.58987 | 3.051 | 0.47484 | 2.6316 | 0.41228 | 2.5443 | 0.39476 | 1.766 | 0.35251 | 2.4682 | 0.31797 | 1.5445 | 0.3464 | 1.3565
1 | 2037 | 2037-01-10 | 0.35976 | 1.5376 | 0.33094 | 1.7229 | 0.41366 | 2.0397 | 0.56923 | 2.9318 | 0.45953 | 2.5426 | 0.39973 | 2.4562 | 0.38328 | 1.7104 | 0.33239 | 2.3141 | 0.3141 | 1.5201 | 0.33975 | 1.3287
1 | 2037 | 2037-01-11 | 0.36394 | 1.5541 | 0.32733 | 1.7038 | 0.39898 | 1.9686 | 0.56697 | 2.9181 | 0.45766 | 2.533 | 0.39739 | 2.4373 | 0.38283 | 1.7075 | 0.32839 | 2.2859 | 0.31081 | 1.5037 | 0.33027 | 1.2914
1 | 2037 | 2037-01-12 | 0.36199 | 1.549 | 0.328 | 1.718 | 0.39824 | 1.9723 | 0.57447 | 2.9732 | 0.46246 | 2.5611 | 0.40158 | 2.473 | 0.39348 | 1.7588 | 0.3483 | 2.4349 | 0.31697 | 1.5369 | 0.33639 | 1.3179
1 | 2037 | 2037-01-13 | 0.35482 | 1.5215 | 0.3267 | 1.7111 | 0.3954 | 1.9591 | 0.56476 | 2.9304 | 0.45449 | 2.5127 | 0.39695 | 2.4504 | 0.38356 | 1.715 | 0.34321 | 2.3994 | 0.31243 | 1.5146 | 0.33095 | 1.2972
1 | 2037 | 2037-01-14 | 0.3552 | 1.5232 | 0.32469 | 1.7008 | 0.38301 | 1.9001 | 0.57285 | 2.9657 | 0.4603 | 2.5478 | 0.40058 | 2.4642 | 0.38103 | 1.703 | 0.34191 | 2.3912 | 0.31321 | 1.5184 | 0.32108 | 1.2588
1 | 2037 | 2037-01-15 | 0.35709 | 1.5309 | 0.33026 | 1.7283 | 0.40201 | 1.9911 | 0.56594 | 2.9366 | 0.45437 | 2.5111 | 0.39771 | 2.4519 | 0.39237 | 1.7525 | 0.34268 | 2.397 | 0.31651 | 1.5341 | 0.33837 | 1.3264
1 | 2037 | 2037-01-16 | 0.34859 | 1.4981 | 0.33974 | 1.7754 | 0.41436 | 2.0508 | 0.57839 | 2.9926 | 0.4634 | 2.565 | 0.40389 | 2.4799 | 0.38243 | 1.7083 | 0.35042 | 2.4447 | 0.32596 | 1.5768 | 0.34944 | 1.3698
1 | 2037 | 2037-01-17 | 0.35515 | 1.5213 | 0.32573 | 1.6925 | 0.39815 | 1.9651 | 0.55814 | 2.8812 | 0.44783 | 2.4716 | 0.39354 | 2.4128 | 0.3798 | 1.6913 | 0.3256 | 2.2619 | 0.31776 | 1.5331 | 0.35168 | 1.3769
1 | 2037 | 2037-01-18 | 0.34654 | 1.4881 | 0.3209 | 1.6678 | 0.38577 | 1.9052 | 0.5512 | 2.8472 | 0.44234 | 2.4403 | 0.3891 | 2.3856 | 0.36891 | 1.6432 | 0.31937 | 2.2181 | 0.31154 | 1.5024 | 0.34679 | 1.3582
1 | 2037 | 2037-01-19 | 0.32517 | 1.4076 | 0.30625 | 1.6047 | 0.36919 | 1.8334 | 0.55676 | 2.8876 | 0.44625 | 2.467 | 0.39035 | 2.398 | 0.36837 | 1.6448 | 0.32092 | 2.2449 | 0.29625 | 1.4343 | 0.33083 | 1.2982
1 | 2037 | 2037-01-20 | 0.33493 | 1.4461 | 0.30138 | 1.5799 | 0.35841 | 1.7813 | 0.56386 | 2.9244 | 0.45075 | 2.4913 | 0.39548 | 2.4292 | 0.37705 | 1.6826 | 0.32836 | 2.2938 | 0.30674 | 1.4833 | 0.3344 | 1.3124
1 | 2037 | 2037-01-21 | 0.34853 | 1.4994 | 0.31273 | 1.6363 | 0.37019 | 1.8368 | 0.55282 | 2.8709 | 0.44225 | 2.4429 | 0.38861 | 2.3887 | 0.37391 | 1.6684 | 0.32512 | 2.2708 | 0.30439 | 1.4713 | 0.33736 | 1.3242
1 | 2037 | 2037-01-22 | 0.34532 | 1.4873 | 0.31852 | 1.6653 | 0.38356 | 1.901 | 0.54626 | 2.8386 | 0.43706 | 2.4138 | 0.38438 | 2.3628 | 0.37666 | 1.6808 | 0.32199 | 2.2481 | 0.30194 | 1.4587 | 0.32659 | 1.2824
1 | 2037 | 2037-01-23 | 0.33624 | 1.4523 | 0.31747 | 1.66 | 0.38709 | 1.9192 | 0.54866 | 2.8505 | 0.43836 | 2.4212 | 0.3859 | 2.3708 | 0.38943 | 1.7373 | 0.32767 | 2.2865 | 0.31088 | 1.501 | 0.33572 | 1.3182
1 | 2037 | 2037-01-24 | 0.34748 | 1.4942 | 0.30126 | 1.5662 | 0.36693 | 1.8142 | 0.54313 | 2.8066 | 0.43393 | 2.394 | 0.38336 | 2.3439 | 0.36946 | 1.6445 | 0.30999 | 2.1527 | 0.31159 | 1.5 | 0.33197 | 1.3012
1 | 2037 | 2037-01-25 | 0.34848 | 1.4986 | 0.30927 | 1.6063 | 0.36981 | 1.8296 | 0.54764 | 2.8285 | 0.4368 | 2.4107 | 0.38611 | 2.3588 | 0.35575 | 1.5839 | 0.31009 | 2.1553 | 0.3145 | 1.5144 | 0.32798 | 1.2856
1 | 2037 | 2037-01-26 | 0.3484 | 1.501 | 0.31903 | 1.6667 | 0.38565 | 1.9135 | 0.55269 | 2.8645 | 0.44055 | 2.4379 | 0.38642 | 2.3638 | 0.36882 | 1.6455 | 0.33136 | 2.3129 | 0.32195 | 1.5535 | 0.34018 | 1.3359
1 | 2037 | 2037-01-27 | 0.3461 | 1.4923 | 0.32537 | 1.6986 | 0.40613 | 2.0114 | 0.55234 | 2.8653 | 0.43965 | 2.4317 | 0.387 | 2.3698 | 0.36643 | 1.6348 | 0.328 | 2.289 | 0.31926 | 1.5398 | 0.35221 | 1.3832
1 | 2037 | 2037-01-28 | 0.3541 | 1.5239 | 0.32607 | 1.7012 | 0.41127 | 2.0366 | 0.54981 | 2.8528 | 0.43741 | 2.4194 | 0.38533 | 2.3594 | 0.36343 | 1.6216 | 0.32152 | 2.2431 | 0.31236 | 1.5057 | 0.34283 | 1.3469
1 | 2037 | 2037-01-29 | 0.34105 | 1.4734 | 0.32283 | 1.684 | 0.39894 | 1.9759 | 0.54118 | 2.8101 | 0.43078 | 2.3825 | 0.37971 | 2.3257 | 0.36222 | 1.6156 | 0.3183 | 2.2196 | 0.30955 | 1.4913 | 0.34469 | 1.3547
1 | 2037 | 2037-01-30 | 0.32141 | 1.3973 | 0.30697 | 1.6038 | 0.36427 | 1.8083 | 0.53474 | 2.7781 | 0.42574 | 2.3547 | 0.37549 | 2.3003 | 0.34088 | 1.5211 | 0.31149 | 2.1731 | 0.30292 | 1.4592 | 0.32184 | 1.2661
1 | 2037 | 2037-01-31 | 0.31973 | 1.3888 | 0.28158 | 1.4642 | 0.34781 | 1.7228 | 0.50078 | 2.594 | 0.40078 | 2.212 | 0.35471 | 2.1667 | 0.32974 | 1.4672 | 0.28702 | 1.9917 | 0.2944 | 1.4135 | 0.31884 | 1.2521
2 | 2037 | 2037-02-01 | 0.34284 | 1.494 | 0.2967 | 1.5614 | 0.34389 | 1.7217 | 0.48606 | 2.5539 | 0.39828 | 2.2643 | 0.36561 | 2.2646 | 0.3377 | 1.5065 | 0.27168 | 1.9257 | 0.28385 | 1.3615 | 0.30669 | 1.235
2 | 2037 | 2037-02-02 | 0.35813 | 1.5567 | 0.31785 | 1.6805 | 0.36084 | 1.8102 | 0.49833 | 2.6282 | 0.40714 | 2.3185 | 0.37116 | 2.3041 | 0.35465 | 1.5856 | 0.29629 | 2.1076 | 0.29507 | 1.4195 | 0.33765 | 1.3608
2 | 2037 | 2037-02-03 | 0.35211 | 1.5336 | 0.32096 | 1.6964 | 0.36016 | 1.8075 | 0.50163 | 2.6447 | 0.40984 | 2.3369 | 0.37305 | 2.3143 | 0.35222 | 1.5752 | 0.2978 | 2.1191 | 0.30004 | 1.4424 | 0.34149 | 1.3747
2 | 2037 | 2037-02-04 | 0.37493 | 1.6249 | 0.32615 | 1.7231 | 0.38055 | 1.9079 | 0.50366 | 2.6493 | 0.41067 | 2.3488 | 0.37521 | 2.3235 | 0.35915 | 1.6061 | 0.29937 | 2.1307 | 0.30419 | 1.4617 | 0.34564 | 1.3916
2 | 2037 | 2037-02-05 | 0.37515 | 1.6267 | 0.32527 | 1.7184 | 0.38704 | 1.9401 | 0.50732 | 2.6677 | 0.41372 | 2.3693 | 0.37729 | 2.3349 | 0.35373 | 1.5824 | 0.30709 | 2.1855 | 0.31517 | 1.5141 | 0.35361 | 1.4243
2 | 2037 | 2037-02-06 | 0.34937 | 1.5245 | 0.31293 | 1.6542 | 0.36414 | 1.8282 | 0.49303 | 2.5953 | 0.4018 | 2.2975 | 0.36773 | 2.2786 | 0.33688 | 1.5073 | 0.29715 | 2.1152 | 0.3037 | 1.4593 | 0.33414 | 1.346
2 | 2037 | 2037-02-07 | 0.32663 | 1.4327 | 0.28991 | 1.5248 | 0.33461 | 1.6773 | 0.46454 | 2.4397 | 0.37953 | 2.1629 | 0.35088 | 2.1722 | 0.31588 | 1.4098 | 0.26023 | 1.8467 | 0.28011 | 1.3417 | 0.29699 | 1.1952
2 | 2037 | 2037-02-08 | 0.33461 | 1.465 | 0.29314 | 1.5413 | 0.33281 | 1.6675 | 0.46773 | 2.4553 | 0.38217 | 2.1813 | 0.35271 | 2.1821 | 0.33748 | 1.5067 | 0.26014 | 1.8458 | 0.27993 | 1.3414 | 0.29562 | 1.1894
2 | 2037 | 2037-02-09 | 0.32335 | 1.4224 | 0.29117 | 1.5409 | 0.33609 | 1.6906 | 0.47699 | 2.5147 | 0.38869 | 2.2209 | 0.35613 | 2.2098 | 0.33252 | 1.4881 | 0.28764 | 2.0485 | 0.29503 | 1.4179 | 0.3201 | 1.2906
2 | 2037 | 2037-02-10 | 0.32296 | 1.4211 | 0.30138 | 1.5934 | 0.3425 | 1.7217 | 0.47453 | 2.5031 | 0.38687 | 2.2104 | 0.35396 | 2.1972 | 0.32074 | 1.4354 | 0.28135 | 2.0044 | 0.2886 | 1.387 | 0.31639 | 1.2758
2 | 2037 | 2037-02-11 | 0.3334 | 1.4636 | 0.30238 | 1.5985 | 0.33785 | 1.6997 | 0.46876 | 2.4747 | 0.38229 | 2.183 | 0.34965 | 2.1722 | 0.32094 | 1.4365 | 0.28361 | 2.0208 | 0.29301 | 1.4079 | 0.32552 | 1.3121
2 | 2037 | 2037-02-12 | 0.33364 | 1.4651 | 0.29264 | 1.5478 | 0.33643 | 1.6939 | 0.46321 | 2.4454 | 0.3776 | 2.1568 | 0.34589 | 2.1494 | 0.31101 | 1.3925 | 0.28087 | 2.0027 | 0.29328 | 1.408 | 0.3157 | 1.2737
2 | 2037 | 2037-02-13 | 0.32873 | 1.4456 | 0.27572 | 1.4601 | 0.30858 | 1.5574 | 0.45578 | 2.4068 | 0.37139 | 2.121 | 0.34083 | 2.1192 | 0.3066 | 1.3733 | 0.27483 | 1.9596 | 0.28536 | 1.3708 | 0.31242 | 1.2601
2 | 2037 | 2037-02-14 | 0.31423 | 1.3871 | 0.26125 | 1.3749 | 0.30124 | 1.5151 | 0.4337 | 2.2835 | 0.35454 | 2.02 | 0.32808 | 2.0369 | 0.29123 | 1.3014 | 0.25188 | 1.7899 | 0.27905 | 1.3359 | 0.29998 | 1.209
2 | 2037 | 2037-02-15 | 0.30632 | 1.3559 | 0.25499 | 1.3422 | 0.29979 | 1.5077 | 0.42129 | 2.2226 | 0.34465 | 1.9587 | 0.31916 | 1.9857 | 0.28247 | 1.2625 | 0.25488 | 1.8119 | 0.28494 | 1.3637 | 0.29207 | 1.1762
2 | 2037 | 2037-02-16 | 0.30695 | 1.3609 | 0.27211 | 1.4406 | 0.31506 | 1.5898 | 0.44138 | 2.3312 | 0.35946 | 2.0545 | 0.33064 | 2.0579 | 0.28438 | 1.2748 | 0.27348 | 1.9516 | 0.28854 | 1.3854 | 0.30138 | 1.2157
2 | 2037 | 2037-02-17 | 0.29783 | 1.3252 | 0.27287 | 1.4442 | 0.30892 | 1.5595 | 0.43168 | 2.2825 | 0.35161 | 2.0073 | 0.32378 | 2.018 | 0.2773 | 1.2438 | 0.26384 | 1.8835 | 0.2769 | 1.33 | 0.29081 | 1.1734
2 | 2037 | 2037-02-18 | 0.29075 | 1.2977 | 0.25032 | 1.3273 | 0.28763 | 1.4554 | 0.42303 | 2.2382 | 0.34453 | 1.9655 | 0.31773 | 1.9824 | 0.27595 | 1.2381 | 0.2642 | 1.8866 | 0.27878 | 1.3388 | 0.29868 | 1.2041
2 | 2037 | 2037-02-19 | 0.30599 | 1.3583 | 0.25361 | 1.344 | 0.2873 | 1.4534 | 0.415 | 2.1978 | 0.33808 | 1.9269 | 0.31193 | 1.9486 | 0.27137 | 1.2179 | 0.25835 | 1.8448 | 0.27076 | 1.3013 | 0.28126 | 1.1344
2 | 2037 | 2037-02-20 | 0.30254 | 1.3449 | 0.2526 | 1.3385 | 0.28136 | 1.4241 | 0.42034 | 2.2226 | 0.34244 | 1.9572 | 0.31527 | 1.967 | 0.26859 | 1.2054 | 0.26696 | 1.9057 | 0.28174 | 1.3543 | 0.29095 | 1.1757
2 | 2037 | 2037-02-21 | 0.30544 | 1.355 | 0.24257 | 1.2763 | 0.28601 | 1.441 | 0.39925 | 2.1032 | 0.32635 | 1.8617 | 0.30325 | 1.8887 | 0.25989 | 1.1632 | 0.2417 | 1.7202 | 0.27366 | 1.3104 | 0.28624 | 1.1548
2 | 2037 | 2037-02-22 | 0.30706 | 1.3623 | 0.24278 | 1.2772 | 0.27885 | 1.4063 | 0.40394 | 2.1216 | 0.32971 | 1.8887 | 0.30679 | 1.9068 | 0.26489 | 1.1861 | 0.23673 | 1.685 | 0.26752 | 1.2815 | 0.2865 | 1.1569
2 | 2037 | 2037-02-23 | 0.29705 | 1.3244 | 0.24829 | 1.3154 | 0.28697 | 1.4523 | 0.40667 | 2.1506 | 0.33137 | 1.8955 | 0.30517 | 1.9068 | 0.26345 | 1.1834 | 0.25962 | 1.8552 | 0.27643 | 1.3286 | 0.30522 | 1.2321
2 | 2037 | 2037-02-24 | 0.2968 | 1.324 | 0.24796 | 1.3133 | 0.28416 | 1.4381 | 0.40475 | 2.1401 | 0.32992 | 1.8886 | 0.30346 | 1.8964 | 0.25974 | 1.167 | 0.25261 | 1.8056 | 0.26784 | 1.2879 | 0.28881 | 1.1645
2 | 2037 | 2037-02-25 | 0.29938 | 1.3347 | 0.25053 | 1.3263 | 0.2723 | 1.3804 | 0.40321 | 2.1277 | 0.32823 | 1.8836 | 0.30273 | 1.89 | 0.25676 | 1.154 | 0.25355 | 1.8124 | 0.26954 | 1.2962 | 0.28783 | 1.1631
2 | 2037 | 2037-02-26 | 0.27861 | 1.252 | 0.24028 | 1.2728 | 0.26769 | 1.3561 | 0.39875 | 2.1093 | 0.32544 | 1.8637 | 0.29829 | 1.8662 | 0.25764 | 1.158 | 0.25788 | 1.843 | 0.27491 | 1.3224 | 0.29112 | 1.1757
2 | 2037 | 2037-02-27 | 0.27677 | 1.2454 | 0.2385 | 1.2632 | 0.27164 | 1.3767 | 0.38991 | 2.0616 | 0.3179 | 1.8211 | 0.29249 | 1.8309 | 0.24574 | 1.1054 | 0.24519 | 1.7534 | 0.25937 | 1.2484 | 0.26837 | 1.0847
2 | 2037 | 2037-02-28 | 0.26139 | 1.1833 | 0.22368 | 1.1762 | 0.26234 | 1.3251 | 0.3657 | 1.9265 | 0.29928 | 1.7096 | 0.27829 | 1.74 | 0.24675 | 1.1071 | 0.21439 | 1.5287 | 0.24434 | 1.1713 | 0.26379 | 1.0632
3 | 2037 | 2037-03-01 | 0.2468 | 1.1362 | 0.2154 | 1.149 | 0.23945 | 1.2579 | 0.39718 | 2.1059 | 0.30519 | 1.7373 | 0.28275 | 1.8237 | 0.23395 | 1.0545 | 0.20043 | 1.4116 | 0.23497 | 1.1545 | 0.26551 | 1.0982
3 | 2037 | 2037-03-02 | 0.25499 | 1.1712 | 0.21995 | 1.182 | 0.2306 | 1.2155 | 0.40661 | 2.1645 | 0.31272 | 1.785 | 0.28637 | 1.851 | 0.23056 | 1.0427 | 0.22815 | 1.6152 | 0.25451 | 1.2544 | 0.27803 | 1.1494
3 | 2037 | 2037-03-03 | 0.26844 | 1.2284 | 0.21775 | 1.1695 | 0.23066 | 1.2168 | 0.40881 | 2.1744 | 0.31457 | 1.8007 | 0.2867 | 1.8538 | 0.23554 | 1.0658 | 0.23967 | 1.6942 | 0.2668 | 1.3164 | 0.2684 | 1.1112
3 | 2037 | 2037-03-04 | 0.27093 | 1.2385 | 0.22667 | 1.2161 | 0.24057 | 1.2686 | 0.40337 | 2.1452 | 0.30939 | 1.7682 | 0.28316 | 1.832 | 0.23703 | 1.0727 | 0.23097 | 1.6338 | 0.25009 | 1.2342 | 0.27312 | 1.1315
3 | 2037 | 2037-03-05 | 0.26715 | 1.2244 | 0.23244 | 1.2473 | 0.2417 | 1.2746 | 0.40711 | 2.1628 | 0.31216 | 1.7895 | 0.28437 | 1.8405 | 0.24664 | 1.116 | 0.23018 | 1.6285 | 0.25228 | 1.2452 | 0.26023 | 1.0778
3 | 2037 | 2037-03-06 | 0.263 | 1.2076 | 0.22891 | 1.2279 | 0.23355 | 1.232 | 0.40967 | 2.1741 | 0.31318 | 1.7979 | 0.28515 | 1.8463 | 0.23582 | 1.0676 | 0.23603 | 1.6686 | 0.25814 | 1.2751 | 0.25596 | 1.0607
3 | 2037 | 2037-03-07 | 0.25572 | 1.1769 | 0.21253 | 1.1319 | 0.23873 | 1.2554 | 0.39422 | 2.0823 | 0.30082 | 1.7245 | 0.27663 | 1.789 | 0.21872 | 0.9877 | 0.21308 | 1.4979 | 0.24782 | 1.2218 | 0.24671 | 1.0234
3 | 2037 | 2037-03-08 | 0.24186 | 1.1215 | 0.19973 | 1.0638 | 0.22157 | 1.1657 | 0.37446 | 1.9815 | 0.28766 | 1.6441 | 0.2645 | 1.7118 | 0.21596 | 0.9752 | 0.20277 | 1.4271 | 0.23687 | 1.1674 | 0.24953 | 1.0357
3 | 2037 | 2037-03-09 | 0.25878 | 1.1919 | 0.21535 | 1.1554 | 0.22797 | 1.2031 | 0.38761 | 2.0587 | 0.29777 | 1.7083 | 0.27013 | 1.7519 | 0.22759 | 1.0312 | 0.2233 | 1.5807 | 0.24221 | 1.1971 | 0.26352 | 1.0931
3 | 2037 | 2037-03-10 | 0.25278 | 1.1674 | 0.21342 | 1.145 | 0.2289 | 1.2081 | 0.38443 | 2.0414 | 0.29598 | 1.7007 | 0.26734 | 1.7345 | 0.22488 | 1.0196 | 0.22275 | 1.5769 | 0.24266 | 1.1998 | 0.25064 | 1.0393
3 | 2037 | 2037-03-11 | 0.25348 | 1.1705 | 0.21993 | 1.1785 | 0.23865 | 1.2592 | 0.37973 | 2.0159 | 0.29164 | 1.6741 | 0.26406 | 1.7143 | 0.22589 | 1.0243 | 0.22221 | 1.5729 | 0.24071 | 1.1907 | 0.26033 | 1.0802
3 | 2037 | 2037-03-12 | 0.24906 | 1.1531 | 0.21699 | 1.1638 | 0.23759 | 1.2538 | 0.37478 | 1.9895 | 0.28826 | 1.6555 | 0.26035 | 1.691 | 0.21759 | 0.98678 | 0.21856 | 1.5476 | 0.2355 | 1.1654 | 0.25628 | 1.0637
3 | 2037 | 2037-03-13 | 0.24042 | 1.1183 | 0.21129 | 1.1327 | 0.22439 | 1.1849 | 0.36879 | 1.9579 | 0.2841 | 1.632 | 0.25606 | 1.664 | 0.21708 | 0.98471 | 0.22021 | 1.5589 | 0.23917 | 1.1841 | 0.255 | 1.058
3 | 2037 | 2037-03-14 | 0.2375 | 1.1062 | 0.20015 | 1.0654 | 0.22256 | 1.1717 | 0.35475 | 1.8735 | 0.27374 | 1.5731 | 0.24802 | 1.6094 | 0.20977 | 0.94865 | 0.20236 | 1.4239 | 0.24088 | 1.1902 | 0.23506 | 0.97535
3 | 2037 | 2037-03-15 | 0.23572 | 1.0988 | 0.19835 | 1.055 | 0.21483 | 1.1315 | 0.34453 | 1.8206 | 0.26685 | 1.5323 | 0.24129 | 1.5667 | 0.20139 | 0.91123 | 0.20127 | 1.4163 | 0.24064 | 1.1895 | 0.238 | 0.98833
3 | 2037 | 2037-03-16 | 0.24573 | 1.1405 | 0.2111 | 1.1312 | 0.22141 | 1.17 | 0.36698 | 1.9442 | 0.28211 | 1.6272 | 0.25243 | 1.6422 | 0.21739 | 0.98684 | 0.22779 | 1.6103 | 0.24607 | 1.2206 | 0.24331 | 1.0117
3 | 2037 | 2037-03-17 | 0.2363 | 1.1026 | 0.20637 | 1.1067 | 0.21183 | 1.1202 | 0.36131 | 1.914 | 0.27789 | 1.6026 | 0.24837 | 1.6165 | 0.21062 | 0.95631 | 0.21902 | 1.5498 | 0.23476 | 1.1648 | 0.24093 | 1.0021
3 | 2037 | 2037-03-18 | 0.23356 | 1.0909 | 0.199 | 1.0666 | 0.20971 | 1.1094 | 0.35658 | 1.8886 | 0.27431 | 1.5822 | 0.24483 | 1.5943 | 0.21068 | 0.95685 | 0.21665 | 1.5329 | 0.22826 | 1.1334 | 0.22917 | 0.9536
3 | 2037 | 2037-03-19 | 0.22903 | 1.073 | 0.19576 | 1.0486 | 0.20802 | 1.1008 | 0.34378 | 1.8226 | 0.2653 | 1.5271 | 0.23671 | 1.5426 | 0.20063 | 0.91164 | 0.21015 | 1.488 | 0.22069 | 1.0962 | 0.22948 | 0.95463
3 | 2037 | 2037-03-20 | 0.22733 | 1.0666 | 0.18536 | 0.99371 | 0.19702 | 1.0437 | 0.33703 | 1.7872 | 0.26107 | 1.5038 | 0.23184 | 1.5115 | 0.19289 | 0.87666 | 0.21411 | 1.5152 | 0.22802 | 1.1331 | 0.22553 | 0.93832
3 | 2037 | 2037-03-21 | 0.22716 | 1.0648 | 0.18297 | 0.97278 | 0.1994 | 1.0527 | 0.32225 | 1.6987 | 0.24901 | 1.4319 | 0.22365 | 1.4561 | 0.19118 | 0.86587 | 0.19392 | 1.3633 | 0.22058 | 1.0945 | 0.22404 | 0.93394
3 | 2037 | 2037-03-22 | 0.2466 | 1.1437 | 0.19204 | 1.02 | 0.22483 | 1.1861 | 0.33781 | 1.7753 | 0.25852 | 1.4938 | 0.23177 | 1.5086 | 0.20861 | 0.94478 | 0.20059 | 1.4092 | 0.23151 | 1.1493 | 0.23666 | 0.98704
3 | 2037 | 2037-03-23 | 0.24943 | 1.1567 | 0.20656 | 1.1054 | 0.2332 | 1.2342 | 0.34638 | 1.8293 | 0.26544 | 1.5372 | 0.23475 | 1.5314 | 0.2121 | 0.9636 | 0.22414 | 1.5833 | 0.23886 | 1.1894 | 0.23342 | 0.97326
3 | 2037 | 2037-03-24 | 0.26125 | 1.2047 | 0.20481 | 1.0963 | 0.23078 | 1.222 | 0.33529 | 1.7721 | 0.25792 | 1.4922 | 0.22751 | 1.4851 | 0.21292 | 0.96728 | 0.2163 | 1.529 | 0.22715 | 1.1319 | 0.2171 | 0.9052
3 | 2037 | 2037-03-25 | 0.24665 | 1.1452 | 0.19562 | 1.0471 | 0.22107 | 1.1717 | 0.3311 | 1.7492 | 0.25409 | 1.469 | 0.22442 | 1.4656 | 0.20539 | 0.93343 | 0.21364 | 1.5107 | 0.22621 | 1.1276 | 0.22739 | 0.94863
3 | 2037 | 2037-03-26 | 0.23991 | 1.1183 | 0.19828 | 1.0608 | 0.22591 | 1.1976 | 0.32869 | 1.7356 | 0.25187 | 1.4568 | 0.22225 | 1.452 | 0.20024 | 0.91058 | 0.21351 | 1.5092 | 0.22338 | 1.1145 | 0.22701 | 0.94779
3 | 2037 | 2037-03-27 | 0.23288 | 1.0904 | 0.19268 | 1.0326 | 0.22002 | 1.1674 | 0.32323 | 1.7069 | 0.24866 | 1.4403 | 0.21808 | 1.4252 | 0.20096 | 0.91347 | 0.21571 | 1.5244 | 0.22933 | 1.1444 | 0.24203 | 1.0108
3 | 2037 | 2037-03-28 | 0.22351 | 1.051 | 0.17107 | 0.90826 | 0.19328 | 1.0242 | 0.30165 | 1.5849 | 0.2338 | 1.3538 | 0.20559 | 1.3416 | 0.18492 | 0.83769 | 0.1933 | 1.3573 | 0.22066 | 1.0995 | 0.22535 | 0.94119
3 | 2037 | 2037-03-29 | 0.21609 | 1.0216 | 0.16304 | 0.86607 | 0.18209 | 0.9664 | 0.28624 | 1.5059 | 0.223 | 1.2872 | 0.196 | 1.2802 | 0.17213 | 0.77992 | 0.18564 | 1.3045 | 0.21227 | 1.0582 | 0.20641 | 0.8627
3 | 2037 | 2037-03-30 | 0.21693 | 1.0256 | 0.16253 | 0.87212 | 0.18423 | 0.98208 | 0.29599 | 1.5659 | 0.23038 | 1.333 | 0.19975 | 1.3078 | 0.18455 | 0.83923 | 0.20232 | 1.4313 | 0.21035 | 1.0521 | 0.20295 | 0.84836
3 | 2037 | 2037-03-31 | 0.21584 | 1.0214 | 0.16859 | 0.9047 | 0.18775 | 1.0012 | 0.29807 | 1.5749 | 0.23116 | 1.3399 | 0.20016 | 1.3106 | 0.18209 | 0.82817 | 0.21253 | 1.5009 | 0.21977 | 1.1002 | 0.20975 | 0.87757
4 | 2037 | 2037-04-01 | 0.18503 | 0.89765 | 0.15041 | 0.79848 | 0.16107 | 0.84817 | 0.23937 | 1.2718 | 0.21244 | 1.1724 | 0.18366 | 1.1764 | 0.16002 | 0.70603 | 0.18212 | 1.3112 | 0.19362 | 0.97898 | 0.20319 | 0.85379
4 | 2037 | 2037-04-02 | 0.18559 | 0.89953 | 0.15137 | 0.80318 | 0.15974 | 0.84202 | 0.23551 | 1.2519 | 0.20929 | 1.155 | 0.18013 | 1.1542 | 0.1582 | 0.69805 | 0.17678 | 1.2727 | 0.18533 | 0.93776 | 0.19429 | 0.81648
4 | 2037 | 2037-04-03 | 0.18882 | 0.91257 | 0.14489 | 0.76988 | 0.15392 | 0.81372 | 0.23111 | 1.2298 | 0.20569 | 1.1349 | 0.17604 | 1.1287 | 0.15537 | 0.68577 | 0.17567 | 1.2663 | 0.18885 | 0.95602 | 0.18792 | 0.79019
4 | 2037 | 2037-04-04 | 0.18199 | 0.88404 | 0.13567 | 0.71235 | 0.15403 | 0.81 | 0.21682 | 1.1442 | 0.19609 | 1.0765 | 0.16911 | 1.079 | 0.14663 | 0.64234 | 0.1591 | 1.1405 | 0.18649 | 0.94331 | 0.19047 | 0.80246
4 | 2037 | 2037-04-05 | 0.18389 | 0.89184 | 0.13496 | 0.7087 | 0.15712 | 0.82732 | 0.21455 | 1.1315 | 0.19438 | 1.0674 | 0.16717 | 1.0664 | 0.15504 | 0.67752 | 0.15544 | 1.1154 | 0.18502 | 0.93633 | 0.1965 | 0.82851
4 | 2037 | 2037-04-06 | 0.19096 | 0.9222 | 0.14917 | 0.7924 | 0.16454 | 0.87063 | 0.22802 | 1.2104 | 0.20467 | 1.1299 | 0.17362 | 1.1104 | 0.16227 | 0.71389 | 0.18006 | 1.2963 | 0.19156 | 0.97249 | 0.20582 | 0.86728
4 | 2037 | 2037-04-07 | 0.18595 | 0.90242 | 0.14211 | 0.75542 | 0.15495 | 0.82253 | 0.22024 | 1.1682 | 0.19596 | 1.0846 | 0.16712 | 1.0723 | 0.15622 | 0.68796 | 0.17693 | 1.2734 | 0.18605 | 0.94545 | 0.20559 | 0.86702
4 | 2037 | 2037-04-08 | 0.17683 | 0.86479 | 0.14335 | 0.76207 | 0.14795 | 0.78811 | 0.21326 | 1.1328 | 0.1892 | 1.048 | 0.16085 | 1.0344 | 0.15325 | 0.67501 | 0.16567 | 1.1924 | 0.16964 | 0.863 | 0.19954 | 0.84164
4 | 2037 | 2037-04-09 | 0.18059 | 0.87974 | 0.14328 | 0.76165 | 0.15226 | 0.81099 | 0.20871 | 1.109 | 0.18495 | 1.0252 | 0.15689 | 1.0101 | 0.14809 | 0.65289 | 0.17086 | 1.2285 | 0.17363 | 0.88435 | 0.18478 | 0.7799
4 | 2037 | 2037-04-10 | 0.18222 | 0.88704 | 0.14531 | 0.77261 | 0.14954 | 0.79726 | 0.20991 | 1.113 | 0.18675 | 1.0357 | 0.1583 | 1.0172 | 0.14965 | 0.65917 | 0.1724 | 1.2426 | 0.18544 | 0.94437 | 0.20273 | 0.85664
4 | 2037 | 2037-04-11 | 0.17158 | 0.84181 | 0.1345 | 0.70651 | 0.15657 | 0.82935 | 0.19875 | 1.0441 | 0.1809 | 0.99711 | 0.15413 | 0.98325 | 0.15131 | 0.65955 | 0.15488 | 1.1088 | 0.17783 | 0.90532 | 0.18739 | 0.79289
4 | 2037 | 2037-04-12 | 0.16889 | 0.83147 | 0.13293 | 0.69896 | 0.14424 | 0.76758 | 0.18932 | 0.9974 | 0.17172 | 0.9469 | 0.14555 | 0.93176 | 0.14654 | 0.63901 | 0.15121 | 1.0836 | 0.17625 | 0.89786 | 0.18792 | 0.79574
4 | 2037 | 2037-04-13 | 0.17218 | 0.84684 | 0.13528 | 0.72067 | 0.14354 | 0.76961 | 0.20061 | 1.0633 | 0.17862 | 0.99285 | 0.15053 | 0.96837 | 0.1512 | 0.6645 | 0.16887 | 1.217 | 0.18027 | 0.92065 | 0.18783 | 0.79489
4 | 2037 | 2037-04-14 | 0.1784 | 0.87137 | 0.13858 | 0.7381 | 0.15367 | 0.82282 | 0.20387 | 1.0792 | 0.18322 | 1.0176 | 0.15362 | 0.98473 | 0.1519 | 0.66714 | 0.17716 | 1.2729 | 0.18155 | 0.92884 | 0.18986 | 0.80389
4 | 2037 | 2037-04-15 | 0.17595 | 0.86048 | 0.14017 | 0.74756 | 0.15113 | 0.81222 | 0.20106 | 1.0672 | 0.18202 | 1.0094 | 0.15078 | 0.96595 | 0.15532 | 0.68121 | 0.18098 | 1.3005 | 0.18779 | 0.9613 | 0.18982 | 0.80371
4 | 2037 | 2037-04-16 | 0.17716 | 0.86558 | 0.14232 | 0.75897 | 0.1575 | 0.84499 | 0.20014 | 1.0604 | 0.18121 | 1.0064 | 0.15046 | 0.96341 | 0.15234 | 0.66832 | 0.17517 | 1.262 | 0.18914 | 0.96824 | 0.19163 | 0.81201
4 | 2037 | 2037-04-17 | 0.16959 | 0.83522 | 0.13473 | 0.71983 | 0.15353 | 0.82646 | 0.19491 | 1.033 | 0.1759 | 0.9785 | 0.14611 | 0.9373 | 0.14492 | 0.63662 | 0.16641 | 1.1976 | 0.17165 | 0.88069 | 0.17785 | 0.75439
4 | 2037 | 2037-04-18 | 0.1603 | 0.79617 | 0.11741 | 0.62016 | 0.1329 | 0.71749 | 0.16878 | 0.88884 | 0.153 | 0.84868 | 0.12866 | 0.82714 | 0.13632 | 0.59377 | 0.13949 | 0.99841 | 0.1565 | 0.80293 | 0.1593 | 0.67729
4 | 2037 | 2037-04-19 | 0.16689 | 0.82336 | 0.12098 | 0.6392 | 0.13371 | 0.72349 | 0.17073 | 0.89835 | 0.15611 | 0.86552 | 0.13063 | 0.83722 | 0.13719 | 0.597 | 0.14594 | 1.0441 | 0.164 | 0.84202 | 0.16375 | 0.6967
4 | 2037 | 2037-04-20 | 0.16894 | 0.83242 | 0.13166 | 0.70488 | 0.14616 | 0.79281 | 0.18625 | 0.98791 | 0.16856 | 0.94003 | 0.13915 | 0.89371 | 0.14703 | 0.64445 | 0.16783 | 1.2063 | 0.16909 | 0.87062 | 0.17842 | 0.75806
4 | 2037 | 2037-04-21 | 0.1607 | 0.79968 | 0.13 | 0.6966 | 0.13732 | 0.74898 | 0.17839 | 0.94716 | 0.16015 | 0.89581 | 0.13256 | 0.85497 | 0.14771 | 0.64692 | 0.16558 | 1.1907 | 0.16735 | 0.86255 | 0.17442 | 0.74164
4 | 2037 | 2037-04-22 | 0.15786 | 0.78818 | 0.11987 | 0.64453 | 0.13118 | 0.71932 | 0.16853 | 0.89724 | 0.1498 | 0.84067 | 0.12404 | 0.80485 | 0.1396 | 0.61232 | 0.15538 | 1.1201 | 0.16051 | 0.82806 | 0.16762 | 0.71356
4 | 2037 | 2037-04-23 | 0.1545 | 0.77499 | 0.11837 | 0.63724 | 0.13102 | 0.71949 | 0.16977 | 0.90273 | 0.15184 | 0.85228 | 0.12555 | 0.81271 | 0.13264 | 0.58266 | 0.16017 | 1.1544 | 0.167 | 0.86193 | 0.16883 | 0.71895
4 | 2037 | 2037-04-24 | 0.15419 | 0.77372 | 0.12044 | 0.64881 | 0.12462 | 0.68819 | 0.17082 | 0.90828 | 0.15403 | 0.8641 | 0.12676 | 0.81854 | 0.13369 | 0.58677 | 0.15737 | 1.1341 | 0.16216 | 0.83827 | 0.17239 | 0.73435
4 | 2037 | 2037-04-25 | 0.14763 | 0.74596 | 0.10654 | 0.56755 | 0.11924 | 0.65743 | 0.15138 | 0.79739 | 0.13838 | 0.7738 | 0.11555 | 0.74492 | 0.12423 | 0.54033 | 0.13425 | 0.96135 | 0.14964 | 0.77411 | 0.15496 | 0.66229
4 | 2037 | 2037-04-26 | 0.14835 | 0.74899 | 0.10504 | 0.55996 | 0.11494 | 0.63606 | 0.14208 | 0.75035 | 0.1286 | 0.72188 | 0.10761 | 0.69839 | 0.12195 | 0.53042 | 0.12792 | 0.91884 | 0.14895 | 0.77084 | 0.14946 | 0.6396
4 | 2037 | 2037-04-27 | 0.1509 | 0.76084 | 0.11476 | 0.62077 | 0.12288 | 0.68279 | 0.1561 | 0.83179 | 0.13895 | 0.78594 | 0.11508 | 0.74954 | 0.12886 | 0.56551 | 0.14937 | 1.0787 | 0.15552 | 0.80686 | 0.16586 | 0.70829
4 | 2037 | 2037-04-28 | 0.14261 | 0.72682 | 0.11156 | 0.60514 | 0.12163 | 0.67823 | 0.15473 | 0.82632 | 0.13876 | 0.78448 | 0.11399 | 0.74197 | 0.12639 | 0.55485 | 0.15458 | 1.1137 | 0.15571 | 0.80927 | 0.15303 | 0.65424
4 | 2037 | 2037-04-29 | 0.12832 | 0.66989 | 0.10146 | 0.55303 | 0.10972 | 0.61934 | 0.14371 | 0.76849 | 0.12612 | 0.71879 | 0.10499 | 0.69041 | 0.11595 | 0.51045 | 0.13953 | 1.0075 | 0.1387 | 0.72346 | 0.14367 | 0.61507
4 | 2037 | 2037-04-30 | 0.10852 | 0.58945 | 0.087542 | 0.48124 | 0.092151 | 0.53096 | 0.13109 | 0.70588 | 0.11293 | 0.64806 | 0.093985 | 0.62611 | 0.095692 | 0.4247 | 0.1367 | 0.98673 | 0.13265 | 0.69385 | 0.13641 | 0.58482
5 | 2037 | 2037-05-01 | 0.097416 | 0.5454 | 0.075909 | 0.42568 | 0.084874 | 0.51524 | 0.11567 | 0.63668 | 0.10846 | 0.63348 | 0.08411 | 0.57407 | 0.082501 | 0.37633 | 0.13031 | 0.92963 | 0.11246 | 0.60626 | 0.11144 | 0.48468
5 | 2037 | 2037-05-02 | 0.092992 | 0.52673 | 0.064971 | 0.3598 | 0.079118 | 0.48648 | 0.09853 | 0.53827 | 0.095537 | 0.55773 | 0.074979 | 0.51274 | 0.071429 | 0.32328 | 0.1064 | 0.75273 | 0.10392 | 0.56215 | 0.10578 | 0.46318
5 | 2037 | 2037-05-03 | 0.10054 | 0.55817 | 0.064138 | 0.35713 | 0.079042 | 0.48863 | 0.09617 | 0.5267 | 0.093534 | 0.5478 | 0.073344 | 0.50309 | 0.071879 | 0.32528 | 0.10652 | 0.75379 | 0.10512 | 0.5697 | 0.10071 | 0.44098
5 | 2037 | 2037-05-04 | 0.1173 | 0.62825 | 0.078706 | 0.44403 | 0.08698 | 0.53491 | 0.10945 | 0.6049 | 0.10436 | 0.61435 | 0.08053 | 0.55257 | 0.086762 | 0.39548 | 0.1294 | 0.92299 | 0.11433 | 0.61959 | 0.11526 | 0.50306
5 | 2037 | 2037-05-05 | 0.12252 | 0.65014 | 0.079787 | 0.45182 | 0.087416 | 0.54025 | 0.10742 | 0.59428 | 0.10283 | 0.60675 | 0.079329 | 0.54518 | 0.091448 | 0.41662 | 0.12796 | 0.91408 | 0.11285 | 0.61255 | 0.11226 | 0.49006
5 | 2037 | 2037-05-06 | 0.12124 | 0.64488 | 0.077724 | 0.44306 | 0.085854 | 0.5337 | 0.10475 | 0.581 | 0.099506 | 0.58854 | 0.077016 | 0.53102 | 0.093816 | 0.42734 | 0.12577 | 0.90019 | 0.11015 | 0.59882 | 0.11201 | 0.48934
5 | 2037 | 2037-05-07 | 0.11125 | 0.60397 | 0.077039 | 0.44068 | 0.084223 | 0.52618 | 0.10197 | 0.56761 | 0.096002 | 0.56949 | 0.074566 | 0.51632 | 0.087618 | 0.39955 | 0.12774 | 0.91571 | 0.1141 | 0.6213 | 0.11344 | 0.49631
5 | 2037 | 2037-05-08 | 0.10975 | 0.59814 | 0.074014 | 0.42213 | 0.082353 | 0.51588 | 0.10004 | 0.55688 | 0.094171 | 0.55952 | 0.073354 | 0.50839 | 0.084698 | 0.38673 | 0.12274 | 0.87956 | 0.10765 | 0.58731 | 0.11466 | 0.50175
5 | 2037 | 2037-05-09 | 0.099115 | 0.55383 | 0.059931 | 0.33992 | 0.073593 | 0.46809 | 0.08349 | 0.4585 | 0.08085 | 0.47896 | 0.064574 | 0.44705 | 0.074083 | 0.3358 | 0.096572 | 0.68744 | 0.095581 | 0.52402 | 0.09557 | 0.42055
5 | 2037 | 2037-05-10 | 0.098411 | 0.55073 | 0.060028 | 0.34374 | 0.071159 | 0.45656 | 0.08097 | 0.44887 | 0.079241 | 0.47334 | 0.063026 | 0.44019 | 0.069197 | 0.31385 | 0.095464 | 0.68071 | 0.09488 | 0.52122 | 0.096104 | 0.42364
5 | 2037 | 2037-05-11 | 0.10384 | 0.57436 | 0.069855 | 0.40517 | 0.07814 | 0.49766 | 0.094191 | 0.52888 | 0.090415 | 0.54345 | 0.070351 | 0.49231 | 0.078764 | 0.36065 | 0.1183 | 0.84953 | 0.10431 | 0.57226 | 0.10985 | 0.48146
5 | 2037 | 2037-05-12 | 0.10264 | 0.56968 | 0.071137 | 0.41388 | 0.081342 | 0.51976 | 0.091934 | 0.51903 | 0.088578 | 0.53521 | 0.068921 | 0.485 | 0.081886 | 0.37458 | 0.11941 | 0.85749 | 0.10748 | 0.59053 | 0.10423 | 0.4571
5 | 2037 | 2037-05-13 | 0.10161 | 0.56557 | 0.069843 | 0.40789 | 0.078109 | 0.50167 | 0.089863 | 0.5083 | 0.08622 | 0.52239 | 0.067439 | 0.47594 | 0.075628 | 0.34673 | 0.11631 | 0.83596 | 0.1039 | 0.57215 | 0.10435 | 0.45783
5 | 2037 | 2037-05-14 | 0.091137 | 0.52257 | 0.070166 | 0.41145 | 0.076151 | 0.49221 | 0.087731 | 0.49863 | 0.084327 | 0.51344 | 0.066085 | 0.4688 | 0.073516 | 0.33761 | 0.11305 | 0.81445 | 0.099744 | 0.55053 | 0.10126 | 0.44453
5 | 2037 | 2037-05-15 | 0.086689 | 0.50487 | 0.069079 | 0.40564 | 0.075728 | 0.49142 | 0.085975 | 0.48779 | 0.081815 | 0.49836 | 0.064779 | 0.45958 | 0.071602 | 0.32937 | 0.11222 | 0.80765 | 0.1002 | 0.55413 | 0.10607 | 0.46481
5 | 2037 | 2037-05-16 | 0.083411 | 0.49102 | 0.057155 | 0.33403 | 0.065676 | 0.43506 | 0.069951 | 0.39322 | 0.070098 | 0.42839 | 0.056986 | 0.40568 | 0.061211 | 0.27968 | 0.086659 | 0.62039 | 0.08915 | 0.49635 | 0.091022 | 0.40203
5 | 2037 | 2037-05-17 | 0.083128 | 0.49028 | 0.054937 | 0.32341 | 0.063577 | 0.42416 | 0.067874 | 0.38091 | 0.066452 | 0.4064 | 0.055032 | 0.39238 | 0.059172 | 0.27089 | 0.082052 | 0.58912 | 0.082977 | 0.46382 | 0.086193 | 0.38149
5 | 2037 | 2037-05-18 | 0.088242 | 0.51236 | 0.06458 | 0.38443 | 0.067965 | 0.449 | 0.080742 | 0.45971 | 0.07612 | 0.46747 | 0.061557 | 0.43985 | 0.066427 | 0.30742 | 0.10659 | 0.7728 | 0.094489 | 0.52609 | 0.092068 | 0.40475
5 | 2037 | 2037-05-19 | 0.086516 | 0.50518 | 0.063021 | 0.37906 | 0.066941 | 0.44586 | 0.078428 | 0.44752 | 0.072247 | 0.44501 | 0.059342 | 0.42592 | 0.063477 | 0.29456 | 0.10719 | 0.77846 | 0.096611 | 0.53864 | 0.096673 | 0.42567
5 | 2037 | 2037-05-20 | 0.077859 | 0.46995 | 0.060643 | 0.36744 | 0.065876 | 0.4413 | 0.076987 | 0.44228 | 0.072417 | 0.44929 | 0.059234 | 0.42772 | 0.06641 | 0.30806 | 0.10521 | 0.76451 | 0.095019 | 0.53108 | 0.098799 | 0.43505
5 | 2037 | 2037-05-21 | 0.078967 | 0.47506 | 0.061027 | 0.3697 | 0.066346 | 0.44542 | 0.075396 | 0.43264 | 0.069984 | 0.43481 | 0.058061 | 0.41972 | 0.063279 | 0.2945 | 0.10061 | 0.73096 | 0.089551 | 0.5025 | 0.091295 | 0.40184
5 | 2037 | 2037-05-22 | 0.076434 | 0.46493 | 0.060363 | 0.36752 | 0.06621 | 0.44636 | 0.074287 | 0.42664 | 0.069627 | 0.43398 | 0.057992 | 0.41987 | 0.060596 | 0.28298 | 0.10162 | 0.73929 | 0.092409 | 0.51908 | 0.094393 | 0.41576
5 | 2037 | 2037-05-23 | 0.074974 | 0.45886 | 0.050312 | 0.30592 | 0.057632 | 0.39927 | 0.057875 | 0.33363 | 0.057881 | 0.36625 | 0.049874 | 0.36674 | 0.047387 | 0.2209 | 0.075593 | 0.54752 | 0.08101 | 0.45951 | 0.084444 | 0.37452
5 | 2037 | 2037-05-24 | 0.075642 | 0.46181 | 0.049411 | 0.30408 | 0.058697 | 0.40808 | 0.05596 | 0.32443 | 0.055245 | 0.35197 | 0.048368 | 0.35825 | 0.050037 | 0.23321 | 0.073335 | 0.53394 | 0.078316 | 0.44589 | 0.082079 | 0.36479
5 | 2037 | 2037-05-25 | 0.07821 | 0.47382 | 0.061021 | 0.37554 | 0.064164 | 0.43967 | 0.069201 | 0.40396 | 0.064679 | 0.41056 | 0.055032 | 0.40581 | 0.065591 | 0.30698 | 0.094478 | 0.69111 | 0.085101 | 0.48262 | 0.089574 | 0.39553
5 | 2037 | 2037-05-26 | 0.073665 | 0.45556 | 0.061193 | 0.37772 | 0.065179 | 0.44755 | 0.068197 | 0.39806 | 0.063958 | 0.40705 | 0.054867 | 0.40504 | 0.063793 | 0.29961 | 0.092831 | 0.68018 | 0.083836 | 0.47684 | 0.089259 | 0.39423
5 | 2037 | 2037-05-27 | 0.076745 | 0.46829 | 0.059102 | 0.36784 | 0.06401 | 0.44216 | 0.06619 | 0.39014 | 0.061662 | 0.39608 | 0.053384 | 0.39812 | 0.063103 | 0.29715 | 0.091216 | 0.66938 | 0.082633 | 0.47142 | 0.091452 | 0.40389
5 | 2037 | 2037-05-28 | 0.076362 | 0.46699 | 0.058409 | 0.36558 | 0.062562 | 0.43487 | 0.064964 | 0.38405 | 0.060531 | 0.39067 | 0.052882 | 0.3959 | 0.058855 | 0.27876 | 0.091319 | 0.67099 | 0.084085 | 0.48042 | 0.091743 | 0.40535
5 | 2037 | 2037-05-29 | 0.077433 | 0.47221 | 0.060312 | 0.37783 | 0.066088 | 0.45856 | 0.063827 | 0.37899 | 0.059891 | 0.38869 | 0.052609 | 0.39566 | 0.061569 | 0.2915 | 0.091753 | 0.6752 | 0.085975 | 0.49181 | 0.095017 | 0.42
5 | 2037 | 2037-05-30 | 0.066124 | 0.42485 | 0.04553 | 0.29265 | 0.051319 | 0.37356 | 0.047178 | 0.28437 | 0.046368 | 0.3095 | 0.043584 | 0.33636 | 0.04809 | 0.22826 | 0.067016 | 0.49415 | 0.076084 | 0.44043 | 0.079499 | 0.35579
5 | 2037 | 2037-05-31 | 0.062763 | 0.41151 | 0.044561 | 0.28846 | 0.050814 | 0.37177 | 0.046333 | 0.27917 | 0.045518 | 0.30496 | 0.043415 | 0.33552 | 0.045168 | 0.21593 | 0.065476 | 0.48392 | 0.074905 | 0.43517 | 0.079805 | 0.35732
6 | 2037 | 2037-06-01 | 0.061368 | 0.40411 | 0.050723 | 0.33899 | 0.052836 | 0.38992 | 0.061275 | 0.38676 | 0.056065 | 0.38268 | 0.047872 | 0.3767 | 0.044822 | 0.21967 | 0.086043 | 0.65007 | 0.072141 | 0.4237 | 0.079235 | 0.35726
6 | 2037 | 2037-06-02 | 0.06961 | 0.43908 | 0.052227 | 0.35126 | 0.053477 | 0.39632 | 0.060943 | 0.38755 | 0.056077 | 0.38521 | 0.047695 | 0.3771 | 0.045552 | 0.2243 | 0.086525 | 0.65679 | 0.074915 | 0.44273 | 0.081346 | 0.36716
6 | 2037 | 2037-06-03 | 0.071334 | 0.44683 | 0.05303 | 0.35887 | 0.053716 | 0.39892 | 0.059193 | 0.37784 | 0.054734 | 0.37899 | 0.047412 | 0.37733 | 0.048536 | 0.24049 | 0.085543 | 0.65144 | 0.076149 | 0.45212 | 0.083893 | 0.37892
6 | 2037 | 2037-06-04 | 0.072286 | 0.45128 | 0.054984 | 0.37444 | 0.058473 | 0.43256 | 0.05806 | 0.37278 | 0.054102 | 0.3777 | 0.047277 | 0.37861 | 0.0471 | 0.23373 | 0.08492 | 0.64854 | 0.076776 | 0.45752 | 0.083906 | 0.37918
6 | 2037 | 2037-06-05 | 0.071259 | 0.44728 | 0.05348 | 0.36575 | 0.055546 | 0.41431 | 0.057091 | 0.36729 | 0.052835 | 0.36992 | 0.046804 | 0.37596 | 0.046471 | 0.2314 | 0.084401 | 0.64618 | 0.076918 | 0.45977 | 0.082342 | 0.3722
6 | 2037 | 2037-06-06 | 0.061101 | 0.40541 | 0.040854 | 0.29023 | 0.046643 | 0.36503 | 0.041429 | 0.27792 | 0.04186 | 0.30769 | 0.039414 | 0.32801 | 0.036859 | 0.18708 | 0.058689 | 0.45442 | 0.064349 | 0.39043 | 0.069028 | 0.31685
6 | 2037 | 2037-06-07 | 0.06047 | 0.40262 | 0.041997 | 0.29963 | 0.050257 | 0.39118 | 0.041498 | 0.28042 | 0.041898 | 0.30918 | 0.039248 | 0.32772 | 0.036356 | 0.18479 | 0.058002 | 0.45011 | 0.063248 | 0.38471 | 0.069263 | 0.31854
6 | 2037 | 2037-06-08 | 0.060237 | 0.40267 | 0.050304 | 0.34868 | 0.052312 | 0.3971 | 0.055168 | 0.35982 | 0.051234 | 0.36434 | 0.046253 | 0.37614 | 0.044345 | 0.22345 | 0.080945 | 0.62239 | 0.073378 | 0.44136 | 0.079849 | 0.3625
6 | 2037 | 2037-06-09 | 0.058882 | 0.39726 | 0.050653 | 0.35265 | 0.050166 | 0.38388 | 0.055133 | 0.36166 | 0.051338 | 0.3667 | 0.046207 | 0.37706 | 0.044445 | 0.22502 | 0.080342 | 0.61938 | 0.073612 | 0.4443 | 0.082312 | 0.37379
6 | 2037 | 2037-06-10 | 0.050254 | 0.36211 | 0.048506 | 0.33958 | 0.050172 | 0.38507 | 0.054265 | 0.3569 | 0.050434 | 0.36192 | 0.046002 | 0.37678 | 0.042433 | 0.2159 | 0.078124 | 0.60249 | 0.071027 | 0.42935 | 0.078365 | 0.35633
6 | 2037 | 2037-06-11 | 0.050546 | 0.36371 | 0.049529 | 0.34826 | 0.051358 | 0.39424 | 0.053398 | 0.35155 | 0.049278 | 0.35474 | 0.045696 | 0.37533 | 0.04204 | 0.21466 | 0.077085 | 0.59462 | 0.068343 | 0.41353 | 0.077323 | 0.35183
6 | 2037 | 2037-06-12 | 0.050068 | 0.36201 | 0.048905 | 0.34503 | 0.049665 | 0.38449 | 0.053004 | 0.35019 | 0.048894 | 0.35346 | 0.045613 | 0.37585 | 0.041151 | 0.21056 | 0.077204 | 0.59721 | 0.068721 | 0.41729 | 0.077986 | 0.35542
6 | 2037 | 2037-06-13 | 0.042995 | 0.33191 | 0.037502 | 0.27715 | 0.04142 | 0.34004 | 0.038253 | 0.26488 | 0.037811 | 0.28743 | 0.038002 | 0.32418 | 0.03019 | 0.15866 | 0.052549 | 0.41423 | 0.057535 | 0.35679 | 0.066231 | 0.30734
6 | 2037 | 2037-06-14 | 0.037982 | 0.31245 | 0.035729 | 0.26759 | 0.040017 | 0.33006 | 0.037071 | 0.25712 | 0.036451 | 0.27915 | 0.037773 | 0.32357 | 0.029739 | 0.15855 | 0.050453 | 0.39938 | 0.057186 | 0.35636 | 0.064854 | 0.30079
6 | 2037 | 2037-06-15 | 0.048084 | 0.35517 | 0.047298 | 0.33913 | 0.04863 | 0.37971 | 0.051283 | 0.34108 | 0.046978 | 0.34379 | 0.045304 | 0.37674 | 0.039333 | 0.20466 | 0.072542 | 0.56341 | 0.064202 | 0.39319 | 0.073946 | 0.33816
6 | 2037 | 2037-06-16 | 0.048189 | 0.35636 | 0.046353 | 0.33389 | 0.048073 | 0.37742 | 0.052205 | 0.34939 | 0.048071 | 0.35257 | 0.045527 | 0.3793 | 0.039308 | 0.20594 | 0.073042 | 0.56882 | 0.06444 | 0.39604 | 0.074189 | 0.3401
6 | 2037 | 2037-06-17 | 0.043741 | 0.33797 | 0.046553 | 0.33654 | 0.047866 | 0.37693 | 0.051653 | 0.34635 | 0.047512 | 0.34996 | 0.045504 | 0.38024 | 0.039486 | 0.20792 | 0.072653 | 0.56668 | 0.063309 | 0.39024 | 0.073537 | 0.33732
6 | 2037 | 2037-06-18 | 0.043513 | 0.3377 | 0.047023 | 0.34088 | 0.047665 | 0.37643 | 0.050829 | 0.34106 | 0.04661 | 0.34488 | 0.045427 | 0.38076 | 0.039671 | 0.20995 | 0.072142 | 0.56408 | 0.063146 | 0.39075 | 0.074541 | 0.34232
6 | 2037 | 2037-06-19 | 0.044978 | 0.3441 | 0.046701 | 0.3403 | 0.047502 | 0.37619 | 0.050675 | 0.34087 | 0.046483 | 0.34516 | 0.045493 | 0.38225 | 0.03881 | 0.20706 | 0.071713 | 0.56232 | 0.063401 | 0.39397 | 0.07393 | 0.33986
6 | 2037 | 2037-06-20 | 0.037815 | 0.31495 | 0.034238 | 0.26592 | 0.038626 | 0.32576 | 0.035631 | 0.25328 | 0.035374 | 0.27957 | 0.038081 | 0.33252 | 0.02842 | 0.1575 | 0.04853 | 0.39212 | 0.05518 | 0.35247 | 0.062352 | 0.2922
6 | 2037 | 2037-06-21 | 0.036437 | 0.31024 | 0.033167 | 0.26034 | 0.037918 | 0.32101 | 0.034856 | 0.24826 | 0.034588 | 0.27537 | 0.038076 | 0.33361 | 0.027955 | 0.15686 | 0.047762 | 0.38806 | 0.056061 | 0.35985 | 0.06385 | 0.29951
6 | 2037 | 2037-06-22 | 0.039956 | 0.32552 | 0.045666 | 0.33731 | 0.046421 | 0.37038 | 0.049866 | 0.33734 | 0.045807 | 0.3441 | 0.045736 | 0.38718 | 0.039508 | 0.21417 | 0.071969 | 0.56967 | 0.065729 | 0.41351 | 0.074477 | 0.3441
6 | 2037 | 2037-06-23 | 0.041441 | 0.33199 | 0.045402 | 0.33682 | 0.046471 | 0.37167 | 0.050563 | 0.34309 | 0.046498 | 0.34957 | 0.045923 | 0.38914 | 0.039281 | 0.21332 | 0.071324 | 0.56537 | 0.064315 | 0.40605 | 0.074256 | 0.34333
6 | 2037 | 2037-06-24 | 0.037319 | 0.31556 | 0.044827 | 0.33433 | 0.045936 | 0.3682 | 0.049966 | 0.33891 | 0.045752 | 0.34518 | 0.045893 | 0.3897 | 0.037852 | 0.20771 | 0.070269 | 0.55777 | 0.062652 | 0.39709 | 0.073543 | 0.3404
6 | 2037 | 2037-06-25 | 0.03685 | 0.31442 | 0.044289 | 0.33204 | 0.045436 | 0.36497 | 0.049598 | 0.33618 | 0.045145 | 0.34143 | 0.045851 | 0.38991 | 0.038341 | 0.21134 | 0.070951 | 0.56496 | 0.063769 | 0.40575 | 0.072458 | 0.33605
6 | 2037 | 2037-06-26 | 0.038668 | 0.32261 | 0.043903 | 0.33068 | 0.045329 | 0.36489 | 0.049098 | 0.33347 | 0.044943 | 0.34186 | 0.046056 | 0.39289 | 0.037874 | 0.21079 | 0.070147 | 0.55923 | 0.061997 | 0.39605 | 0.075485 | 0.35051
6 | 2037 | 2037-06-27 | 0.031636 | 0.29295 | 0.032138 | 0.26071 | 0.036832 | 0.31724 | 0.035268 | 0.25372 | 0.034686 | 0.28068 | 0.038652 | 0.34206 | 0.027173 | 0.15996 | 0.04704 | 0.38957 | 0.053781 | 0.35469 | 0.063208 | 0.29958
6 | 2037 | 2037-06-28 | 0.030409 | 0.28856 | 0.032478 | 0.26394 | 0.036727 | 0.31712 | 0.035617 | 0.25633 | 0.034882 | 0.28239 | 0.038741 | 0.34307 | 0.027503 | 0.16204 | 0.047415 | 0.39333 | 0.052806 | 0.34993 | 0.06171 | 0.29364
6 | 2037 | 2037-06-29 | 0.035675 | 0.31144 | 0.04373 | 0.33274 | 0.044949 | 0.36398 | 0.050146 | 0.34128 | 0.045528 | 0.34698 | 0.046321 | 0.39594 | 0.038993 | 0.21948 | 0.07063 | 0.56686 | 0.061629 | 0.39845 | 0.073209 | 0.34219
6 | 2037 | 2037-06-30 | 0.035509 | 0.31141 | 0.043294 | 0.33096 | 0.044648 | 0.36222 | 0.049909 | 0.33942 | 0.045115 | 0.3446 | 0.046326 | 0.39646 | 0.037663 | 0.21377 | 0.069687 | 0.55986 | 0.059488 | 0.38645 | 0.072569 | 0.33994
7 | 2037 | 2037-07-01 | 0.029905 | 0.29922 | 0.040253 | 0.32347 | 0.043152 | 0.3592 | 0.055858 | 0.38507 | 0.044607 | 0.35187 | 0.04733 | 0.42783 | 0.034593 | 0.207 | 0.065512 | 0.52807 | 0.058695 | 0.38938 | 0.069001 | 0.32175
7 | 2037 | 2037-07-02 | 0.030228 | 0.30213 | 0.040038 | 0.32467 | 0.043258 | 0.36324 | 0.057467 | 0.39739 | 0.04526 | 0.35847 | 0.047666 | 0.43424 | 0.03409 | 0.20632 | 0.065638 | 0.53061 | 0.058619 | 0.39084 | 0.068667 | 0.32075
7 | 2037 | 2037-07-03 | 0.029632 | 0.29975 | 0.039821 | 0.3248 | 0.043006 | 0.36144 | 0.058936 | 0.40858 | 0.045858 | 0.36447 | 0.047965 | 0.43994 | 0.033718 | 0.20816 | 0.06567 | 0.53202 | 0.058241 | 0.39018 | 0.070619 | 0.33131
7 | 2037 | 2037-07-04 | 0.021535 | 0.2653 | 0.027962 | 0.25151 | 0.03411 | 0.30851 | 0.04167 | 0.30249 | 0.033849 | 0.28852 | 0.040007 | 0.37865 | 0.023401 | 0.15953 | 0.042273 | 0.35957 | 0.049138 | 0.34226 | 0.058346 | 0.28018
7 | 2037 | 2037-07-05 | 0.020789 | 0.26219 | 0.027738 | 0.25125 | 0.033885 | 0.30717 | 0.042222 | 0.30652 | 0.034068 | 0.29073 | 0.040112 | 0.38048 | 0.02391 | 0.15925 | 0.042341 | 0.36116 | 0.048659 | 0.34126 | 0.057648 | 0.27756
7 | 2037 | 2037-07-06 | 0.027327 | 0.29027 | 0.039158 | 0.32109 | 0.042131 | 0.35412 | 0.056634 | 0.39005 | 0.044864 | 0.3551 | 0.047547 | 0.4302 | 0.034276 | 0.20966 | 0.065895 | 0.53727 | 0.057056 | 0.38785 | 0.068291 | 0.3222
7 | 2037 | 2037-07-07 | 0.027372 | 0.29158 | 0.038927 | 0.32074 | 0.042057 | 0.35525 | 0.057369 | 0.39545 | 0.045159 | 0.35796 | 0.047658 | 0.4324 | 0.034183 | 0.21023 | 0.066004 | 0.53922 | 0.056587 | 0.38681 | 0.067405 | 0.3186
7 | 2037 | 2037-07-08 | 0.025672 | 0.28291 | 0.038698 | 0.31829 | 0.0417 | 0.3518 | 0.057163 | 0.39357 | 0.045062 | 0.35699 | 0.047581 | 0.43081 | 0.034327 | 0.21131 | 0.066162 | 0.54199 | 0.056476 | 0.38666 | 0.066785 | 0.31647
7 | 2037 | 2037-07-09 | 0.025815 | 0.28508 | 0.038457 | 0.31915 | 0.041667 | 0.35364 | 0.058073 | 0.40031 | 0.045429 | 0.36048 | 0.047694 | 0.43336 | 0.034055 | 0.21142 | 0.066191 | 0.54298 | 0.055727 | 0.38352 | 0.066291 | 0.31476
7 | 2037 | 2037-07-10 | 0.025519 | 0.28443 | 0.038213 | 0.32026 | 0.041522 | 0.35369 | 0.060253 | 0.4169 | 0.046324 | 0.36907 | 0.048028 | 0.44065 | 0.033752 | 0.21144 | 0.066481 | 0.54696 | 0.055697 | 0.38481 | 0.067133 | 0.31973
7 | 2037 | 2037-07-11 | 0.017869 | 0.25185 | 0.026328 | 0.24694 | 0.032637 | 0.30109 | 0.043052 | 0.31124 | 0.034339 | 0.29312 | 0.039981 | 0.37847 | 0.023359 | 0.16199 | 0.043084 | 0.37405 | 0.046161 | 0.3342 | 0.056702 | 0.27787
7 | 2037 | 2037-07-12 | 0.017668 | 0.25202 | 0.02608 | 0.24627 | 0.032405 | 0.2998 | 0.042331 | 0.3054 | 0.03402 | 0.28992 | 0.039745 | 0.37428 | 0.023151 | 0.16214 | 0.04338 | 0.37781 | 0.045859 | 0.33472 | 0.056306 | 0.27673
7 | 2037 | 2037-07-13 | 0.024234 | 0.27984 | 0.037478 | 0.31502 | 0.040631 | 0.34661 | 0.058581 | 0.40318 | 0.045571 | 0.36147 | 0.047411 | 0.42998 | 0.033527 | 0.21278 | 0.066836 | 0.55279 | 0.053933 | 0.3776 | 0.067016 | 0.32186
7 | 2037 | 2037-07-14 | 0.023723 | 0.27773 | 0.037227 | 0.31334 | 0.040348 | 0.34455 | 0.05855 | 0.40273 | 0.045533 | 0.361 | 0.047269 | 0.42816 | 0.033268 | 0.21274 | 0.067152 | 0.55671 | 0.053595 | 0.37794 | 0.064913 | 0.31236
7 | 2037 | 2037-07-15 | 0.024281 | 0.28209 | 0.036964 | 0.31601 | 0.040232 | 0.34525 | 0.060097 | 0.41453 | 0.046149 | 0.36688 | 0.047402 | 0.43229 | 0.032831 | 0.21226 | 0.067487 | 0.56094 | 0.053365 | 0.37853 | 0.065239 | 0.31489
7 | 2037 | 2037-07-16 | 0.024087 | 0.28193 | 0.036714 | 0.31178 | 0.039895 | 0.34239 | 0.06053 | 0.41777 | 0.046296 | 0.36824 | 0.047312 | 0.432 | 0.03299 | 0.21306 | 0.067501 | 0.56173 | 0.052478 | 0.37346 | 0.064488 | 0.31218
7 | 2037 | 2037-07-17 | 0.023604 | 0.27991 | 0.036451 | 0.31264 | 0.039804 | 0.34357 | 0.061431 | 0.42467 | 0.046634 | 0.37147 | 0.04729 | 0.43339 | 0.032657 | 0.21272 | 0.067711 | 0.5643 | 0.051665 | 0.37115 | 0.063797 | 0.3095
7 | 2037 | 2037-07-18 | 0.015738 | 0.2463 | 0.024544 | 0.24141 | 0.031066 | 0.29363 | 0.046736 | 0.33867 | 0.035667 | 0.30545 | 0.039588 | 0.37993 | 0.022256 | 0.16296 | 0.044753 | 0.39644 | 0.043224 | 0.32705 | 0.05337 | 0.26744
7 | 2037 | 2037-07-19 | 0.015936 | 0.24826 | 0.024281 | 0.24134 | 0.03089 | 0.29353 | 0.046352 | 0.33574 | 0.035459 | 0.30345 | 0.039294 | 0.37615 | 0.022146 | 0.16302 | 0.044977 | 0.39919 | 0.042433 | 0.32473 | 0.05227 | 0.26285
7 | 2037 | 2037-07-20 | 0.022398 | 0.27548 | 0.035666 | 0.30994 | 0.039199 | 0.34198 | 0.06091 | 0.42079 | 0.046275 | 0.36802 | 0.046527 | 0.4245 | 0.032208 | 0.21265 | 0.068469 | 0.57441 | 0.050307 | 0.36683 | 0.06266 | 0.30658
7 | 2037 | 2037-07-21 | 0.022254 | 0.27548 | 0.035403 | 0.30867 | 0.03877 | 0.33781 | 0.0605 | 0.41781 | 0.046046 | 0.3659 | 0.046195 | 0.42043 | 0.032153 | 0.21273 | 0.068767 | 0.57871 | 0.050301 | 0.36649 | 0.062524 | 0.30694
7 | 2037 | 2037-07-22 | 0.022365 | 0.27626 | 0.035142 | 0.30694 | 0.038494 | 0.33617 | 0.06134 | 0.42459 | 0.046332 | 0.36882 | 0.046078 | 0.4211 | 0.031822 | 0.21215 | 0.069031 | 0.58228 | 0.049873 | 0.365 | 0.062059 | 0.3055
7 | 2037 | 2037-07-23 | 0.02155 | 0.27276 | 0.034882 | 0.30506 | 0.038122 | 0.33301 | 0.060741 | 0.4203 | 0.046013 | 0.36592 | 0.045678 | 0.41615 | 0.031602 | 0.21177 | 0.069285 | 0.58568 | 0.049332 | 0.3632 | 0.061728 | 0.3048
7 | 2037 | 2037-07-24 | 0.021389 | 0.27255 | 0.034622 | 0.30375 | 0.037842 | 0.33138 | 0.061072 | 0.42332 | 0.046077 | 0.36679 | 0.045434 | 0.41472 | 0.031615 | 0.21186 | 0.069537 | 0.58906 | 0.048764 | 0.36129 | 0.061511 | 0.3047
7 | 2037 | 2037-07-25 | 0.014209 | 0.24279 | 0.022716 | 0.23259 | 0.029072 | 0.28117 | 0.04643 | 0.3383 | 0.035094 | 0.30095 | 0.037626 | 0.36089 | 0.02073 | 0.16111 | 0.046467 | 0.42004 | 0.039943 | 0.31466 | 0.050447 | 0.25947
7 | 2037 | 2037-07-26 | 0.013773 | 0.24077 | 0.022459 | 0.23158 | 0.028945 | 0.28208 | 0.047039 | 0.34366 | 0.035262 | 0.30295 | 0.037403 | 0.36043 | 0.02049 | 0.16008 | 0.046715 | 0.42346 | 0.03938 | 0.31271 | 0.049854 | 0.25732
7 | 2037 | 2037-07-27 | 0.020775 | 0.2709 | 0.033849 | 0.3016 | 0.03715 | 0.32905 | 0.063056 | 0.44062 | 0.046646 | 0.37343 | 0.044796 | 0.41395 | 0.030559 | 0.20936 | 0.070323 | 0.60024 | 0.047582 | 0.35675 | 0.060314 | 0.30141
7 | 2037 | 2037-07-28 | 0.020463 | 0.26958 | 0.033605 | 0.2971 | 0.036635 | 0.32367 | 0.060458 | 0.42137 | 0.045467 | 0.3625 | 0.043953 | 0.40107 | 0.03068 | 0.20948 | 0.070595 | 0.60434 | 0.047393 | 0.35572 | 0.059953 | 0.30049
7 | 2037 | 2037-07-29 | 0.020361 | 0.26957 | 0.033358 | 0.29613 | 0.036447 | 0.32362 | 0.061318 | 0.42899 | 0.045723 | 0.36555 | 0.043736 | 0.4015 | 0.030576 | 0.20905 | 0.070824 | 0.60763 | 0.046758 | 0.3535 | 0.05943 | 0.29868
7 | 2037 | 2037-07-30 | 0.020371 | 0.27023 | 0.033112 | 0.29722 | 0.036306 | 0.32435 | 0.061521 | 0.43165 | 0.045701 | 0.36599 | 0.043386 | 0.3994 | 0.030173 | 0.2079 | 0.071047 | 0.6109 | 0.04613 | 0.35127 | 0.058956 | 0.29712
7 | 2037 | 2037-07-31 | 0.020097 | 0.26904 | 0.032879 | 0.29424 | 0.035918 | 0.32106 | 0.061383 | 0.43178 | 0.045532 | 0.36507 | 0.042961 | 0.39599 | 0.029738 | 0.20664 | 0.071292 | 0.61479 | 0.045847 | 0.34992 | 0.058903 | 0.29783
8 | 2037 | 2037-08-01 | 0.016862 | 0.26163 | 0.021299 | 0.21995 | 0.025986 | 0.25587 | 0.031831 | 0.22894 | 0.03117 | 0.28239 | 0.022545 | 0.19222 | 0.020054 | 0.16154 | 0.046049 | 0.43944 | 0.038348 | 0.32212 | 0.049961 | 0.27427
8 | 2037 | 2037-08-02 | 0.016995 | 0.26287 | 0.021155 | 0.22081 | 0.025699 | 0.2548 | 0.031164 | 0.22489 | 0.031075 | 0.28396 | 0.020976 | 0.17709 | 0.019672 | 0.16163 | 0.046931 | 0.44545 | 0.037851 | 0.31554 | 0.049189 | 0.26913
8 | 2037 | 2037-08-03 | 0.023292 | 0.2885 | 0.032492 | 0.288 | 0.033956 | 0.30148 | 0.04718 | 0.32332 | 0.041822 | 0.34551 | 0.030346 | 0.2501 | 0.029824 | 0.20966 | 0.070262 | 0.62131 | 0.046135 | 0.36127 | 0.059277 | 0.3091
8 | 2037 | 2037-08-04 | 0.024035 | 0.29331 | 0.032279 | 0.28698 | 0.033697 | 0.30042 | 0.046675 | 0.32087 | 0.041687 | 0.34629 | 0.029134 | 0.23892 | 0.029549 | 0.20786 | 0.070386 | 0.62457 | 0.045759 | 0.36016 | 0.058985 | 0.30955
8 | 2037 | 2037-08-05 | 0.023714 | 0.29265 | 0.032114 | 0.2869 | 0.033437 | 0.29942 | 0.046144 | 0.31834 | 0.041538 | 0.34701 | 0.027911 | 0.22771 | 0.029177 | 0.20737 | 0.070735 | 0.62785 | 0.045594 | 0.35836 | 0.05886 | 0.31367
8 | 2037 | 2037-08-06 | 0.022891 | 0.28707 | 0.031881 | 0.2851 | 0.033216 | 0.29834 | 0.046118 | 0.32012 | 0.041346 | 0.34604 | 0.027633 | 0.22661 | 0.028902 | 0.20533 | 0.071427 | 0.63398 | 0.044932 | 0.35196 | 0.05833 | 0.30834
8 | 2037 | 2037-08-07 | 0.023561 | 0.29133 | 0.031727 | 0.28496 | 0.032973 | 0.29744 | 0.046066 | 0.32183 | 0.041141 | 0.34501 | 0.027346 | 0.2255 | 0.02855 | 0.20433 | 0.07088 | 0.63439 | 0.044796 | 0.35615 | 0.058119 | 0.31012
8 | 2037 | 2037-08-08 | 0.015699 | 0.25742 | 0.019923 | 0.21422 | 0.024294 | 0.24847 | 0.031192 | 0.2367 | 0.029958 | 0.27795 | 0.019536 | 0.17273 | 0.017885 | 0.15412 | 0.047808 | 0.46508 | 0.035797 | 0.30797 | 0.047799 | 0.2683
8 | 2037 | 2037-08-09 | 0.015017 | 0.25491 | 0.019734 | 0.21288 | 0.024096 | 0.24757 | 0.030984 | 0.23739 | 0.029738 | 0.27717 | 0.019047 | 0.16959 | 0.017522 | 0.15088 | 0.048236 | 0.46944 | 0.03544 | 0.3044 | 0.046787 | 0.26155
8 | 2037 | 2037-08-10 | 0.023806 | 0.29329 | 0.03125 | 0.28297 | 0.032341 | 0.29491 | 0.045761 | 0.32653 | 0.040463 | 0.34169 | 0.026451 | 0.22219 | 0.027553 | 0.20002 | 0.0716 | 0.64582 | 0.043689 | 0.34908 | 0.057351 | 0.30591
8 | 2037 | 2037-08-11 | 0.023885 | 0.29432 | 0.031125 | 0.28267 | 0.032142 | 0.29424 | 0.045399 | 0.3262 | 0.040231 | 0.34118 | 0.025763 | 0.21707 | 0.027198 | 0.19881 | 0.071462 | 0.64811 | 0.043439 | 0.34961 | 0.05712 | 0.30627
8 | 2037 | 2037-08-12 | 0.023198 | 0.28978 | 0.030976 | 0.28156 | 0.031973 | 0.29357 | 0.045332 | 0.32844 | 0.039973 | 0.33966 | 0.025647 | 0.21809 | 0.026864 | 0.19731 | 0.071589 | 0.65136 | 0.04317 | 0.34817 | 0.056491 | 0.30238
8 | 2037 | 2037-08-13 | 0.023383 | 0.29088 | 0.030869 | 0.28115 | 0.031803 | 0.29303 | 0.04503 | 0.32887 | 0.03972 | 0.33879 | 0.02515 | 0.21511 | 0.026554 | 0.19545 | 0.072018 | 0.65571 | 0.042878 | 0.34449 | 0.05654 | 0.30345
8 | 2037 | 2037-08-14 | 0.023586 | 0.29205 | 0.03083 | 0.28209 | 0.03162 | 0.2927 | 0.044177 | 0.32486 | 0.039493 | 0.33957 | 0.023701 | 0.20205 | 0.026182 | 0.19453 | 0.072281 | 0.65945 | 0.042625 | 0.34202 | 0.056557 | 0.30347
8 | 2037 | 2037-08-15 | 0.016262 | 0.26058 | 0.019066 | 0.2106 | 0.023044 | 0.24417 | 0.029144 | 0.23929 | 0.028259 | 0.27238 | 0.015885 | 0.1496 | 0.015485 | 0.14246 | 0.048909 | 0.48901 | 0.033781 | 0.29588 | 0.045213 | 0.25674
8 | 2037 | 2037-08-16 | 0.016193 | 0.2605 | 0.019041 | 0.21129 | 0.022919 | 0.24389 | 0.029102 | 0.24219 | 0.027977 | 0.27052 | 0.015973 | 0.15297 | 0.015146 | 0.1412 | 0.048999 | 0.4921 | 0.033591 | 0.29467 | 0.044974 | 0.25534
8 | 2037 | 2037-08-17 | 0.02337 | 0.29034 | 0.030634 | 0.28132 | 0.031267 | 0.29178 | 0.043732 | 0.33095 | 0.038668 | 0.33501 | 0.023395 | 0.20609 | 0.02522 | 0.18991 | 0.072514 | 0.66859 | 0.042061 | 0.33868 | 0.055374 | 0.29888
8 | 2037 | 2037-08-18 | 0.023412 | 0.29036 | 0.030607 | 0.28133 | 0.031166 | 0.29173 | 0.043656 | 0.33379 | 0.038386 | 0.3332 | 0.0235 | 0.2097 | 0.024931 | 0.18811 | 0.072238 | 0.67033 | 0.041961 | 0.34019 | 0.055246 | 0.29929
8 | 2037 | 2037-08-19 | 0.025215 | 0.30087 | 0.030661 | 0.28288 | 0.031081 | 0.2918 | 0.041867 | 0.32256 | 0.038205 | 0.33672 | 0.020563 | 0.18098 | 0.0246 | 0.18708 | 0.072384 | 0.67361 | 0.041827 | 0.33862 | 0.054996 | 0.29652
8 | 2037 | 2037-08-20 | 0.024449 | 0.2969 | 0.030653 | 0.28268 | 0.031027 | 0.29192 | 0.042295 | 0.32973 | 0.037899 | 0.33334 | 0.021648 | 0.19505 | 0.024325 | 0.18539 | 0.072173 | 0.67558 | 0.041763 | 0.33971 | 0.054849 | 0.29574
8 | 2037 | 2037-08-21 | 0.024632 | 0.29857 | 0.030762 | 0.28483 | 0.030953 | 0.29232 | 0.040695 | 0.32022 | 0.037716 | 0.33629 | 0.019122 | 0.17071 | 0.024331 | 0.18874 | 0.072288 | 0.67833 | 0.041794 | 0.33895 | 0.055405 | 0.30036
8 | 2037 | 2037-08-22 | 0.017006 | 0.26402 | 0.019085 | 0.21306 | 0.022496 | 0.24455 | 0.027156 | 0.24763 | 0.026408 | 0.26441 | 0.014251 | 0.14972 | 0.013595 | 0.13606 | 0.04924 | 0.50943 | 0.032943 | 0.2901 | 0.044464 | 0.25501
8 | 2037 | 2037-08-23 | 0.01726 | 0.26506 | 0.019225 | 0.2152 | 0.022488 | 0.24508 | 0.026602 | 0.24689 | 0.026181 | 0.2642 | 0.013671 | 0.14608 | 0.013237 | 0.13177 | 0.049328 | 0.51248 | 0.032911 | 0.28914 | 0.044333 | 0.25331
8 | 2037 | 2037-08-24 | 0.023547 | 0.29206 | 0.030957 | 0.28598 | 0.030986 | 0.29369 | 0.039353 | 0.32065 | 0.037019 | 0.33469 | 0.017956 | 0.16589 | 0.023438 | 0.18226 | 0.072786 | 0.68832 | 0.041666 | 0.33437 | 0.055088 | 0.29698
8 | 2037 | 2037-08-25 | 0.024296 | 0.29455 | 0.031042 | 0.28606 | 0.031069 | 0.29427 | 0.040172 | 0.33135 | 0.036738 | 0.33037 | 0.019903 | 0.18908 | 0.023414 | 0.18262 | 0.072948 | 0.69163 | 0.041674 | 0.33303 | 0.054627 | 0.29197
8 | 2037 | 2037-08-26 | 0.026418 | 0.30473 | 0.031221 | 0.28788 | 0.031136 | 0.29515 | 0.040035 | 0.33419 | 0.036528 | 0.32913 | 0.020157 | 0.19425 | 0.022996 | 0.17791 | 0.072582 | 0.69341 | 0.041664 | 0.33514 | 0.05506 | 0.29666
8 | 2037 | 2037-08-27 | 0.026068 | 0.30336 | 0.031389 | 0.28905 | 0.031211 | 0.29623 | 0.039263 | 0.3318 | 0.036372 | 0.32998 | 0.019294 | 0.1875 | 0.023136 | 0.18104 | 0.072352 | 0.6945 | 0.042009 | 0.33789 | 0.055459 | 0.30013
8 | 2037 | 2037-08-28 | 0.025655 | 0.30063 | 0.031589 | 0.29053 | 0.031327 | 0.29738 | 0.038708 | 0.33121 | 0.036225 | 0.33031 | 0.018842 | 0.18507 | 0.022861 | 0.17947 | 0.072495 | 0.69734 | 0.042216 | 0.3375 | 0.054807 | 0.29445
8 | 2037 | 2037-08-29 | 0.02016 | 0.27987 | 0.020187 | 0.2223 | 0.023008 | 0.25061 | 0.021665 | 0.22988 | 0.02523 | 0.27006 | 0.0078523 | 0.098794 | 0.012271 | 0.12923 | 0.048585 | 0.52529 | 0.033663 | 0.29562 | 0.044625 | 0.25811
8 | 2037 | 2037-08-30 | 0.01959 | 0.27514 | 0.02048 | 0.22506 | 0.023156 | 0.25211 | 0.023038 | 0.24522 | 0.025019 | 0.26473 | 0.010903 | 0.1335 | 0.012279 | 0.12884 | 0.049359 | 0.53124 | 0.033608 | 0.28983 | 0.045457 | 0.25981
8 | 2037 | 2037-08-31 | 0.026787 | 0.30532 | 0.03238 | 0.29675 | 0.031824 | 0.30168 | 0.037097 | 0.32986 | 0.035924 | 0.33215 | 0.017689 | 0.17957 | 0.02285 | 0.18334 | 0.07242 | 0.70525 | 0.042721 | 0.33928 | 0.055548 | 0.30029
9 | 2037 | 2037-09-01 | 0.02951 | 0.32859 | 0.032307 | 0.30637 | 0.032462 | 0.31538 | 0.043821 | 0.39369 | 0.034777 | 0.3418 | 0.032831 | 0.34985 | 0.025987 | 0.19725 | 0.073735 | 0.72095 | 0.046762 | 0.36766 | 0.063304 | 0.3376
9 | 2037 | 2037-09-02 | 0.031576 | 0.34215 | 0.032627 | 0.31134 | 0.032728 | 0.31764 | 0.044058 | 0.40233 | 0.03518 | 0.35478 | 0.03393 | 0.36607 | 0.026467 | 0.20087 | 0.073412 | 0.72493 | 0.048569 | 0.38441 | 0.060286 | 0.31859
9 | 2037 | 2037-09-03 | 0.03169 | 0.34094 | 0.032998 | 0.31023 | 0.032982 | 0.31713 | 0.043917 | 0.40601 | 0.035322 | 0.36028 | 0.034355 | 0.37346 | 0.026945 | 0.20459 | 0.073716 | 0.72588 | 0.047243 | 0.36844 | 0.059682 | 0.31396
9 | 2037 | 2037-09-04 | 0.031196 | 0.33836 | 0.033386 | 0.31202 | 0.033299 | 0.319 | 0.043101 | 0.40092 | 0.035131 | 0.3518 | 0.033332 | 0.36231 | 0.026107 | 0.19714 | 0.073527 | 0.72999 | 0.048797 | 0.38214 | 0.05949 | 0.31206
9 | 2037 | 2037-09-05 | 0.023648 | 0.30227 | 0.022154 | 0.24441 | 0.025228 | 0.27563 | 0.027817 | 0.31301 | 0.024086 | 0.28404 | 0.025615 | 0.30958 | 0.014795 | 0.13906 | 0.050353 | 0.56005 | 0.040266 | 0.33491 | 0.049565 | 0.27113
9 | 2037 | 2037-09-06 | 0.02749 | 0.32371 | 0.022597 | 0.24675 | 0.025577 | 0.27578 | 0.027628 | 0.31552 | 0.024431 | 0.28686 | 0.025656 | 0.31169 | 0.014917 | 0.13924 | 0.050472 | 0.56329 | 0.040616 | 0.33571 | 0.050055 | 0.27331
9 | 2037 | 2037-09-07 | 0.034694 | 0.35328 | 0.034698 | 0.32404 | 0.03447 | 0.32794 | 0.042025 | 0.40177 | 0.035386 | 0.35221 | 0.033174 | 0.36433 | 0.026692 | 0.19994 | 0.074133 | 0.74091 | 0.04967 | 0.38236 | 0.062418 | 0.32659
9 | 2037 | 2037-09-08 | 0.036398 | 0.36323 | 0.035185 | 0.32993 | 0.03496 | 0.33374 | 0.042258 | 0.40906 | 0.035859 | 0.36334 | 0.034302 | 0.3795 | 0.02738 | 0.20417 | 0.074147 | 0.74316 | 0.049944 | 0.38227 | 0.064804 | 0.33957
9 | 2037 | 2037-09-09 | 0.040314 | 0.38124 | 0.035913 | 0.33228 | 0.035421 | 0.33544 | 0.042427 | 0.41527 | 0.03645 | 0.37207 | 0.035066 | 0.38997 | 0.028496 | 0.21245 | 0.074408 | 0.75326 | 0.053106 | 0.41084 | 0.062997 | 0.32721
9 | 2037 | 2037-09-10 | 0.039754 | 0.37868 | 0.036656 | 0.33827 | 0.035918 | 0.33751 | 0.042343 | 0.41785 | 0.036726 | 0.37604 | 0.035586 | 0.39678 | 0.029809 | 0.222 | 0.074374 | 0.75128 | 0.051681 | 0.39341 | 0.06487 | 0.3371
9 | 2037 | 2037-09-11 | 0.039136 | 0.37306 | 0.037058 | 0.33837 | 0.036424 | 0.33816 | 0.041681 | 0.4127 | 0.036629 | 0.36809 | 0.034984 | 0.38897 | 0.028841 | 0.21259 | 0.074431 | 0.75491 | 0.052574 | 0.39914 | 0.064237 | 0.33134
9 | 2037 | 2037-09-12 | 0.032556 | 0.34529 | 0.026033 | 0.2701 | 0.028559 | 0.29446 | 0.026739 | 0.32706 | 0.026149 | 0.30265 | 0.027477 | 0.33731 | 0.018291 | 0.15928 | 0.050636 | 0.58203 | 0.044761 | 0.35918 | 0.053817 | 0.28781
9 | 2037 | 2037-09-13 | 0.031022 | 0.33321 | 0.026675 | 0.27427 | 0.029154 | 0.29695 | 0.026651 | 0.3284 | 0.026402 | 0.30496 | 0.028023 | 0.3434 | 0.017497 | 0.1514 | 0.052077 | 0.59074 | 0.044072 | 0.34666 | 0.053233 | 0.28218
9 | 2037 | 2037-09-14 | 0.043444 | 0.39339 | 0.038996 | 0.3479 | 0.038239 | 0.34766 | 0.042292 | 0.42825 | 0.039065 | 0.3872 | 0.036568 | 0.40816 | 0.030301 | 0.21922 | 0.076124 | 0.77355 | 0.054649 | 0.40729 | 0.068561 | 0.3525
9 | 2037 | 2037-09-15 | 0.047046 | 0.41306 | 0.039681 | 0.35635 | 0.038969 | 0.35512 | 0.043001 | 0.43903 | 0.040383 | 0.40138 | 0.037778 | 0.42277 | 0.032648 | 0.23634 | 0.076534 | 0.78104 | 0.056443 | 0.42118 | 0.071133 | 0.36553
9 | 2037 | 2037-09-16 | 0.046303 | 0.40584 | 0.040788 | 0.36502 | 0.040509 | 0.36751 | 0.042538 | 0.43414 | 0.040338 | 0.39443 | 0.037646 | 0.419 | 0.031357 | 0.2236 | 0.076723 | 0.78749 | 0.058438 | 0.43733 | 0.070828 | 0.36222
9 | 2037 | 2037-09-17 | 0.051007 | 0.43178 | 0.040984 | 0.36247 | 0.040417 | 0.36287 | 0.042266 | 0.4311 | 0.040268 | 0.39112 | 0.038102 | 0.42209 | 0.03336 | 0.23761 | 0.077163 | 0.79196 | 0.058861 | 0.43715 | 0.07327 | 0.37482
9 | 2037 | 2037-09-18 | 0.051577 | 0.43132 | 0.042149 | 0.37118 | 0.041191 | 0.36694 | 0.042374 | 0.43252 | 0.040899 | 0.39238 | 0.038552 | 0.42536 | 0.033388 | 0.23541 | 0.077559 | 0.79655 | 0.059512 | 0.43926 | 0.073766 | 0.37499
9 | 2037 | 2037-09-19 | 0.043073 | 0.39196 | 0.031135 | 0.30241 | 0.033804 | 0.32505 | 0.028453 | 0.35636 | 0.030999 | 0.34217 | 0.033045 | 0.39634 | 0.024431 | 0.19411 | 0.054637 | 0.62267 | 0.049038 | 0.37052 | 0.06066 | 0.31422
9 | 2037 | 2037-09-20 | 0.044954 | 0.40193 | 0.032167 | 0.30937 | 0.034623 | 0.32804 | 0.028546 | 0.35651 | 0.031872 | 0.34014 | 0.033005 | 0.39288 | 0.024215 | 0.18985 | 0.05493 | 0.62863 | 0.050682 | 0.38268 | 0.060353 | 0.31087
9 | 2037 | 2037-09-21 | 0.047803 | 0.40422 | 0.044882 | 0.38452 | 0.043931 | 0.37922 | 0.044325 | 0.45426 | 0.044641 | 0.41903 | 0.041613 | 0.45556 | 0.036021 | 0.24829 | 0.078963 | 0.8124 | 0.062029 | 0.45058 | 0.076801 | 0.38711
9 | 2037 | 2037-09-22 | 0.050912 | 0.42149 | 0.045209 | 0.38514 | 0.044624 | 0.38562 | 0.045447 | 0.46615 | 0.0459 | 0.43654 | 0.043935 | 0.4809 | 0.037793 | 0.25917 | 0.079147 | 0.81534 | 0.062706 | 0.45303 | 0.079891 | 0.40367
9 | 2037 | 2037-09-23 | 0.053461 | 0.43161 | 0.047633 | 0.4099 | 0.046096 | 0.39492 | 0.045602 | 0.46505 | 0.046533 | 0.43388 | 0.04433 | 0.48119 | 0.03761 | 0.25428 | 0.079796 | 0.81531 | 0.060754 | 0.4282 | 0.076166 | 0.37887
9 | 2037 | 2037-09-24 | 0.0549 | 0.43626 | 0.047276 | 0.39819 | 0.046483 | 0.39243 | 0.046351 | 0.471 | 0.048023 | 0.43966 | 0.045081 | 0.48626 | 0.038685 | 0.25932 | 0.08092 | 0.82439 | 0.061605 | 0.43094 | 0.076043 | 0.37561
9 | 2037 | 2037-09-25 | 0.061786 | 0.47409 | 0.050507 | 0.43129 | 0.048597 | 0.40947 | 0.049237 | 0.50374 | 0.051583 | 0.48331 | 0.048848 | 0.53028 | 0.04089 | 0.27414 | 0.081466 | 0.83673 | 0.065633 | 0.4666 | 0.082916 | 0.41281
9 | 2037 | 2037-09-26 | 0.056112 | 0.44955 | 0.039494 | 0.36114 | 0.041719 | 0.37214 | 0.035859 | 0.43 | 0.04248 | 0.4342 | 0.043362 | 0.49894 | 0.032867 | 0.23949 | 0.058605 | 0.66951 | 0.058298 | 0.42918 | 0.070803 | 0.35805
9 | 2037 | 2037-09-27 | 0.056154 | 0.45107 | 0.039767 | 0.35958 | 0.041672 | 0.36649 | 0.035775 | 0.42264 | 0.042106 | 0.4259 | 0.0444 | 0.50427 | 0.033889 | 0.24368 | 0.059312 | 0.67677 | 0.059654 | 0.43758 | 0.070889 | 0.35592
9 | 2037 | 2037-09-28 | 0.06469 | 0.48652 | 0.052846 | 0.43959 | 0.051217 | 0.42022 | 0.051673 | 0.51682 | 0.05458 | 0.50065 | 0.053436 | 0.56851 | 0.043969 | 0.28635 | 0.083158 | 0.854 | 0.068872 | 0.48405 | 0.087424 | 0.43338
9 | 2037 | 2037-09-29 | 0.071426 | 0.52265 | 0.055779 | 0.47431 | 0.052656 | 0.43197 | 0.054375 | 0.54406 | 0.057684 | 0.53709 | 0.057106 | 0.60883 | 0.046265 | 0.30081 | 0.084657 | 0.8652 | 0.069825 | 0.4872 | 0.089773 | 0.44467
9 | 2037 | 2037-09-30 | 0.07575 | 0.54515 | 0.057452 | 0.4855 | 0.055998 | 0.45937 | 0.054789 | 0.54114 | 0.058815 | 0.52926 | 0.057027 | 0.60012 | 0.048541 | 0.31477 | 0.085293 | 0.8708 | 0.070754 | 0.49138 | 0.088746 | 0.43467
10 | 2037 | 2037-10-01 | 0.078982 | 0.4954 | 0.063208 | 0.48787 | 0.058048 | 0.44724 | 0.054576 | 0.5674 | 0.062816 | 0.51523 | 0.053625 | 0.5763 | 0.069177 | 0.36546 | 0.0918 | 0.90508 | 0.082706 | 0.51868 | 0.10098 | 0.45358
10 | 2037 | 2037-10-02 | 0.089051 | 0.5351 | 0.066338 | 0.50825 | 0.06207 | 0.47069 | 0.056873 | 0.58219 | 0.065767 | 0.53394 | 0.056741 | 0.60277 | 0.076517 | 0.39593 | 0.093748 | 0.92143 | 0.086374 | 0.53881 | 0.10394 | 0.46471
10 | 2037 | 2037-10-03 | 0.079155 | 0.49346 | 0.055435 | 0.44122 | 0.055633 | 0.43315 | 0.04492 | 0.51832 | 0.058586 | 0.49431 | 0.05302 | 0.58687 | 0.067464 | 0.35371 | 0.07427 | 0.78273 | 0.088641 | 0.55814 | 0.10145 | 0.45429
10 | 2037 | 2037-10-04 | 0.085896 | 0.51988 | 0.059992 | 0.47209 | 0.059424 | 0.45557 | 0.046197 | 0.52503 | 0.060015 | 0.50111 | 0.054356 | 0.59612 | 0.069047 | 0.36042 | 0.07534 | 0.78916 | 0.085741 | 0.53647 | 0.10584 | 0.47073
10 | 2037 | 2037-10-05 | 0.091315 | 0.54233 | 0.072358 | 0.5452 | 0.073529 | 0.53682 | 0.064657 | 0.63974 | 0.075778 | 0.60049 | 0.066803 | 0.69344 | 0.073999 | 0.38681 | 0.10033 | 0.97582 | 0.098182 | 0.60376 | 0.11402 | 0.50238
10 | 2037 | 2037-10-06 | 0.10178 | 0.58396 | 0.07674 | 0.57514 | 0.078424 | 0.56681 | 0.066041 | 0.65484 | 0.077487 | 0.61189 | 0.067936 | 0.70616 | 0.089766 | 0.45692 | 0.10261 | 0.99561 | 0.1053 | 0.64634 | 0.13181 | 0.57733
10 | 2037 | 2037-10-07 | 0.094618 | 0.55523 | 0.074724 | 0.55936 | 0.069565 | 0.50907 | 0.065582 | 0.64258 | 0.076174 | 0.59548 | 0.066384 | 0.68372 | 0.081763 | 0.42045 | 0.10065 | 0.97509 | 0.096333 | 0.58937 | 0.11373 | 0.49931
10 | 2037 | 2037-10-08 | 0.088622 | 0.52999 | 0.071049 | 0.52949 | 0.065639 | 0.47947 | 0.067682 | 0.64807 | 0.078321 | 0.60466 | 0.068809 | 0.69788 | 0.07942 | 0.40935 | 0.10303 | 0.99364 | 0.099027 | 0.60283 | 0.11755 | 0.51406
10 | 2037 | 2037-10-09 | 0.092872 | 0.54654 | 0.073611 | 0.54459 | 0.07205 | 0.51721 | 0.072194 | 0.67431 | 0.083846 | 0.64028 | 0.074881 | 0.74845 | 0.090914 | 0.4597 | 0.1049 | 1.0068 | 0.099044 | 0.59952 | 0.12302 | 0.5356
10 | 2037 | 2037-10-10 | 0.089546 | 0.53052 | 0.066288 | 0.50323 | 0.069746 | 0.50727 | 0.061553 | 0.62923 | 0.078403 | 0.61621 | 0.072337 | 0.74991 | 0.085239 | 0.4324 | 0.084023 | 0.85472 | 0.098167 | 0.60067 | 0.12572 | 0.5472
10 | 2037 | 2037-10-11 | 0.10286 | 0.58347 | 0.07395 | 0.55621 | 0.071203 | 0.51366 | 0.064066 | 0.64512 | 0.081183 | 0.63245 | 0.074932 | 0.77082 | 0.08398 | 0.42757 | 0.088286 | 0.88943 | 0.10511 | 0.63958 | 0.12527 | 0.54343
10 | 2037 | 2037-10-12 | 0.11925 | 0.64951 | 0.091211 | 0.66269 | 0.089574 | 0.62155 | 0.084109 | 0.76761 | 0.09865 | 0.74253 | 0.089273 | 0.88293 | 0.1006 | 0.50594 | 0.11532 | 1.0929 | 0.1216 | 0.73105 | 0.14779 | 0.63623
10 | 2037 | 2037-10-13 | 0.11568 | 0.63514 | 0.09515 | 0.68862 | 0.094175 | 0.64855 | 0.085266 | 0.77686 | 0.099541 | 0.7455 | 0.08943 | 0.88324 | 0.10944 | 0.54239 | 0.11615 | 1.0984 | 0.12449 | 0.74839 | 0.1462 | 0.62852
10 | 2037 | 2037-10-14 | 0.11799 | 0.64384 | 0.094136 | 0.67876 | 0.093051 | 0.63799 | 0.088831 | 0.8013 | 0.10363 | 0.7716 | 0.093356 | 0.91713 | 0.10673 | 0.53247 | 0.11773 | 1.1082 | 0.12354 | 0.73948 | 0.14246 | 0.61145
10 | 2037 | 2037-10-15 | 0.1269 | 0.67951 | 0.095479 | 0.68551 | 0.0944 | 0.64376 | 0.091007 | 0.81162 | 0.10563 | 0.78037 | 0.095067 | 0.92736 | 0.11411 | 0.56536 | 0.12107 | 1.1353 | 0.13104 | 0.78374 | 0.15226 | 0.65157
10 | 2037 | 2037-10-16 | 0.14591 | 0.75444 | 0.10352 | 0.74069 | 0.10938 | 0.73667 | 0.10003 | 0.89839 | 0.11783 | 0.87532 | 0.10688 | 1.0512 | 0.12589 | 0.61922 | 0.12736 | 1.1877 | 0.14393 | 0.85919 | 0.17209 | 0.73384
10 | 2037 | 2037-10-17 | 0.1446 | 0.74617 | 0.096861 | 0.70304 | 0.10929 | 0.73877 | 0.090168 | 0.84922 | 0.11277 | 0.84992 | 0.10507 | 1.0522 | 0.11938 | 0.58823 | 0.10763 | 1.0434 | 0.14241 | 0.85498 | 0.16188 | 0.69015
10 | 2037 | 2037-10-18 | 0.14219 | 0.73597 | 0.096783 | 0.69887 | 0.11724 | 0.78558 | 0.091623 | 0.84787 | 0.1134 | 0.84582 | 0.10546 | 1.0454 | 0.12005 | 0.59094 | 0.10516 | 1.0166 | 0.13192 | 0.78955 | 0.15515 | 0.66065
10 | 2037 | 2037-10-19 | 0.14671 | 0.75575 | 0.10398 | 0.73583 | 0.11355 | 0.75413 | 0.10864 | 0.93136 | 0.12576 | 0.91072 | 0.11466 | 1.0969 | 0.13009 | 0.63727 | 0.12889 | 1.1887 | 0.13818 | 0.81906 | 0.16659 | 0.70661
10 | 2037 | 2037-10-20 | 0.13962 | 0.72605 | 0.10503 | 0.73932 | 0.11757 | 0.77693 | 0.11013 | 0.92269 | 0.12609 | 0.9015 | 0.11509 | 1.0849 | 0.13446 | 0.65701 | 0.13236 | 1.2157 | 0.14459 | 0.85629 | 0.16883 | 0.71455
10 | 2037 | 2037-10-21 | 0.1426 | 0.73721 | 0.10561 | 0.74024 | 0.11206 | 0.73869 | 0.11468 | 0.94955 | 0.13099 | 0.93128 | 0.11994 | 1.1237 | 0.1302 | 0.63756 | 0.13397 | 1.2265 | 0.14819 | 0.87779 | 0.17315 | 0.73233
10 | 2037 | 2037-10-22 | 0.15795 | 0.79788 | 0.11235 | 0.78545 | 0.11964 | 0.7838 | 0.11837 | 0.97954 | 0.13492 | 0.95702 | 0.12308 | 1.1532 | 0.14029 | 0.68324 | 0.13692 | 1.2458 | 0.14661 | 0.86342 | 0.16598 | 0.69959
10 | 2037 | 2037-10-23 | 0.16827 | 0.83807 | 0.12031 | 0.83836 | 0.13896 | 0.90214 | 0.12624 | 1.0443 | 0.14471 | 1.0283 | 0.13265 | 1.246 | 0.14739 | 0.71572 | 0.14369 | 1.3013 | 0.15993 | 0.94154 | 0.18225 | 0.76725
10 | 2037 | 2037-10-24 | 0.16973 | 0.84157 | 0.11695 | 0.824 | 0.14088 | 0.91685 | 0.11652 | 0.99166 | 0.1393 | 0.99794 | 0.13041 | 1.2395 | 0.14905 | 0.72066 | 0.12293 | 1.1466 | 0.15508 | 0.91741 | 0.18196 | 0.76649
10 | 2037 | 2037-10-25 | 0.17037 | 0.8438 | 0.1157 | 0.8131 | 0.13418 | 0.87194 | 0.11894 | 0.99759 | 0.14086 | 1.0003 | 0.13161 | 1.2399 | 0.15175 | 0.7312 | 0.1234 | 1.1466 | 0.15557 | 0.92044 | 0.18362 | 0.77224
10 | 2037 | 2037-10-26 | 0.17566 | 0.86571 | 0.13088 | 0.9045 | 0.14294 | 0.91793 | 0.14027 | 1.1266 | 0.15921 | 1.1146 | 0.14658 | 1.3552 | 0.15774 | 0.76163 | 0.14866 | 1.3319 | 0.16653 | 0.97917 | 0.18803 | 0.78804
10 | 2037 | 2037-10-27 | 0.18287 | 0.89375 | 0.13471 | 0.9284 | 0.15065 | 0.96339 | 0.14361 | 1.1404 | 0.16196 | 1.1262 | 0.14898 | 1.3678 | 0.16845 | 0.80813 | 0.15295 | 1.3641 | 0.17197 | 1.0093 | 0.1845 | 0.77239
10 | 2037 | 2037-10-28 | 0.18332 | 0.89494 | 0.13809 | 0.94895 | 0.15502 | 0.98881 | 0.15163 | 1.2124 | 0.17186 | 1.2001 | 0.15815 | 1.4609 | 0.17568 | 0.84198 | 0.15559 | 1.3819 | 0.17464 | 1.0238 | 0.18395 | 0.76919
10 | 2037 | 2037-10-29 | 0.17946 | 0.87767 | 0.13859 | 0.94873 | 0.15491 | 0.98341 | 0.15388 | 1.2074 | 0.17266 | 1.193 | 0.15889 | 1.45 | 0.16676 | 0.8023 | 0.15708 | 1.3881 | 0.1713 | 1.0004 | 0.19078 | 0.7961
10 | 2037 | 2037-10-30 | 0.17767 | 0.87041 | 0.14186 | 0.96912 | 0.16072 | 1.0178 | 0.15872 | 1.2355 | 0.17742 | 1.2207 | 0.16331 | 1.4838 | 0.17499 | 0.83795 | 0.15749 | 1.3877 | 0.17314 | 1.0127 | 0.19139 | 0.79764
10 | 2037 | 2037-10-31 | 0.17641 | 0.86295 | 0.13287 | 0.91435 | 0.15215 | 0.96569 | 0.14643 | 1.1531 | 0.16773 | 1.1538 | 0.15659 | 1.427 | 0.16763 | 0.80056 | 0.13925 | 1.2535 | 0.17162 | 1.0073 | 0.19038 | 0.79348
11 | 2037 | 2037-11-01 | 0.21873 | 0.9633 | 0.15337 | 0.91433 | 0.20378 | 1.0724 | 0.20156 | 1.2094 | 0.20867 | 1.2635 | 0.16628 | 1.3207 | 0.2224 | 0.91079 | 0.18622 | 1.5319 | 0.20812 | 1.0179 | 0.22057 | 0.84346
11 | 2037 | 2037-11-02 | 0.22141 | 0.97732 | 0.16464 | 0.98097 | 0.23068 | 1.2033 | 0.22322 | 1.329 | 0.22588 | 1.3621 | 0.17872 | 1.4048 | 0.24162 | 0.99091 | 0.20783 | 1.6896 | 0.21031 | 1.0351 | 0.23272 | 0.89217
11 | 2037 | 2037-11-03 | 0.22849 | 1.0069 | 0.16517 | 0.98508 | 0.22099 | 1.161 | 0.22796 | 1.3567 | 0.22971 | 1.3814 | 0.18366 | 1.4395 | 0.24746 | 1.0189 | 0.20706 | 1.6813 | 0.20507 | 1.0125 | 0.22468 | 0.86198
11 | 2037 | 2037-11-04 | 0.24556 | 1.0661 | 0.18289 | 1.0773 | 0.23676 | 1.2331 | 0.24039 | 1.422 | 0.2409 | 1.4416 | 0.19326 | 1.5079 | 0.25373 | 1.0447 | 0.21233 | 1.7167 | 0.20982 | 1.0349 | 0.228 | 0.87364
11 | 2037 | 2037-11-05 | 0.25396 | 1.0978 | 0.18092 | 1.0661 | 0.23261 | 1.2161 | 0.24627 | 1.4553 | 0.24576 | 1.4665 | 0.19891 | 1.5476 | 0.27212 | 1.1133 | 0.22013 | 1.7702 | 0.21985 | 1.0801 | 0.23098 | 0.88421
11 | 2037 | 2037-11-06 | 0.24839 | 1.0772 | 0.18625 | 1.0932 | 0.23359 | 1.2186 | 0.24824 | 1.4638 | 0.2472 | 1.4721 | 0.20071 | 1.5565 | 0.25597 | 1.0571 | 0.21932 | 1.7604 | 0.21811 | 1.0697 | 0.23994 | 0.91637
11 | 2037 | 2037-11-07 | 0.23104 | 1.0102 | 0.16924 | 0.99394 | 0.23055 | 1.1921 | 0.22978 | 1.3492 | 0.23279 | 1.3841 | 0.18936 | 1.4691 | 0.24755 | 1.0113 | 0.19495 | 1.5766 | 0.20427 | 1.0011 | 0.22657 | 0.86198
11 | 2037 | 2037-11-08 | 0.23909 | 1.0402 | 0.1684 | 0.98886 | 0.21744 | 1.133 | 0.24275 | 1.4144 | 0.24452 | 1.4469 | 0.19861 | 1.5332 | 0.24649 | 1.0124 | 0.19678 | 1.5867 | 0.20353 | 0.99849 | 0.22364 | 0.85064
11 | 2037 | 2037-11-09 | 0.25596 | 1.1049 | 0.19086 | 1.1142 | 0.25117 | 1.2969 | 0.26693 | 1.5481 | 0.26381 | 1.5567 | 0.21297 | 1.6311 | 0.26467 | 1.0902 | 0.22695 | 1.8063 | 0.21903 | 1.0765 | 0.22958 | 0.87682
11 | 2037 | 2037-11-10 | 0.26366 | 1.1333 | 0.19118 | 1.1157 | 0.25475 | 1.314 | 0.27261 | 1.5818 | 0.26823 | 1.579 | 0.21879 | 1.6719 | 0.27938 | 1.147 | 0.23493 | 1.8599 | 0.23242 | 1.1338 | 0.24245 | 0.92362
11 | 2037 | 2037-11-11 | 0.25796 | 1.1094 | 0.19392 | 1.1266 | 0.26303 | 1.35 | 0.28144 | 1.6167 | 0.27654 | 1.6222 | 0.22294 | 1.6942 | 0.27388 | 1.1262 | 0.23836 | 1.8813 | 0.23496 | 1.1454 | 0.25555 | 0.9712
11 | 2037 | 2037-11-12 | 0.2738 | 1.1674 | 0.19795 | 1.146 | 0.26739 | 1.3654 | 0.28723 | 1.6443 | 0.28143 | 1.6467 | 0.22713 | 1.7201 | 0.27174 | 1.1207 | 0.24178 | 1.9018 | 0.2403 | 1.1669 | 0.26672 | 1.0116
11 | 2037 | 2037-11-13 | 0.27057 | 1.1561 | 0.20275 | 1.1711 | 0.2683 | 1.3684 | 0.29554 | 1.6682 | 0.28971 | 1.6893 | 0.22882 | 1.7205 | 0.29105 | 1.1941 | 0.24297 | 1.9067 | 0.23948 | 1.1629 | 0.26484 | 1.0044
11 | 2037 | 2037-11-14 | 0.25919 | 1.1076 | 0.18541 | 1.0678 | 0.25274 | 1.2846 | 0.28213 | 1.5972 | 0.27874 | 1.621 | 0.22522 | 1.6968 | 0.27399 | 1.1185 | 0.22629 | 1.7788 | 0.23738 | 1.1483 | 0.2592 | 0.97854
11 | 2037 | 2037-11-15 | 0.27121 | 1.1507 | 0.18621 | 1.0669 | 0.25626 | 1.2947 | 0.28884 | 1.6269 | 0.28458 | 1.6505 | 0.22932 | 1.7206 | 0.27696 | 1.1307 | 0.23069 | 1.8066 | 0.24319 | 1.173 | 0.25602 | 0.9665
11 | 2037 | 2037-11-16 | 0.28517 | 1.2045 | 0.20894 | 1.1966 | 0.27831 | 1.4076 | 0.31292 | 1.7639 | 0.30333 | 1.7572 | 0.24449 | 1.8253 | 0.30475 | 1.2448 | 0.2555 | 1.9859 | 0.25389 | 1.2254 | 0.26842 | 1.0162
11 | 2037 | 2037-11-17 | 0.29204 | 1.2283 | 0.20508 | 1.1749 | 0.27313 | 1.3809 | 0.3173 | 1.7701 | 0.30764 | 1.7776 | 0.2441 | 1.8109 | 0.30402 | 1.2451 | 0.2507 | 1.9471 | 0.24342 | 1.1777 | 0.26825 | 1.0154
11 | 2037 | 2037-11-18 | 0.28909 | 1.2185 | 0.20872 | 1.1944 | 0.2547 | 1.2968 | 0.31071 | 1.7493 | 0.29974 | 1.7314 | 0.24367 | 1.8079 | 0.30358 | 1.2437 | 0.25759 | 1.9941 | 0.24907 | 1.2061 | 0.26711 | 1.011
11 | 2037 | 2037-11-19 | 0.29593 | 1.2422 | 0.20655 | 1.1819 | 0.27094 | 1.3733 | 0.31896 | 1.7868 | 0.30695 | 1.7684 | 0.24871 | 1.8382 | 0.30689 | 1.2542 | 0.26265 | 2.0271 | 0.2545 | 1.2306 | 0.28559 | 1.0786
11 | 2037 | 2037-11-20 | 0.29694 | 1.2491 | 0.20498 | 1.1732 | 0.27451 | 1.3911 | 0.32197 | 1.8041 | 0.30876 | 1.7757 | 0.2519 | 1.8575 | 0.31097 | 1.2714 | 0.26386 | 2.0316 | 0.25513 | 1.232 | 0.28488 | 1.0757
11 | 2037 | 2037-11-21 | 0.30052 | 1.2563 | 0.20041 | 1.1365 | 0.27104 | 1.3603 | 0.31831 | 1.7819 | 0.30691 | 1.7579 | 0.2544 | 1.8778 | 0.30737 | 1.2493 | 0.24316 | 1.8736 | 0.24906 | 1.197 | 0.2842 | 1.0681
11 | 2037 | 2037-11-22 | 0.31929 | 1.3208 | 0.20473 | 1.1564 | 0.28703 | 1.4325 | 0.33387 | 1.8582 | 0.32086 | 1.8325 | 0.26462 | 1.947 | 0.31583 | 1.2765 | 0.24792 | 1.9042 | 0.25476 | 1.2221 | 0.2859 | 1.0741
11 | 2037 | 2037-11-23 | 0.31553 | 1.3127 | 0.22088 | 1.2492 | 0.30156 | 1.5061 | 0.35364 | 1.9565 | 0.33642 | 1.9206 | 0.27264 | 1.9913 | 0.32938 | 1.3447 | 0.27197 | 2.0786 | 0.2618 | 1.2606 | 0.28077 | 1.0599
11 | 2037 | 2037-11-24 | 0.32365 | 1.3427 | 0.22475 | 1.2681 | 0.31072 | 1.5471 | 0.36126 | 1.9982 | 0.34247 | 1.9514 | 0.27901 | 2.0342 | 0.33015 | 1.3494 | 0.27339 | 2.0853 | 0.26081 | 1.2568 | 0.2887 | 1.0887
11 | 2037 | 2037-11-25 | 0.33446 | 1.3839 | 0.23598 | 1.3263 | 0.30904 | 1.5438 | 0.36569 | 2.0227 | 0.34553 | 1.9656 | 0.28305 | 2.0593 | 0.34586 | 1.4027 | 0.27322 | 2.0803 | 0.25761 | 1.2427 | 0.28637 | 1.0804
11 | 2037 | 2037-11-26 | 0.34182 | 1.4082 | 0.23867 | 1.3388 | 0.31216 | 1.5553 | 0.37882 | 2.0907 | 0.35685 | 2.0258 | 0.29262 | 2.125 | 0.35037 | 1.417 | 0.27937 | 2.1204 | 0.26825 | 1.2877 | 0.29494 | 1.1113
11 | 2037 | 2037-11-27 | 0.33121 | 1.3692 | 0.23844 | 1.3353 | 0.32752 | 1.624 | 0.38164 | 2.0848 | 0.35977 | 2.0382 | 0.28995 | 2.0914 | 0.34616 | 1.41 | 0.28157 | 2.1326 | 0.26919 | 1.2921 | 0.29329 | 1.1053
11 | 2037 | 2037-11-28 | 0.32504 | 1.3444 | 0.21889 | 1.2231 | 0.3098 | 1.5332 | 0.38101 | 2.0805 | 0.36052 | 2.0349 | 0.29494 | 2.1307 | 0.33865 | 1.3716 | 0.25886 | 1.9614 | 0.25575 | 1.2281 | 0.28573 | 1.073
11 | 2037 | 2037-11-29 | 0.32492 | 1.3467 | 0.22162 | 1.2368 | 0.29852 | 1.4833 | 0.37703 | 2.0705 | 0.35506 | 2.002 | 0.2954 | 2.1326 | 0.33615 | 1.3637 | 0.25598 | 1.9358 | 0.25188 | 1.2074 | 0.27692 | 1.0401
11 | 2037 | 2037-11-30 | 0.33187 | 1.3729 | 0.23406 | 1.3088 | 0.31504 | 1.5627 | 0.39551 | 2.1706 | 0.36879 | 2.0802 | 0.3045 | 2.1881 | 0.35226 | 1.4332 | 0.28521 | 2.1474 | 0.26998 | 1.2938 | 0.28904 | 1.0895
12 | 2037 | 2037-12-01 | 0.31225 | 1.3677 | 0.26065 | 1.4344 | 0.29713 | 1.5195 | 0.43913 | 2.3496 | 0.37923 | 2.1438 | 0.31167 | 2.053 | 0.31797 | 1.4232 | 0.30561 | 2.2309 | 0.27322 | 1.345 | 0.30616 | 1.1927
12 | 2037 | 2037-12-02 | 0.34009 | 1.4765 | 0.27768 | 1.5196 | 0.32999 | 1.6781 | 0.45417 | 2.4178 | 0.39099 | 2.2072 | 0.31869 | 2.0845 | 0.33072 | 1.477 | 0.30908 | 2.251 | 0.27705 | 1.3623 | 0.30624 | 1.193
12 | 2037 | 2037-12-03 | 0.34276 | 1.4864 | 0.28627 | 1.5632 | 0.35112 | 1.7778 | 0.46274 | 2.4613 | 0.39646 | 2.2342 | 0.32549 | 2.1242 | 0.34064 | 1.5188 | 0.31507 | 2.2877 | 0.28551 | 1.4008 | 0.32112 | 1.2511
12 | 2037 | 2037-12-04 | 0.35186 | 1.5217 | 0.29006 | 1.5818 | 0.34652 | 1.7554 | 0.47386 | 2.515 | 0.40428 | 2.2747 | 0.33256 | 2.1621 | 0.34574 | 1.54 | 0.33025 | 2.3881 | 0.30411 | 1.4893 | 0.31824 | 1.2394
12 | 2037 | 2037-12-05 | 0.35672 | 1.5381 | 0.28623 | 1.5519 | 0.35356 | 1.7823 | 0.47235 | 2.4909 | 0.40303 | 2.2602 | 0.33256 | 2.1485 | 0.33978 | 1.5078 | 0.3113 | 2.2421 | 0.29984 | 1.4642 | 0.32417 | 1.2599
12 | 2037 | 2037-12-06 | 0.35148 | 1.5171 | 0.28077 | 1.5212 | 0.34612 | 1.745 | 0.48045 | 2.527 | 0.40934 | 2.293 | 0.33629 | 2.164 | 0.34606 | 1.5342 | 0.31334 | 2.2521 | 0.3027 | 1.4763 | 0.3358 | 1.3053
12 | 2037 | 2037-12-07 | 0.35291 | 1.5243 | 0.29708 | 1.6134 | 0.36828 | 1.8582 | 0.49906 | 2.6358 | 0.4219 | 2.3641 | 0.34856 | 2.2461 | 0.35998 | 1.5991 | 0.32983 | 2.3775 | 0.29764 | 1.4588 | 0.32947 | 1.2828
12 | 2037 | 2037-12-08 | 0.34398 | 1.4888 | 0.29903 | 1.6239 | 0.37255 | 1.8789 | 0.49653 | 2.6278 | 0.41872 | 2.3424 | 0.35004 | 2.2598 | 0.35568 | 1.5804 | 0.33195 | 2.3879 | 0.30139 | 1.4747 | 0.32953 | 1.2832
12 | 2037 | 2037-12-09 | 0.34836 | 1.5056 | 0.30132 | 1.6331 | 0.37434 | 1.886 | 0.50287 | 2.6568 | 0.42334 | 2.3656 | 0.35347 | 2.2754 | 0.3524 | 1.5657 | 0.33363 | 2.3959 | 0.30351 | 1.4837 | 0.32457 | 1.2637
12 | 2037 | 2037-12-10 | 0.33193 | 1.4407 | 0.29276 | 1.5876 | 0.36046 | 1.8165 | 0.51058 | 2.6926 | 0.42893 | 2.3942 | 0.35768 | 2.2952 | 0.34755 | 1.5443 | 0.3283 | 2.3559 | 0.29699 | 1.4509 | 0.32542 | 1.2675
12 | 2037 | 2037-12-11 | 0.34215 | 1.4805 | 0.28123 | 1.5235 | 0.35752 | 1.7985 | 0.49868 | 2.6354 | 0.41981 | 2.3403 | 0.35174 | 2.2634 | 0.34545 | 1.536 | 0.31492 | 2.2625 | 0.2775 | 1.3581 | 0.30512 | 1.1886
12 | 2037 | 2037-12-12 | 0.33571 | 1.4527 | 0.27669 | 1.4889 | 0.34069 | 1.7085 | 0.48563 | 2.5511 | 0.41115 | 2.2856 | 0.34261 | 2.1936 | 0.34402 | 1.5221 | 0.30424 | 2.1716 | 0.28716 | 1.3976 | 0.30888 | 1.2008
12 | 2037 | 2037-12-13 | 0.35231 | 1.5175 | 0.28665 | 1.5402 | 0.34857 | 1.7474 | 0.49452 | 2.5926 | 0.41754 | 2.3188 | 0.34745 | 2.2165 | 0.34785 | 1.5379 | 0.31546 | 2.2462 | 0.29969 | 1.4582 | 0.31998 | 1.2438
12 | 2037 | 2037-12-14 | 0.37272 | 1.5995 | 0.31475 | 1.6959 | 0.38811 | 1.9461 | 0.52726 | 2.7655 | 0.44123 | 2.4534 | 0.3654 | 2.3221 | 0.3646 | 1.6147 | 0.345 | 2.4586 | 0.31642 | 1.5417 | 0.33951 | 1.3221
12 | 2037 | 2037-12-15 | 0.36868 | 1.5833 | 0.32014 | 1.7223 | 0.39397 | 1.975 | 0.54793 | 2.8694 | 0.45485 | 2.526 | 0.37975 | 2.4034 | 0.36315 | 1.608 | 0.34414 | 2.4507 | 0.31362 | 1.5287 | 0.36155 | 1.408
12 | 2037 | 2037-12-16 | 0.35812 | 1.5416 | 0.31505 | 1.6929 | 0.39235 | 1.9658 | 0.54009 | 2.8247 | 0.45035 | 2.4997 | 0.37215 | 2.3518 | 0.36361 | 1.6102 | 0.33545 | 2.3894 | 0.30081 | 1.4677 | 0.34299 | 1.3361
12 | 2037 | 2037-12-17 | 0.35591 | 1.5326 | 0.31408 | 1.6857 | 0.39096 | 1.9584 | 0.53085 | 2.7813 | 0.44287 | 2.4552 | 0.36804 | 2.3305 | 0.36314 | 1.6077 | 0.34329 | 2.4382 | 0.31458 | 1.5301 | 0.34197 | 1.3325
12 | 2037 | 2037-12-18 | 0.3706 | 1.5901 | 0.31829 | 1.7066 | 0.39117 | 1.9576 | 0.53846 | 2.8167 | 0.44825 | 2.4831 | 0.37207 | 2.3486 | 0.36487 | 1.6138 | 0.34862 | 2.4716 | 0.32219 | 1.5652 | 0.36634 | 1.4272
12 | 2037 | 2037-12-19 | 0.38066 | 1.6273 | 0.31293 | 1.6652 | 0.39609 | 1.9684 | 0.52958 | 2.7617 | 0.44037 | 2.4313 | 0.36994 | 2.3288 | 0.37246 | 1.6402 | 0.33349 | 2.3514 | 0.32535 | 1.5746 | 0.37018 | 1.4402
12 | 2037 | 2037-12-20 | 0.38175 | 1.6314 | 0.32627 | 1.7297 | 0.40517 | 2.0098 | 0.53321 | 2.7652 | 0.44587 | 2.4626 | 0.36498 | 2.2805 | 0.36998 | 1.6292 | 0.33423 | 2.3539 | 0.32655 | 1.5795 | 0.36195 | 1.4081
12 | 2037 | 2037-12-21 | 0.62989 | 2.6079 | 0.5515 | 2.9081 | 0.78797 | 3.8902 | 0.75378 | 3.8559 | 0.60348 | 3.344 | 0.4947 | 2.9966 | 0.57453 | 2.4995 | 0.49556 | 3.4626 | 0.52149 | 2.5116 | 0.57166 | 2.2239
12 | 2037 | 2037-12-22 | 0.37773 | 1.6173 | 0.32563 | 1.7407 | 0.40324 | 2.0139 | 0.56535 | 2.9488 | 0.46531 | 2.569 | 0.38992 | 2.4408 | 0.38442 | 1.6938 | 0.34678 | 2.4496 | 0.31967 | 1.551 | 0.36289 | 1.4146
12 | 2037 | 2037-12-23 | 0.37431 | 1.6038 | 0.32976 | 1.7586 | 0.40498 | 2.0194 | 0.56257 | 2.9288 | 0.46437 | 2.563 | 0.38515 | 2.4041 | 0.37918 | 1.6712 | 0.34655 | 2.4459 | 0.31968 | 1.5504 | 0.33828 | 1.319
12 | 2037 | 2037-12-24 | 0.37481 | 1.6056 | 0.33004 | 1.7607 | 0.40743 | 2.0354 | 0.56117 | 2.9248 | 0.46216 | 2.5481 | 0.38612 | 2.4116 | 0.37907 | 1.6695 | 0.34437 | 2.4307 | 0.31378 | 1.5243 | 0.34582 | 1.3482
12 | 2037 | 2037-12-25 | 0.37877 | 1.6211 | 0.33007 | 1.7617 | 0.41452 | 2.0696 | 0.57131 | 2.9752 | 0.4687 | 2.5825 | 0.39284 | 2.4475 | 0.37855 | 1.6664 | 0.34536 | 2.4354 | 0.31531 | 1.5311 | 0.34601 | 1.3491
12 | 2037 | 2037-12-26 | 0.36909 | 1.5809 | 0.31812 | 1.6894 | 0.39408 | 1.9617 | 0.55733 | 2.8895 | 0.45846 | 2.5193 | 0.38455 | 2.3857 | 0.37029 | 1.6243 | 0.32354 | 2.2687 | 0.31274 | 1.511 | 0.34492 | 1.343
12 | 2037 | 2037-12-27 | 0.39427 | 1.6797 | 0.33166 | 1.7536 | 0.42323 | 2.0996 | 0.55864 | 2.8976 | 0.45849 | 2.5174 | 0.38641 | 2.3962 | 0.3778 | 1.6558 | 0.32231 | 2.2584 | 0.31157 | 1.505 | 0.35552 | 1.3841
12 | 2037 | 2037-12-28 | 0.40323 | 1.717 | 0.34826 | 1.8503 | 0.42907 | 2.1372 | 0.57578 | 2.9952 | 0.47075 | 2.5891 | 0.39519 | 2.4519 | 0.39221 | 1.7218 | 0.34853 | 2.4484 | 0.32626 | 1.5777 | 0.35831 | 1.3978
12 | 2037 | 2037-12-29 | 0.39898 | 1.7004 | 0.3545 | 1.8791 | 0.43259 | 2.1526 | 0.5765 | 2.9841 | 0.47423 | 2.6099 | 0.38807 | 2.3907 | 0.39245 | 1.7224 | 0.34569 | 2.4273 | 0.32291 | 1.5613 | 0.36804 | 1.4361
12 | 2037 | 2037-12-30 | 0.39373 | 1.6797 | 0.34103 | 1.8108 | 0.41497 | 2.0682 | 0.56754 | 2.9416 | 0.46699 | 2.5678 | 0.38359 | 2.3659 | 0.38524 | 1.691 | 0.35372 | 2.4801 | 0.33467 | 1.6166 | 0.36678 | 1.4312
12 | 2037 | 2037-12-31 | 0.38938 | 1.6627 | 0.33357 | 1.7721 | 0.41395 | 2.0626 | 0.57598 | 2.988 | 0.47125 | 2.5891 | 0.39148 | 2.4141 | 0.38411 | 1.685 | 0.35514 | 2.4881 | 0.33737 | 1.6289 | 0.36207 | 1.4131
1 | 2038 | 2038-01-01 | 0.36699 | 1.5692 | 0.35216 | 1.8494 | 0.42812 | 2.1217 | 0.59495 | 3.0708 | 0.483 | 2.6901 | 0.41412 | 2.5664 | 0.40863 | 1.8333 | 0.37252 | 2.6176 | 0.33229 | 1.6197 | 0.37119 | 1.4508
1 | 2038 | 2038-01-02 | 0.36022 | 1.5406 | 0.33422 | 1.7463 | 0.42594 | 2.1027 | 0.57627 | 2.9702 | 0.46826 | 2.5981 | 0.40582 | 2.5146 | 0.39669 | 1.7755 | 0.34507 | 2.4124 | 0.31859 | 1.5479 | 0.36318 | 1.418
1 | 2038 | 2038-01-03 | 0.35412 | 1.5168 | 0.32612 | 1.7044 | 0.41688 | 2.0579 | 0.56661 | 2.9216 | 0.46088 | 2.5557 | 0.39927 | 2.4725 | 0.39983 | 1.7883 | 0.3465 | 2.4198 | 0.32124 | 1.5595 | 0.36339 | 1.4192
1 | 2038 | 2038-01-04 | 0.35667 | 1.5292 | 0.33696 | 1.7699 | 0.42284 | 2.0941 | 0.57965 | 3.0032 | 0.46976 | 2.6066 | 0.40678 | 2.5263 | 0.39987 | 1.7918 | 0.36497 | 2.5569 | 0.32457 | 1.5785 | 0.35609 | 1.3933
1 | 2038 | 2038-01-05 | 0.34811 | 1.4959 | 0.34056 | 1.7871 | 0.4178 | 2.0693 | 0.57947 | 3.0026 | 0.46911 | 2.6015 | 0.40675 | 2.5244 | 0.39645 | 1.7763 | 0.35771 | 2.507 | 0.31734 | 1.5436 | 0.34402 | 1.3464
1 | 2038 | 2038-01-06 | 0.33938 | 1.4621 | 0.32631 | 1.7145 | 0.39786 | 1.973 | 0.57221 | 2.9701 | 0.46306 | 2.5644 | 0.40312 | 2.5051 | 0.38895 | 1.7423 | 0.34984 | 2.4519 | 0.30891 | 1.5025 | 0.32451 | 1.2706
1 | 2038 | 2038-01-07 | 0.34767 | 1.4946 | 0.3227 | 1.6953 | 0.39116 | 1.9399 | 0.56146 | 2.9135 | 0.45515 | 2.521 | 0.39498 | 2.4504 | 0.38862 | 1.7406 | 0.349 | 2.4443 | 0.30906 | 1.5022 | 0.32509 | 1.2731
1 | 2038 | 2038-01-08 | 0.3567 | 1.5298 | 0.32725 | 1.7173 | 0.39383 | 1.9526 | 0.57227 | 2.9665 | 0.46251 | 2.5618 | 0.40177 | 2.4878 | 0.39149 | 1.7522 | 0.34591 | 2.4241 | 0.30763 | 1.4956 | 0.329 | 1.2888
1 | 2038 | 2038-01-09 | 0.34983 | 1.5009 | 0.32445 | 1.691 | 0.40533 | 2.0004 | 0.56668 | 2.9243 | 0.4578 | 2.5306 | 0.39986 | 2.4661 | 0.39017 | 1.7419 | 0.32861 | 2.2915 | 0.30823 | 1.4937 | 0.33873 | 1.3248
1 | 2038 | 2038-01-10 | 0.35578 | 1.5244 | 0.33097 | 1.7233 | 0.41183 | 2.0315 | 0.57 | 2.9355 | 0.46021 | 2.5467 | 0.40023 | 2.4596 | 0.39097 | 1.7447 | 0.3351 | 2.333 | 0.31711 | 1.5347 | 0.35092 | 1.3727
1 | 2038 | 2038-01-11 | 0.36499 | 1.5628 | 0.35212 | 1.8408 | 0.43568 | 2.1537 | 0.58333 | 3.0124 | 0.46989 | 2.6063 | 0.40587 | 2.4949 | 0.40964 | 1.8308 | 0.35771 | 2.5003 | 0.32658 | 1.5838 | 0.34373 | 1.3469
1 | 2038 | 2038-01-12 | 0.36008 | 1.5439 | 0.33532 | 1.7552 | 0.40913 | 2.0255 | 0.58444 | 3.0209 | 0.46993 | 2.6042 | 0.40751 | 2.5064 | 0.4012 | 1.7932 | 0.34534 | 2.4147 | 0.3128 | 1.5171 | 0.33515 | 1.3137
1 | 2038 | 2038-01-13 | 0.35019 | 1.5058 | 0.32092 | 1.682 | 0.38779 | 1.923 | 0.56562 | 2.9346 | 0.45523 | 2.517 | 0.3975 | 2.4541 | 0.3782 | 1.6913 | 0.34512 | 2.4128 | 0.31441 | 1.5243 | 0.34316 | 1.3453
1 | 2038 | 2038-01-14 | 0.35399 | 1.5209 | 0.316 | 1.657 | 0.38234 | 1.8975 | 0.57602 | 2.9809 | 0.46274 | 2.5619 | 0.4025 | 2.4754 | 0.38566 | 1.7236 | 0.34302 | 2.399 | 0.31417 | 1.5232 | 0.34571 | 1.3552
1 | 2038 | 2038-01-15 | 0.347 | 1.4939 | 0.31648 | 1.6586 | 0.37937 | 1.8824 | 0.57447 | 2.9773 | 0.46077 | 2.548 | 0.40279 | 2.4806 | 0.39389 | 1.7593 | 0.33974 | 2.377 | 0.31234 | 1.5143 | 0.34541 | 1.3544
1 | 2038 | 2038-01-16 | 0.32596 | 1.4098 | 0.29611 | 1.5433 | 0.3474 | 1.7207 | 0.5493 | 2.8378 | 0.442 | 2.4387 | 0.388 | 2.3825 | 0.3692 | 1.6457 | 0.3087 | 2.1455 | 0.29363 | 1.4175 | 0.32109 | 1.2576
1 | 2038 | 2038-01-17 | 0.34507 | 1.4843 | 0.29375 | 1.5308 | 0.35006 | 1.7334 | 0.53856 | 2.7879 | 0.43348 | 2.3887 | 0.38203 | 2.3497 | 0.37075 | 1.6511 | 0.30561 | 2.1247 | 0.29204 | 1.4096 | 0.32872 | 1.2882
1 | 2038 | 2038-01-18 | 0.3593 | 1.5425 | 0.3115 | 1.6317 | 0.35886 | 1.783 | 0.55329 | 2.8735 | 0.44402 | 2.4527 | 0.38917 | 2.3966 | 0.37899 | 1.692 | 0.32923 | 2.2987 | 0.30268 | 1.4641 | 0.33957 | 1.3332
1 | 2038 | 2038-01-19 | 0.3507 | 1.5096 | 0.30269 | 1.5868 | 0.36158 | 1.7973 | 0.54941 | 2.8526 | 0.44092 | 2.4362 | 0.38607 | 2.3748 | 0.37055 | 1.6546 | 0.31961 | 2.2361 | 0.29414 | 1.4243 | 0.33374 | 1.3102
1 | 2038 | 2038-01-20 | 0.35431 | 1.524 | 0.31385 | 1.6431 | 0.36236 | 1.8011 | 0.55196 | 2.8678 | 0.44207 | 2.4411 | 0.38852 | 2.3912 | 0.38484 | 1.7173 | 0.32218 | 2.2515 | 0.29846 | 1.4437 | 0.33939 | 1.3324
1 | 2038 | 2038-01-21 | 0.35423 | 1.524 | 0.31864 | 1.6664 | 0.38571 | 1.9123 | 0.55769 | 2.8942 | 0.44594 | 2.4641 | 0.39154 | 2.4054 | 0.38793 | 1.7308 | 0.33031 | 2.3066 | 0.31048 | 1.5007 | 0.35476 | 1.3926
1 | 2038 | 2038-01-22 | 0.35787 | 1.5386 | 0.33464 | 1.747 | 0.4014 | 1.9877 | 0.55876 | 2.8984 | 0.44638 | 2.4674 | 0.39182 | 2.4045 | 0.37761 | 1.6851 | 0.34179 | 2.3843 | 0.32651 | 1.5768 | 0.36366 | 1.4272
1 | 2038 | 2038-01-23 | 0.36294 | 1.5565 | 0.33215 | 1.723 | 0.42191 | 2.0808 | 0.56009 | 2.889 | 0.44684 | 2.4672 | 0.39391 | 2.4056 | 0.36567 | 1.6277 | 0.32168 | 2.2328 | 0.32372 | 1.5586 | 0.36119 | 1.4153
1 | 2038 | 2038-01-24 | 0.36279 | 1.5563 | 0.33196 | 1.7217 | 0.42755 | 2.1077 | 0.55339 | 2.8557 | 0.4416 | 2.4381 | 0.38947 | 2.3782 | 0.37167 | 1.6544 | 0.31112 | 2.1606 | 0.31255 | 1.5048 | 0.34835 | 1.3655
1 | 2038 | 2038-01-25 | 0.37361 | 1.6013 | 0.34433 | 1.7952 | 0.40882 | 2.0259 | 0.57044 | 2.9536 | 0.45376 | 2.511 | 0.39841 | 2.4374 | 0.37023 | 1.6522 | 0.33539 | 2.3418 | 0.32514 | 1.5698 | 0.35492 | 1.3935
1 | 2038 | 2038-01-26 | 0.37878 | 1.6218 | 0.34828 | 1.8148 | 0.43355 | 2.1455 | 0.57516 | 2.9719 | 0.45723 | 2.5339 | 0.39975 | 2.4381 | 0.38038 | 1.697 | 0.33817 | 2.3598 | 0.3301 | 1.5928 | 0.36485 | 1.4324
1 | 2038 | 2038-01-27 | 0.36622 | 1.5732 | 0.33787 | 1.762 | 0.42742 | 2.1149 | 0.56495 | 2.9256 | 0.44904 | 2.4856 | 0.3945 | 2.4118 | 0.38298 | 1.7084 | 0.33725 | 2.3525 | 0.33049 | 1.5939 | 0.36859 | 1.4476
1 | 2038 | 2038-01-28 | 0.35301 | 1.522 | 0.33785 | 1.7609 | 0.41291 | 2.0451 | 0.56396 | 2.9204 | 0.44794 | 2.4799 | 0.39375 | 2.4064 | 0.37438 | 1.6703 | 0.34051 | 2.3736 | 0.3359 | 1.6189 | 0.37163 | 1.4595
1 | 2038 | 2038-01-29 | 0.35366 | 1.5249 | 0.33387 | 1.74 | 0.39479 | 1.9564 | 0.5523 | 2.8633 | 0.43907 | 2.4301 | 0.38635 | 2.3628 | 0.37068 | 1.6532 | 0.3316 | 2.311 | 0.32592 | 1.57 | 0.35694 | 1.403
1 | 2038 | 2038-01-30 | 0.32763 | 1.4216 | 0.31002 | 1.6079 | 0.38058 | 1.8805 | 0.52728 | 2.7265 | 0.42026 | 2.3201 | 0.37238 | 2.2734 | 0.34455 | 1.5336 | 0.30143 | 2.0914 | 0.31064 | 1.4922 | 0.33595 | 1.3191
1 | 2038 | 2038-01-31 | 0.33304 | 1.443 | 0.30794 | 1.5977 | 0.38414 | 1.8989 | 0.52791 | 2.7237 | 0.42089 | 2.3277 | 0.3708 | 2.2561 | 0.35128 | 1.5631 | 0.30356 | 2.1054 | 0.31487 | 1.5119 | 0.33835 | 1.3286
2 | 2038 | 2038-02-01 | 0.35278 | 1.5376 | 0.30848 | 1.6325 | 0.35835 | 1.7997 | 0.50819 | 2.677 | 0.41525 | 2.3678 | 0.37813 | 2.3452 | 0.34972 | 1.5638 | 0.2991 | 2.1275 | 0.29711 | 1.4294 | 0.32975 | 1.3301
2 | 2038 | 2038-02-02 | 0.34646 | 1.5128 | 0.30537 | 1.616 | 0.349 | 1.7532 | 0.5001 | 2.637 | 0.40861 | 2.3273 | 0.3724 | 2.3115 | 0.34247 | 1.5314 | 0.29433 | 2.0937 | 0.29222 | 1.406 | 0.32381 | 1.3052
2 | 2038 | 2038-02-03 | 0.3364 | 1.4736 | 0.29586 | 1.5667 | 0.3249 | 1.6363 | 0.48915 | 2.5834 | 0.39971 | 2.2723 | 0.36464 | 2.2663 | 0.35071 | 1.5685 | 0.28756 | 2.0467 | 0.28693 | 1.3796 | 0.33186 | 1.3362
2 | 2038 | 2038-02-04 | 0.33178 | 1.4561 | 0.29363 | 1.5549 | 0.33079 | 1.6661 | 0.48561 | 2.5607 | 0.39602 | 2.2555 | 0.36303 | 2.2539 | 0.35074 | 1.5687 | 0.28537 | 2.0317 | 0.28641 | 1.3766 | 0.3297 | 1.3274
2 | 2038 | 2038-02-05 | 0.34411 | 1.5059 | 0.29722 | 1.5733 | 0.34062 | 1.7147 | 0.48618 | 2.5639 | 0.39655 | 2.2601 | 0.36302 | 2.2534 | 0.34344 | 1.5366 | 0.28858 | 2.0546 | 0.2918 | 1.4023 | 0.32185 | 1.2957
2 | 2038 | 2038-02-06 | 0.34437 | 1.5052 | 0.29401 | 1.5464 | 0.3405 | 1.7068 | 0.47758 | 2.5055 | 0.39032 | 2.2277 | 0.35981 | 2.2248 | 0.32686 | 1.4588 | 0.26429 | 1.8749 | 0.28288 | 1.3554 | 0.31079 | 1.2511
2 | 2038 | 2038-02-07 | 0.33355 | 1.4625 | 0.29155 | 1.5334 | 0.3328 | 1.6691 | 0.47196 | 2.4764 | 0.38558 | 2.2006 | 0.35595 | 2.2015 | 0.33069 | 1.4757 | 0.27178 | 1.9283 | 0.29407 | 1.4086 | 0.32217 | 1.2983
2 | 2038 | 2038-02-08 | 0.33812 | 1.4831 | 0.29529 | 1.5625 | 0.32161 | 1.6205 | 0.48499 | 2.5544 | 0.39516 | 2.2595 | 0.36194 | 2.2439 | 0.33507 | 1.4998 | 0.28978 | 2.0633 | 0.29601 | 1.4227 | 0.33347 | 1.3447
2 | 2038 | 2038-02-09 | 0.32787 | 1.4427 | 0.29356 | 1.5533 | 0.33429 | 1.6824 | 0.47326 | 2.4966 | 0.38567 | 2.2012 | 0.35366 | 2.1959 | 0.32285 | 1.4451 | 0.28714 | 2.0449 | 0.29407 | 1.4134 | 0.3221 | 1.2994
2 | 2038 | 2038-02-10 | 0.31698 | 1.3997 | 0.28893 | 1.5291 | 0.32284 | 1.6267 | 0.46957 | 2.479 | 0.38285 | 2.1844 | 0.35065 | 2.1785 | 0.31986 | 1.4314 | 0.2786 | 1.9849 | 0.28485 | 1.3691 | 0.311 | 1.2546
2 | 2038 | 2038-02-11 | 0.35407 | 1.548 | 0.3033 | 1.6032 | 0.34051 | 1.7133 | 0.47188 | 2.4903 | 0.38483 | 2.1985 | 0.35182 | 2.1848 | 0.32446 | 1.4521 | 0.28009 | 1.9959 | 0.28832 | 1.3855 | 0.32963 | 1.3295
2 | 2038 | 2038-02-12 | 0.35673 | 1.5591 | 0.29801 | 1.5757 | 0.34466 | 1.7347 | 0.47937 | 2.5252 | 0.39075 | 2.2394 | 0.35688 | 2.2125 | 0.32645 | 1.4612 | 0.29088 | 2.0733 | 0.30539 | 1.466 | 0.32403 | 1.3083
2 | 2038 | 2038-02-13 | 0.32052 | 1.4136 | 0.2791 | 1.4675 | 0.32508 | 1.6316 | 0.45838 | 2.4059 | 0.37458 | 2.1439 | 0.34515 | 2.1355 | 0.3085 | 1.3779 | 0.26825 | 1.905 | 0.29723 | 1.4234 | 0.3144 | 1.2682
2 | 2038 | 2038-02-14 | 0.33007 | 1.4523 | 0.28667 | 1.5064 | 0.33735 | 1.6917 | 0.45173 | 2.3725 | 0.36921 | 2.1122 | 0.34034 | 2.1074 | 0.30478 | 1.3617 | 0.26488 | 1.8818 | 0.29491 | 1.4119 | 0.32097 | 1.295
2 | 2038 | 2038-02-15 | 0.34377 | 1.5087 | 0.29651 | 1.5671 | 0.34882 | 1.754 | 0.45909 | 2.4228 | 0.37433 | 2.1424 | 0.34231 | 2.1271 | 0.31458 | 1.4092 | 0.29049 | 2.0715 | 0.30852 | 1.4809 | 0.33734 | 1.3616
2 | 2038 | 2038-02-16 | 0.33813 | 1.487 | 0.29086 | 1.5377 | 0.34113 | 1.7175 | 0.4495 | 2.3715 | 0.36606 | 2.0957 | 0.3362 | 2.09 | 0.31425 | 1.4077 | 0.2797 | 1.9955 | 0.29601 | 1.4211 | 0.32343 | 1.3061
2 | 2038 | 2038-02-17 | 0.31691 | 1.4032 | 0.28271 | 1.4952 | 0.33164 | 1.6708 | 0.43981 | 2.3227 | 0.35822 | 2.0484 | 0.32935 | 2.05 | 0.30842 | 1.3823 | 0.27156 | 1.938 | 0.28624 | 1.3747 | 0.30971 | 1.2509
2 | 2038 | 2038-02-18 | 0.32517 | 1.4366 | 0.28095 | 1.4858 | 0.31481 | 1.5886 | 0.43551 | 2.2999 | 0.35468 | 2.029 | 0.32624 | 2.0314 | 0.30455 | 1.3654 | 0.27417 | 1.9569 | 0.29092 | 1.397 | 0.31652 | 1.2773
2 | 2038 | 2038-02-19 | 0.3396 | 1.494 | 0.29092 | 1.5371 | 0.34013 | 1.7115 | 0.4374 | 2.3083 | 0.3563 | 2.0416 | 0.32717 | 2.0362 | 0.31127 | 1.3955 | 0.27808 | 1.9842 | 0.29504 | 1.4175 | 0.31703 | 1.2806
2 | 2038 | 2038-02-20 | 0.32746 | 1.4443 | 0.28198 | 1.4805 | 0.33912 | 1.6993 | 0.42547 | 2.2342 | 0.34768 | 1.9931 | 0.32132 | 1.9933 | 0.29118 | 1.3022 | 0.25507 | 1.8135 | 0.28711 | 1.3757 | 0.30773 | 1.244
2 | 2038 | 2038-02-21 | 0.31403 | 1.3914 | 0.26802 | 1.408 | 0.32323 | 1.623 | 0.41856 | 2.1986 | 0.34205 | 1.9604 | 0.3164 | 1.9643 | 0.29225 | 1.3073 | 0.26142 | 1.8595 | 0.29795 | 1.4267 | 0.31675 | 1.2796
2 | 2038 | 2038-02-22 | 0.32434 | 1.4351 | 0.27839 | 1.4715 | 0.33011 | 1.6635 | 0.43185 | 2.2733 | 0.35134 | 2.0215 | 0.32326 | 2.01 | 0.29509 | 1.3244 | 0.28657 | 2.0452 | 0.30886 | 1.4837 | 0.32336 | 1.3081
2 | 2038 | 2038-02-23 | 0.32179 | 1.4249 | 0.27225 | 1.4394 | 0.31527 | 1.5908 | 0.42413 | 2.2369 | 0.34556 | 1.9847 | 0.31708 | 1.9752 | 0.29393 | 1.319 | 0.27632 | 1.9731 | 0.297 | 1.427 | 0.32099 | 1.2969
2 | 2038 | 2038-02-24 | 0.3062 | 1.3636 | 0.2749 | 1.4527 | 0.30354 | 1.5332 | 0.41415 | 2.1867 | 0.33756 | 1.9363 | 0.30991 | 1.9336 | 0.28707 | 1.2887 | 0.26629 | 1.9023 | 0.28468 | 1.3685 | 0.30247 | 1.2207
2 | 2038 | 2038-02-25 | 0.30069 | 1.3423 | 0.26337 | 1.3928 | 0.30172 | 1.5244 | 0.40889 | 2.156 | 0.33283 | 1.9121 | 0.30667 | 1.9128 | 0.27467 | 1.2337 | 0.2567 | 1.8346 | 0.27331 | 1.3143 | 0.28252 | 1.1421
2 | 2038 | 2038-02-26 | 0.28154 | 1.266 | 0.24792 | 1.3124 | 0.28373 | 1.4349 | 0.39575 | 2.095 | 0.32299 | 1.8475 | 0.29635 | 1.8552 | 0.26048 | 1.1707 | 0.25802 | 1.8439 | 0.27496 | 1.3226 | 0.28687 | 1.159
2 | 2038 | 2038-02-27 | 0.2589 | 1.175 | 0.22485 | 1.1826 | 0.25804 | 1.3042 | 0.37646 | 1.9818 | 0.30801 | 1.7613 | 0.28597 | 1.7852 | 0.24634 | 1.1042 | 0.22572 | 1.6076 | 0.25544 | 1.2252 | 0.26832 | 1.0846
2 | 2038 | 2038-02-28 | 0.25948 | 1.1781 | 0.22464 | 1.1813 | 0.26053 | 1.317 | 0.37945 | 1.9945 | 0.31045 | 1.7797 | 0.2877 | 1.7941 | 0.26276 | 1.1783 | 0.23105 | 1.6464 | 0.26494 | 1.2698 | 0.27851 | 1.1238
3 | 2038 | 2038-03-01 | 0.28721 | 1.3034 | 0.24504 | 1.3145 | 0.2653 | 1.3979 | 0.44081 | 2.3378 | 0.33458 | 1.918 | 0.30709 | 1.9833 | 0.26274 | 1.1875 | 0.25051 | 1.7687 | 0.27749 | 1.3691 | 0.29608 | 1.2269
3 | 2038 | 2038-03-02 | 0.28604 | 1.2992 | 0.24435 | 1.311 | 0.2701 | 1.423 | 0.43379 | 2.3013 | 0.3301 | 1.8931 | 0.30224 | 1.9528 | 0.26401 | 1.1934 | 0.2409 | 1.703 | 0.27064 | 1.3347 | 0.29517 | 1.2224
3 | 2038 | 2038-03-03 | 0.28394 | 1.2945 | 0.24357 | 1.3061 | 0.26844 | 1.415 | 0.43516 | 2.3071 | 0.33142 | 1.9055 | 0.30209 | 1.9526 | 0.26175 | 1.1839 | 0.24509 | 1.7315 | 0.27364 | 1.3504 | 0.28848 | 1.1963
3 | 2038 | 2038-03-04 | 0.28873 | 1.3139 | 0.25178 | 1.3489 | 0.27232 | 1.4353 | 0.43386 | 2.2986 | 0.32887 | 1.8895 | 0.30094 | 1.9462 | 0.26625 | 1.2044 | 0.24437 | 1.726 | 0.26708 | 1.3188 | 0.28271 | 1.1724
3 | 2038 | 2038-03-05 | 0.28724 | 1.3091 | 0.2412 | 1.2937 | 0.26843 | 1.415 | 0.42768 | 2.2665 | 0.32534 | 1.8714 | 0.29643 | 1.9178 | 0.27164 | 1.2287 | 0.24557 | 1.7345 | 0.27181 | 1.3425 | 0.28127 | 1.1669
3 | 2038 | 2038-03-06 | 0.27143 | 1.2438 | 0.22389 | 1.1927 | 0.24681 | 1.2981 | 0.41213 | 2.1744 | 0.31329 | 1.8007 | 0.28778 | 1.8597 | 0.25946 | 1.1709 | 0.22074 | 1.551 | 0.25972 | 1.2803 | 0.26357 | 1.0942
3 | 2038 | 2038-03-07 | 0.26893 | 1.2338 | 0.23765 | 1.2647 | 0.25543 | 1.3433 | 0.3999 | 2.1113 | 0.30454 | 1.7472 | 0.2801 | 1.8112 | 0.25757 | 1.1628 | 0.21715 | 1.5259 | 0.25299 | 1.2474 | 0.25822 | 1.0724
3 | 2038 | 2038-03-08 | 0.26367 | 1.2145 | 0.23934 | 1.2819 | 0.26983 | 1.4225 | 0.40899 | 2.1678 | 0.31127 | 1.7887 | 0.2836 | 1.8378 | 0.26158 | 1.1841 | 0.24416 | 1.7244 | 0.26844 | 1.3273 | 0.2697 | 1.1202
3 | 2038 | 2038-03-09 | 0.26357 | 1.2148 | 0.24048 | 1.2882 | 0.26275 | 1.3856 | 0.41231 | 2.1831 | 0.31357 | 1.8066 | 0.28459 | 1.8447 | 0.24655 | 1.1166 | 0.242 | 1.7094 | 0.26599 | 1.3156 | 0.28075 | 1.1662
3 | 2038 | 2038-03-10 | 0.24535 | 1.1408 | 0.21651 | 1.1614 | 0.22651 | 1.1961 | 0.39177 | 2.0787 | 0.30076 | 1.73 | 0.27177 | 1.7629 | 0.22517 | 1.0209 | 0.23812 | 1.6827 | 0.26221 | 1.2972 | 0.27169 | 1.1285
3 | 2038 | 2038-03-11 | 0.23458 | 1.0974 | 0.20454 | 1.0972 | 0.20813 | 1.1001 | 0.37715 | 2.0034 | 0.29012 | 1.664 | 0.26277 | 1.7058 | 0.22015 | 0.99836 | 0.23557 | 1.6649 | 0.25773 | 1.2755 | 0.26708 | 1.1091
3 | 2038 | 2038-03-12 | 0.23779 | 1.111 | 0.21226 | 1.1389 | 0.22215 | 1.1736 | 0.36641 | 1.9479 | 0.28305 | 1.6224 | 0.25572 | 1.661 | 0.22268 | 1.0097 | 0.2266 | 1.603 | 0.24577 | 1.2165 | 0.24778 | 1.0282
3 | 2038 | 2038-03-13 | 0.23202 | 1.0865 | 0.19634 | 1.045 | 0.21355 | 1.125 | 0.35389 | 1.871 | 0.27318 | 1.5657 | 0.24869 | 1.6131 | 0.21117 | 0.9548 | 0.20223 | 1.4228 | 0.23741 | 1.1726 | 0.24643 | 1.0232
3 | 2038 | 2038-03-14 | 0.23312 | 1.0919 | 0.19187 | 1.0217 | 0.21214 | 1.1178 | 0.35547 | 1.8775 | 0.27431 | 1.5762 | 0.24864 | 1.6133 | 0.20944 | 0.94711 | 0.20175 | 1.4197 | 0.24017 | 1.1865 | 0.25231 | 1.0485
3 | 2038 | 2038-03-15 | 0.25141 | 1.167 | 0.20456 | 1.0966 | 0.2199 | 1.1624 | 0.3617 | 1.9197 | 0.27943 | 1.6079 | 0.25038 | 1.6283 | 0.21868 | 0.99239 | 0.22933 | 1.6218 | 0.25534 | 1.2652 | 0.26105 | 1.085
3 | 2038 | 2038-03-16 | 0.2421 | 1.1293 | 0.20424 | 1.095 | 0.21904 | 1.1581 | 0.36357 | 1.9274 | 0.28006 | 1.6138 | 0.25066 | 1.6307 | 0.22307 | 1.0124 | 0.2245 | 1.5878 | 0.24198 | 1.2 | 0.24531 | 1.0205
3 | 2038 | 2038-03-17 | 0.24567 | 1.144 | 0.20378 | 1.0931 | 0.21649 | 1.1451 | 0.35211 | 1.8682 | 0.27216 | 1.5662 | 0.24326 | 1.5836 | 0.22413 | 1.0172 | 0.22505 | 1.5913 | 0.24251 | 1.2033 | 0.24102 | 1.0028
3 | 2038 | 2038-03-18 | 0.22611 | 1.0643 | 0.20139 | 1.0793 | 0.2194 | 1.1606 | 0.35151 | 1.8635 | 0.27121 | 1.5622 | 0.24211 | 1.5767 | 0.22118 | 1.0042 | 0.21935 | 1.5515 | 0.23179 | 1.1509 | 0.23403 | 0.97447
3 | 2038 | 2038-03-19 | 0.22922 | 1.0772 | 0.2017 | 1.0801 | 0.21973 | 1.1626 | 0.34946 | 1.8515 | 0.26902 | 1.5498 | 0.24019 | 1.5649 | 0.20992 | 0.9535 | 0.2195 | 1.5524 | 0.23268 | 1.1558 | 0.24483 | 1.0198
3 | 2038 | 2038-03-20 | 0.23343 | 1.0935 | 0.18819 | 0.99997 | 0.20529 | 1.0836 | 0.33617 | 1.7708 | 0.25907 | 1.4934 | 0.23258 | 1.5129 | 0.19599 | 0.88741 | 0.2041 | 1.434 | 0.23643 | 1.1724 | 0.23031 | 0.95987
3 | 2038 | 2038-03-21 | 0.23422 | 1.0968 | 0.18891 | 1.0042 | 0.2091 | 1.1039 | 0.32957 | 1.7359 | 0.25378 | 1.4612 | 0.22809 | 1.4845 | 0.20227 | 0.91585 | 0.20127 | 1.414 | 0.23004 | 1.1415 | 0.227 | 0.94677
3 | 2038 | 2038-03-22 | 0.24239 | 1.1314 | 0.19612 | 1.0504 | 0.21787 | 1.154 | 0.34174 | 1.8079 | 0.26271 | 1.5168 | 0.23322 | 1.5212 | 0.21443 | 0.97424 | 0.22465 | 1.5873 | 0.24117 | 1.1999 | 0.24447 | 1.0193
3 | 2038 | 2038-03-23 | 0.2412 | 1.1268 | 0.1926 | 1.0317 | 0.21176 | 1.1225 | 0.33964 | 1.7959 | 0.26128 | 1.5106 | 0.23107 | 1.5076 | 0.21173 | 0.96195 | 0.22019 | 1.5562 | 0.23395 | 1.1647 | 0.23638 | 0.98609
3 | 2038 | 2038-03-24 | 0.23009 | 1.0821 | 0.18374 | 0.98495 | 0.2194 | 1.1629 | 0.33268 | 1.7594 | 0.25638 | 1.4821 | 0.22622 | 1.4767 | 0.1993 | 0.90586 | 0.217 | 1.5339 | 0.22817 | 1.1368 | 0.23341 | 0.97438
3 | 2038 | 2038-03-25 | 0.22542 | 1.0628 | 0.18024 | 0.96588 | 0.19964 | 1.06 | 0.32188 | 1.7034 | 0.24835 | 1.4326 | 0.21931 | 1.4327 | 0.19659 | 0.89373 | 0.20969 | 1.4835 | 0.22131 | 1.1029 | 0.22844 | 0.95342